LED Lighting | Reflector | Philips Lighting | True | Daylighting/Photocell, | Reflector (Flood/Spot) | PAR30L | E26 (Medium) | Damp Location Rated,Use With Timers,Use With Photo and/or Motion Sensors,Recessed Fixtures Damp Location Rated,Use With Timers,Use With Photo and/or Motion Sensors,Recessed Fixtures LED Reflector Light Bulbs Philips 11.3 watt dimmable 3000K PAR30L narrow flood LED bulb generates as much light as many 75 watt halogen bulbs. Suitable for use in enclosed fixtures No lead or mercury means easy and environmentally safe disposal Saves 63.7 watts in electricity compared to a 75 watt halogen bulb Very long life - Rated to still put out 70% as much light after 25,000 hours of operation as it does when brand new Do not “hot swap” this bulb. Turn off fixture before replacing existing bulb. Suitable for use in enclosed fixtures No lead or mercury means easy and environmentally safe disposal Saves 63.7 watts in electricity compared to a 75 watt halogen bulb Very long life - Rated to still put out 70% as much light after 25,000 hours of operation as it does when brand new Philips 11.3W Dimmable 3000K 25° PAR30L LED Bulb, JA8 Compliant, Enclosed Fixture Rated | 3000 | 92 | 850 | 75.2212 | 25000 | 11.3 | 6 | 18.99 | 3.165 | 3.719 | 2020Q3 | https://www.bulbs.com/product/11-3PAR30L-PER-930-F25-DIM-120V-6-1FBT20 | Bulbs.com | 2020 | Yes
LED Lighting | A-Type | Cree | True |  | A19/21 | E26 (Medium) | E26 (Medium) | Home / Light Bulbs / LED / Cree - A19-60W-27K-U1 Energy Star Qualified; Suitable for Damp Locations; Not for Use in Totally Enclosed Fixtures 9W A19 LED Lamp - Universal - 815 Lumens - Warm White (2700K) - 85 CRI - 25000 Hours - E26 (Medium) - 120 to 130V Cree - A19-60W-27K-U1 | 2700 | 85 | 815 | 90.5556 | 25000 | 9 | 1 | 6.23 | 6.23 | 7.3205 | 2020Q2 | https://shop.regencylighting.com/lamps/led/a19-60w-27k-u1-cre.html | Regency Lighting | 2020 | Yes
LED Lighting | Reflector | Satco Products, Inc. | True |  | Reflector (Flood/Spot) | BR40 | E26 (Medium) | Damp Location Rated,Recessed Fixtures Damp Location Rated,Recessed Fixtures LED Reflector Light Bulbs Satco dimmable 11.5 watt 2700K BR40 LED bulb generates as much light as many 75 watt halogen bulbs. No lead or mercury means easy and environmentally safe disposal Very long life - Rated to still put out 70% as much light after 25,000 hours of operation as it does when brand new Not recommended for use in fully enclosed fixtures because heat buildup will shorten life. Do not “hot swap” this bulb. Turn off fixture before replacing existing bulb. No lead or mercury means easy and environmentally safe disposal Very long life - Rated to still put out 70% as much light after 25,000 hours of operation as it does when brand new Satco Dimmable 11.5W 2700K BR40 LED Bulb | 2700 | 83 | 940 | 81.7391 | 25000 | 11.5 | 12 | 7.95 | 0.6625 | 0.77846 | 2020Q3 | https://www.bulbs.com/product/11-5BR40-LED-2700K-940L-120V | Bulbs.com | 2020 | No
LED Lighting | Reflector | Satco Products, Inc. | True |  | Reflector (Flood/Spot) | BR40 | E26 (Medium) | Damp Location Rated,Recessed Fixtures Damp Location Rated,Recessed Fixtures LED Reflector Light Bulbs Satco dimmable 11.5 watt BR40 LED bulb generates as much light as many 75 watt halogen bulbs. No lead or mercury means easy and environmentally safe disposal Very long life - Rated to still put out 70% as much light after 25,000 hours of operation as it does when brand new Not recommended for use in fully enclosed fixtures because heat buildup will shorten life. Do not “hot swap” this bulb. Turn off fixture before replacing existing bulb. No lead or mercury means easy and environmentally safe disposal Very long life - Rated to still put out 70% as much light after 25,000 hours of operation as it does when brand new Satco Dimmable 11.5W 3000K BR40 LED Bulb | 3000 | 83 | 970 | 84.3478 | 25000 | 11.5 | 12 | 7.95 | 0.6625 | 0.77846 | 2020Q3 | https://www.bulbs.com/product/11-5BR40-LED-3000K-970L-120V | Bulbs.com | 2020 | No
LED Lighting | Reflector | Satco Products, Inc. | True |  | Reflector (Flood/Spot) | BR40 | E26 (Medium) | Damp Location Rated,Recessed Fixtures Damp Location Rated,Recessed Fixtures LED Reflector Light Bulbs Satco dimmable 11.5 watt 4000K BR40 LED bulb generates as much light as many 75 watt halogen bulbs. No lead or mercury means easy and environmentally safe disposal Very long life - Rated to still put out 70% as much light after 25,000 hours of operation as it does when brand new Not recommended for use in fully enclosed fixtures because heat buildup will shorten life. Do not “hot swap” this bulb. Turn off fixture before replacing existing bulb. No lead or mercury means easy and environmentally safe disposal Very long life - Rated to still put out 70% as much light after 25,000 hours of operation as it does when brand new Satco Dimmable 11.5W 4000K BR40 LED Bulb | 4000 | 82 | 1000 | 86.9565 | 25000 | 11.5 | 12 | 7.95 | 0.6625 | 0.77846 | 2020Q3 | https://www.bulbs.com/product/11-5BR40-LED-4000K-940L-120V | Bulbs.com | 2020 | No
LED Lighting | Reflector | Satco Products, Inc. | True |  | Reflector (Flood/Spot) | BR40 | E26 (Medium) | Damp Location Rated,Recessed Fixtures Damp Location Rated,Recessed Fixtures LED Reflector Light Bulbs Satco dimmable 11.5 watt 5000K BR40 LED bulb generates as much light as many 75 watt halogen bulbs. No lead or mercury means easy and environmentally safe disposal Very long life - Rated to still put out 70% as much light after 25,000 hours of operation as it does when brand new Not recommended for use in fully enclosed fixtures because heat buildup will shorten life. Do not “hot swap” this bulb. Turn off fixture before replacing existing bulb. No lead or mercury means easy and environmentally safe disposal Very long life - Rated to still put out 70% as much light after 25,000 hours of operation as it does when brand new Satco Dimmable 11.5W 5000K BR40 LED Bulb | 5000 | 84 | 1050 | 91.3043 | 25000 | 11.5 | 12 | 7.95 | 0.6625 | 0.77846 | 2020Q3 | https://www.bulbs.com/product/11-5BR40-LED-5000K-940L-120V | Bulbs.com | 2020 | No
LED Lighting | A-Type | Feit Electric | True | Scene Controls, Daylighting/Photocell, | General Purpose Replacement | A21 | E26 (Medium) | Damp Location Rated,Not for Use in Recessed Fixtures,White-Tunable,Wireless Control Damp Location Rated,Not for Use in Recessed Fixtures,White-Tunable,Wireless Control Home Smart Home Smart Lighting LED Wi-Fi Smart Bulb - 100W Equal - 18 Watts - Color Changing and Tunable White Back Description The Feit Electric OM100-RGBW-CA-AG smart light bulb works with Alexa or Google Home. Easily turn lights on/off, dim, set groups and schedules. Choose energizing daylight or wind down with relaxing soft white light. Get creative with color, it’s all up to you. Control lighting with simple voice commands and an intuitive mobile app. Set up is simple. The bulbs connect directly to your WiFi at home and can be controlled from anywhere. Remote access Color changing and tunable white On/off and dim WiFi Enabled Scheduling Grouping 120V Bulb has a rate life of 25,000 hours Minimum System Requirements: iOS 9.3, Android 4.1 Suitable For Damp Locations LED Wi-Fi Smart Bulb - 100W Equal - 18 Watts - Color Changing and Tunable White | 2700 | 92 | 1600 | 90.3955 | 25000 | 17.7 | 1 | 23.85 | 23.85 | 28.0247 | 2020Q3 | https://www.beeslighting.com/OM100-RGBW-CA-AG | Bee's Lighting | 2020 | Yes
LED Lighting | A-Type | Cree | True |  | General Purpose Replacement | A19 | E26 (Medium) | Damp Location Rated,Not for Use in Recessed Fixtures Damp Location Rated,Not for Use in Recessed Fixtures Topbulb » LED Bulbs » LED Standard Shape » 40W Equal » Cree A19-40W-50K-U1 ¦ 5W LED - 40W Equal - 5000K This Cree A19-40W-50K-U1 is an LED A19 lamp that uses 5 watts equivalent to a 40 watt incandescent.Better light is beautiful light. The A19 Series is part of Cree's new and improved LED lamp family and features a remarkable combination of comfortable omnidirectional light, high color rendering, instant-on, and quiet dimming. Even better, the A19 lamp is incredibly efficient, lasts up to 6 times longer than other LED bulbs, and provides up to 88% energy savings compared to incandescent. LED Technology Notice Due to constantly evolving nature of LED technology, manufacturers will reserve the right to replace this product with next generation technology. We appreciate your understanding and acceptance of this policy. Utility/Government Incentives Documents Cree A19-40W-50K-U1 Spec Sheet Cree A19-40W-50K-U1 Sales Sheet Cree A19-40W-50K-U1 Dimmer Compatibility 35,000 Hours • Very Cool White Light Cree A19-40W-50K-U1 ¦ 5W LED - 40W Equal - 5000K | 5000 | 86 | 470 | 90.3846 | 35000 | 5.2 | 1 | 7.95 | 7.95 | 9.3416 | 2020Q3 | https://www.topbulb.com/cree-a19-40w-50k-u1-5w-a19-led-40w-equal-5000k | Top Bulb | 2020 | Yes
LED Lighting | A-Type | Cree | True |  | General Purpose Replacement | A19 | E26 (Medium) | Damp Location Rated,Not for Use in Recessed Fixtures Topbulb » LED Bulbs » LED Standard Shape » 40W Equal » Cree A19-40W-50K-U1 ¦ 5W LED - 40W Equal - 5000K This Cree A19-40W-50K-U1 is an LED A19 lamp that uses 5 watts equivalent to a 40 watt incandescent.Better light is beautiful light. The A19 Series is part of Cree's new and improved LED lamp family and features a remarkable combination of comfortable omnidirectional light, high color rendering, instant-on, and quiet dimming. Even better, the A19 lamp is incredibly efficient, lasts up to 6 times longer than other LED bulbs, and provides up to 88% energy savings compared to incandescent. LED Technology Notice Due to constantly evolving nature of LED technology, manufacturers will reserve the right to replace this product with next generation technology. We appreciate your understanding and acceptance of this policy. Utility/Government Incentives Documents Cree A19-40W-50K-U1 Spec Sheet Cree A19-40W-50K-U1 Sales Sheet Cree A19-40W-50K-U1 Dimmer Compatibility 35,000 Hours • Very Cool White Light Cree A19-40W-50K-U1 ¦ 5W LED - 40W Equal - 5000K | 5000 | 86 | 470 | 90.3846 | 35000 | 5.2 | 1 | 7.95 | 7.95 | 9.3416 | 2020Q2 | https://www.topbulb.com/cree-a19-40w-50k-u1-5w-a19-led-40w-equal-5000k | Top Bulb | 2020 | Yes
LED Lighting | Reflector | Philips Lighting | True | Daylighting/Photocell, | Reflector (Flood/Spot) | PAR30L | E26 (Medium) | Damp Location Rated,Use With Timers,Use With Photo and/or Motion Sensors,Recessed Fixtures Damp Location Rated,Use With Timers,Use With Photo and/or Motion Sensors,Recessed Fixtures LED Reflector Light Bulbs Philips Expert Color dimmable 12 watt 95 CRI 2700K narrow flood PAR30 long neck LED bulb generates as much light as many 75 watt halogen bulbs. Customized color spectrum for crisp whites and rich colors Ideal for retail and museums that require a vibrant range of colors that "pop" No lead or mercury means for easy disposal and a better environment Very long life - Rated to still put out 70% as much light after 25,000 hours of operation as it does when brand new Not recommended for use in fully enclosed fixture because heat buildup will shorten life. Do not “hot swap” this bulb. Turn off fixture before replacing existing bulb. Customized color spectrum for crisp whites and rich colors Ideal for retail and museums that require a vibrant range of colors that "pop" No lead or mercury means for easy disposal and a better environment Very long life - Rated to still put out 70% as much light after 25,000 hours of operation as it does when brand new Philips Dimmable 12W Expert Color 95 CRI 2700K 25° PAR30L LED Bulb | 2700 | 97 | 850 | 70.8333 | 25000 | 12 | 6 | 13.49 | 2.2483 | 2.6419 | 2020Q3 | https://www.bulbs.com/product/12PAR30L-EXPERTCOLOR-F25-927-DIM-120V | Bulbs.com | 2020 | Yes
LED Lighting | Reflector | Philips Lighting | True | Daylighting/Photocell, | Reflector (Flood/Spot) | PAR30L | E26 (Medium) | Damp Location Rated,Use With Timers,Use With Photo and/or Motion Sensors,Recessed Fixtures Damp Location Rated,Use With Timers,Use With Photo and/or Motion Sensors,Recessed Fixtures LED Reflector Light Bulbs Philips EXPERT COLOR dimmable 12 watt 95 CRI 4000K narrow flood PAR30 long neck LED bulb generates as much light as many 75 watt halogen bulbs. Customized color spectrum for crisp whites and rich colors Ideal for retail and museums that require a vibrant range of colors that "pop" No lead or mercury means for easy disposal and a better environment Very long life - Rated to still put out 70% as much light after 25,000 hours of operation as it does when brand new Not recommended for use in fully enclosed fixture because heat buildup will shorten life. Do not “hot swap” this bulb. Turn off fixture before replacing existing bulb. Customized color spectrum for crisp whites and rich colors Ideal for retail and museums that require a vibrant range of colors that "pop" No lead or mercury means for easy disposal and a better environment Very long life - Rated to still put out 70% as much light after 25,000 hours of operation as it does when brand new Philips Dimmable 12W Expert Color 95 CRI 4000K 25° PAR30L LED Bulb | 4000 | 95 | 950 | 79.1667 | 25000 | 12 | 6 | 17.99 | 2.9983 | 3.5232 | 2020Q3 | https://www.bulbs.com/product/12PAR30L-EXPERTCOLOR-F25-940-DIM-120V | Bulbs.com | 2020 | Yes
LED Lighting | Reflector | Philips Lighting | True | Daylighting/Photocell, | Reflector (Flood/Spot) | PAR30L | E26 (Medium) | Damp Location Rated,Use With Timers,Use With Photo and/or Motion Sensors,Recessed Fixtures Damp Location Rated,Use With Timers,Use With Photo and/or Motion Sensors,Recessed Fixtures LED Reflector Light Bulbs Philips Expert Color dimmable 12 watt 95 CRI 4000K flood PAR30 long neck LED bulb generates as much light as many 75 watt halogen bulbs. Customized color spectrum for crisp whites and rich colors Ideal for retail and museums that require a vibrant range of colors that "pop" No lead or mercury means for easy disposal and a better environment Very long life - Rated to still put out 70% as much light after 25,000 hours of operation as it does when brand new Not recommended for use in fully enclosed fixture because heat buildup will shorten life. Do not “hot swap” this bulb. Turn off fixture before replacing existing bulb. Customized color spectrum for crisp whites and rich colors Ideal for retail and museums that require a vibrant range of colors that "pop" No lead or mercury means for easy disposal and a better environment Very long life - Rated to still put out 70% as much light after 25,000 hours of operation as it does when brand new Philips Dimmable 12W Expert Color 95 CRI 4000K 40° PAR30L LED Bulb | 4000 | 95 | 950 | 79.1667 | 25000 | 12 | 6 | 17.99 | 2.9983 | 3.5232 | 2020Q3 | https://www.bulbs.com/product/12PAR30L-EXPERTCOLOR-F40-940-DIM-120V | Bulbs.com | 2020 | Yes
LED Lighting | Reflector | Philips Lighting | True | Daylighting/Photocell, | Reflector (Flood/Spot) | PAR30L | E26 (Medium) | Damp Location Rated,Use With Timers,Use With Photo and/or Motion Sensors,Recessed Fixtures Damp Location Rated,Use With Timers,Use With Photo and/or Motion Sensors,Recessed Fixtures LED Reflector Light Bulbs Philips Expert Color dimmable 12 watt 90 CRI 3000K narrow flood PAR30 long neck LED bulb generates as much light as many 75 watt halogen bulbs. Customized color spectrum for crisp whites and rich colors Ideal for retail and museums that require a vibrant range of colors that "pop" No lead or mercury means for easy disposal and a better environment Very long life - Rated to still put out 70% as much light after 25,000 hours of operation as it does when brand new Not recommended for use in fully enclosed fixture because heat buildup will shorten life. Do not “hot swap” this bulb. Turn off fixture before replacing existing bulb. Customized color spectrum for crisp whites and rich colors Ideal for retail and museums that require a vibrant range of colors that "pop" No lead or mercury means for easy disposal and a better environment Very long life - Rated to still put out 70% as much light after 25,000 hours of operation as it does when brand new Philips Dimmable 12W Expert Color 90 CRI 3000K 25° PAR30L LED Bulb | 3000 | 91 | 880 | 73.3333 | 25000 | 12 | 6 | 18.79 | 3.1317 | 3.6798 | 2020Q3 | https://www.bulbs.com/product/12PAR30L-EXPERTCOLOR-RETAIL-F25-930-DIM-120V | Bulbs.com | 2020 | Yes
LED Lighting | Reflector | Philips Lighting | True | Daylighting/Photocell, | Reflector (Flood/Spot) | PAR30L | E26 (Medium) | Damp Location Rated,Use With Timers,Use With Photo and/or Motion Sensors,Recessed Fixtures Damp Location Rated,Use With Timers,Use With Photo and/or Motion Sensors,Recessed Fixtures LED Reflector Light Bulbs Philips Expert Color dimmable 12 watt 90 CRI 3000K spot PAR30 long neck LED bulb generates as much light as many 75 watt halogen bulbs. Customized color spectrum for crisp whites and rich colors Ideal for retail and museums that require a vibrant range of colors that "pop" No lead or mercury means for easy disposal and a better environment Very long life - Rated to still put out 70% as much light after 25,000 hours of operation as it does when brand new Not recommended for use in fully enclosed fixture because heat buildup will shorten life. Do not “hot swap” this bulb. Turn off fixture before replacing existing bulb. Customized color spectrum for crisp whites and rich colors Ideal for retail and museums that require a vibrant range of colors that "pop" No lead or mercury means for easy disposal and a better environment Very long life - Rated to still put out 70% as much light after 25,000 hours of operation as it does when brand new Philips Dimmable 12W Expert Color 90 CRI 3000K 10° PAR30L LED Bulb | 3000 | 91 | 880 | 73.3333 | 25000 | 12 | 6 | 18.79 | 3.1317 | 3.6798 | 2020Q3 | https://www.bulbs.com/product/12PAR30L-EXPERTCOLOR-RETAIL-S10-930-DIM-120V | Bulbs.com | 2020 | Yes
LED Lighting | Reflector | Philips Lighting | True | Daylighting/Photocell, | Reflector (Flood/Spot) | PAR30S | E26 (Medium) | Damp Location Rated,Use With Timers,Use With Photo and/or Motion Sensors,Recessed Fixtures Damp Location Rated,Use With Timers,Use With Photo and/or Motion Sensors,Recessed Fixtures LED Reflector Light Bulbs Philips Expert Color dimmable 12 watt 95 CRI 2700K narrow flood PAR30 short neck LED bulb generates as much light as many 75 watt halogen bulbs. Customized color spectrum for crisp whites and rich colors Ideal for retail and museums that require a vibrant range of colors that "pop" No lead or mercury means for easy disposal and a better environment Very long life - Rated to still put out 70% as much light after 25,000 hours of operation as it does when brand new Not recommended for use in fully enclosed fixture because heat buildup will shorten life. Do not “hot swap” this bulb. Turn off fixture before replacing existing bulb. Customized color spectrum for crisp whites and rich colors Ideal for retail and museums that require a vibrant range of colors that "pop" No lead or mercury means for easy disposal and a better environment Very long life - Rated to still put out 70% as much light after 25,000 hours of operation as it does when brand new Philips Dimmable 12W Expert Color 95 CRI 2700K 25° PAR30S LED Bulb | 2700 | 97 | 850 | 70.8333 | 25000 | 12 | 6 | 17.99 | 2.9983 | 3.5232 | 2020Q3 | https://www.bulbs.com/product/12PAR30S-EXPERTCOLOR-F25-927-DIM-120V | Bulbs.com | 2020 | Yes
LED Lighting | Reflector | Philips Lighting | True | Daylighting/Photocell, | Reflector (Flood/Spot) | PAR30S | E26 (Medium) | Damp Location Rated,Use With Timers,Use With Photo and/or Motion Sensors,Recessed Fixtures Damp Location Rated,Use With Timers,Use With Photo and/or Motion Sensors,Recessed Fixtures LED Reflector Light Bulbs Philips EXPERT COLOR dimmable 12 watt 95 CRI 4000K narrow flood PAR30 short neck LED bulb generates as much light as many 75 watt halogen bulbs. Customized color spectrum for crisp whites and rich colors Ideal for retail and museums that require a vibrant range of colors that "pop" No lead or mercury means for easy disposal and a better environment Very long life - Rated to still put out 70% as much light after 25,000 hours of operation as it does when brand new Not recommended for use in fully enclosed fixture because heat buildup will shorten life. Do not “hot swap” this bulb. Turn off fixture before replacing existing bulb. Customized color spectrum for crisp whites and rich colors Ideal for retail and museums that require a vibrant range of colors that "pop" No lead or mercury means for easy disposal and a better environment Very long life - Rated to still put out 70% as much light after 25,000 hours of operation as it does when brand new Philips Dimmable 12W Expert Color 95 CRI 4000K 25° PAR30S LED Bulb | 4000 | 95 | 950 | 79.1667 | 25000 | 12 | 6 | 17.99 | 2.9983 | 3.5232 | 2020Q3 | https://www.bulbs.com/product/12PAR30S-EXPERTCOLOR-F25-940-DIM-120V | Bulbs.com | 2020 | Yes
LED Lighting | Reflector | Philips Lighting | True | Daylighting/Photocell, | Reflector (Flood/Spot) | PAR30S | E26 (Medium) | Damp Location Rated,Use With Timers,Use With Photo and/or Motion Sensors,Recessed Fixtures Damp Location Rated,Use With Timers,Use With Photo and/or Motion Sensors,Recessed Fixtures LED Reflector Light Bulbs Philips Expert Color dimmable 12 watt 95 CRI 2700K flood PAR30 short neck LED bulb generates as much light as many 75 watt halogen bulbs. Customized color spectrum for crisp whites and rich colors Ideal for retail and museums that require a vibrant range of colors that "pop" No lead or mercury means for easy disposal and a better environment Very long life - Rated to still put out 70% as much light after 25,000 hours of operation as it does when brand new Not recommended for use in fully enclosed fixture because heat buildup will shorten life. Do not “hot swap” this bulb. Turn off fixture before replacing existing bulb. Customized color spectrum for crisp whites and rich colors Ideal for retail and museums that require a vibrant range of colors that "pop" No lead or mercury means for easy disposal and a better environment Very long life - Rated to still put out 70% as much light after 25,000 hours of operation as it does when brand new Philips Dimmable 12W Expert Color 95 CRI 2700K 40° PAR30S LED Bulb | 2700 | 97 | 850 | 70.8333 | 25000 | 12 | 6 | 13.49 | 2.2483 | 2.6419 | 2020Q3 | https://www.bulbs.com/product/12PAR30S-EXPERTCOLOR-F40-927-DIM-120V | Bulbs.com | 2020 | Yes
LED Lighting | Reflector | Philips Lighting | True | Daylighting/Photocell, | Reflector (Flood/Spot) | PAR30S | E26 (Medium) | Damp Location Rated,Use With Timers,Use With Photo and/or Motion Sensors,Recessed Fixtures Damp Location Rated,Use With Timers,Use With Photo and/or Motion Sensors,Recessed Fixtures LED Reflector Light Bulbs Philips Expert Color dimmable 12 watt 95 CRI 4000K flood PAR30 short neck LED bulb generates as much light as many 75 watt halogen bulbs. Customized color spectrum for crisp whites and rich colors Ideal for retail and museums that require a vibrant range of colors that "pop" No lead or mercury means for easy disposal and a better environment Very long life - Rated to still put out 70% as much light after 25,000 hours of operation as it does when brand new Not recommended for use in fully enclosed fixture because heat buildup will shorten life. Do not “hot swap” this bulb. Turn off fixture before replacing existing bulb. Customized color spectrum for crisp whites and rich colors Ideal for retail and museums that require a vibrant range of colors that "pop" No lead or mercury means for easy disposal and a better environment Very long life - Rated to still put out 70% as much light after 25,000 hours of operation as it does when brand new Philips Dimmable 12W Expert Color 95 CRI 4000K 40° PAR30S LED Bulb | 4000 | 95 | 950 | 79.1667 | 25000 | 12 | 6 | 17.99 | 2.9983 | 3.5232 | 2020Q3 | https://www.bulbs.com/product/12PAR30S-EXPERTCOLOR-F40-940-DIM-120V | Bulbs.com | 2020 | Yes
LED Lighting | Reflector | Philips Lighting | True | Daylighting/Photocell, | Reflector (Flood/Spot) | PAR30S | E26 (Medium) | Use With Timers,Damp Location Rated,Use With Photo and/or Motion Sensors,Recessed Fixtures Use With Timers,Damp Location Rated,Use With Photo and/or Motion Sensors,Recessed Fixtures LED Reflector Light Bulbs Philips ExpertColor dimmable 12 watt 90 CRI 3000K narrow flood PAR30 short neck LED bulb generates as much light as many 75 watt halogen bulbs. Customized color spectrum for crisp whites and rich colors Ideal for retail and museums that require a vibrant range of colors that "pop" No lead or mercury means for easy disposal and a better environment Very long life - Rated to still put out 70% as much light after 25,000 hours of operation as it does when brand new Not recommended for use in fully enclosed fixture because heat buildup will shorten life. Do not “hot swap” this bulb. Turn off fixture before replacing existing bulb. Customized color spectrum for crisp whites and rich colors Ideal for retail and museums that require a vibrant range of colors that "pop" No lead or mercury means for easy disposal and a better environment Very long life - Rated to still put out 70% as much light after 25,000 hours of operation as it does when brand new Philips Dimmable 12W ExpertColor 90 CRI 3000K 25° PAR30S LED Bulb | 3000 | 91 | 880 | 73.3333 | 25000 | 12 | 6 | 18.79 | 3.1317 | 3.6798 | 2020Q3 | https://www.bulbs.com/product/12PAR30S-EXPERTCOLOR-RETAIL-F25-930-DIM-120V | Bulbs.com | 2020 | Yes
LED Lighting | Reflector | Philips Lighting | True | Daylighting/Photocell, | Reflector (Flood/Spot) | PAR30S | E26 (Medium) | Damp Location Rated,Use With Timers,Use With Photo and/or Motion Sensors,Recessed Fixtures Damp Location Rated,Use With Timers,Use With Photo and/or Motion Sensors,Recessed Fixtures LED Reflector Light Bulbs Philips Expert Color dimmable 12 watt 90 CRI 3000K flood PAR30 short neck LED bulb generates as much light as many 75 watt halogen bulbs. Customized color spectrum for crisp whites and rich colors Ideal for retail and museums that require a vibrant range of colors that "pop" No lead or mercury means for easy disposal and a better environment Very long life - Rated to still put out 70% as much light after 25,000 hours of operation as it does when brand new Not recommended for use in fully enclosed fixture because heat buildup will shorten life. Do not “hot swap” this bulb. Turn off fixture before replacing existing bulb. Customized color spectrum for crisp whites and rich colors Ideal for retail and museums that require a vibrant range of colors that "pop" No lead or mercury means for easy disposal and a better environment Very long life - Rated to still put out 70% as much light after 25,000 hours of operation as it does when brand new Philips Dimmable 12W Expert Color 90 CRI 3000K 40° PAR30S LED Bulb | 3000 | 91 | 880 | 73.3333 | 25000 | 12 | 6 | 18.79 | 3.1317 | 3.6798 | 2020Q3 | https://www.bulbs.com/product/12PAR30S-EXPERTCOLOR-RETAIL-F40-930-DIM-120V | Bulbs.com | 2020 | Yes
LED Lighting | Reflector | Philips Lighting | True | Daylighting/Photocell, | Reflector (Flood/Spot) | PAR30S | E26 (Medium) | Damp Location Rated,Use With Timers,Use With Photo and/or Motion Sensors,Recessed Fixtures Damp Location Rated,Use With Timers,Use With Photo and/or Motion Sensors,Recessed Fixtures LED Reflector Light Bulbs Philips Expert Color dimmable 12 watt 90 CRI 3000K spot PAR30 short neck LED bulb generates as much light as many 75 watt halogen bulbs. Customized color spectrum for crisp whites and rich colors Ideal for retail and museums that require a vibrant range of colors that "pop" No lead or mercury means for easy disposal and a better environment Very long life - Rated to still put out 70% as much light after 25,000 hours of operation as it does when brand new Not recommended for use in fully enclosed fixture because heat buildup will shorten life. Do not “hot swap” this bulb. Turn off fixture before replacing existing bulb. Customized color spectrum for crisp whites and rich colors Ideal for retail and museums that require a vibrant range of colors that "pop" No lead or mercury means for easy disposal and a better environment Very long life - Rated to still put out 70% as much light after 25,000 hours of operation as it does when brand new Philips Dimmable 12W Expert Color 90 CRI 3000K 10° PAR30S LED Bulb | 3000 | 91 | 880 | 73.3333 | 25000 | 12 | 6 | 18.79 | 3.1317 | 3.6798 | 2020Q3 | https://www.bulbs.com/product/12PAR30S-EXPERTCOLOR-RETAIL-S10-930-DIM-120V | Bulbs.com | 2020 | Yes
LED Lighting | Reflector | Philips Lighting | True | Daylighting/Photocell, | Reflector (Flood/Spot) | PAR30S | E26 (Medium) | Damp Location Rated,Use With Timers,Use With Photo and/or Motion Sensors,Recessed Fixtures Damp Location Rated,Use With Timers,Use With Photo and/or Motion Sensors,Recessed Fixtures LED Reflector Light Bulbs Philips Expert Color dimmable 12 watt 95 CRI 2700K spot PAR30 short neck LED bulb generates as much light as many 75 watt halogen bulbs. Customized color spectrum for crisp whites and rich colors Ideal for retail and museums that require a vibrant range of colors that "pop" No lead or mercury means for easy disposal and a better environment Very long life - Rated to still put out 70% as much light after 25,000 hours of operation as it does when brand new Not recommended for use in fully enclosed fixture because heat buildup will shorten life. Do not “hot swap” this bulb. Turn off fixture before replacing existing bulb. Customized color spectrum for crisp whites and rich colors Ideal for retail and museums that require a vibrant range of colors that "pop" No lead or mercury means for easy disposal and a better environment Very long life - Rated to still put out 70% as much light after 25,000 hours of operation as it does when brand new Philips Dimmable 12W Expert Color 95 CRI 2700K 10° PAR30S LED Bulb | 2700 | 97 | 850 | 70.8333 | 25000 | 12 | 6 | 17.99 | 2.9983 | 3.5232 | 2020Q3 | https://www.bulbs.com/product/12PAR30S-EXPERTCOLOR-S10-927-DIM-120V | Bulbs.com | 2020 | Yes
LED Lighting | Reflector | Philips Lighting | True | Daylighting/Photocell, | Reflector (Flood/Spot) | PAR38 | E26 (Medium) | Damp Location Rated,Use With Timers,Use With Photo and/or Motion Sensors,Wet Location Rated,Recessed Fixtures Damp Location Rated,Use With Timers,Use With Photo and/or Motion Sensors,Wet Location Rated,Recessed Fixtures LED Reflector Light Bulbs Philips dimmable 12 watt 2700K narrow flood PAR38 LED bulb generates as much light as many 90 watt halogen bulbs. Rated for outdoor and enclosed fixture use No lead or mercury means easy and environmentally safe disposal Saves 78 watts in electricity compared to a 90 watt halogen Very long life - rated to still put out 70% as much light after 25,000 hours of operation as it does when brand new Compatible with Lutron DVELV-300P dimmer, a maximum of 5 lamps per circuit Do not “hot swap” this bulb. Turn off fixture before replacing existing bulb. Rated for outdoor and enclosed fixture use No lead or mercury means easy and environmentally safe disposal Saves 78 watts in electricity compared to a 90 watt halogen Very long life - rated to still put out 70% as much light after 25,000 hours of operation as it does when brand new Compatible with Lutron DVELV-300P dimmer, a maximum of 5 lamps per circuit Philips Dimmable 12W 2700K 25° PAR38 LED Bulb, Outdoor and Enclosed Fixture Rated | 2700 | 82 | 850 | 70.8333 | 25000 | 12 | 6 | 10.49 | 1.7483 | 2.0544 | 2020Q3 | https://www.bulbs.com/product/12PAR38-LED-827-F25-DIM-ULW-120V | Bulbs.com | 2020 | Yes
LED Lighting | Reflector | Philips Lighting | True | Daylighting/Photocell, | Reflector (Flood/Spot) | PAR38 | E26 (Medium) | Damp Location Rated,Use With Timers,Use With Photo and/or Motion Sensors,Wet Location Rated,Recessed Fixtures Damp Location Rated,Use With Timers,Use With Photo and/or Motion Sensors,Wet Location Rated,Recessed Fixtures LED Reflector Light Bulbs Philips dimmable 12 watt 2700K flood PAR38 LED bulb generates as much light as many 90 watt halogen bulbs. Rated for outdoor and enclosed fixture use Classic glass design No lead or mercury means easy and environmentally safe disposal Saves 78 watts in electricity compared to a 90 watt halogen Very long life - rated to still put out 70% as much light after 25,000 hours of operation as it does when brand new Compatible with Lutron DVELV-300P dimmer, a maximum of 5 lamps per circuit Do not “hot swap” this bulb. Turn off fixture before replacing existing bulb. Rated for outdoor and enclosed fixture use Classic glass design No lead or mercury means easy and environmentally safe disposal Saves 78 watts in electricity compared to a 90 watt halogen Very long life - rated to still put out 70% as much light after 25,000 hours of operation as it does when brand new Compatible with Lutron DVELV-300P dimmer, a maximum of 5 lamps per circuit Philips Dimmable 12W 2700K 40° PAR38 LED Bulb, Outdoor and Enclosed Fixture Rated | 2700 | 82 | 850 | 70.8333 | 25000 | 12 | 6 | 10.49 | 1.7483 | 2.0544 | 2020Q3 | https://www.bulbs.com/product/12PAR38-LED-827-F40-DIM-ULW-120V | Bulbs.com | 2020 | Yes
LED Lighting | Reflector | Philips Lighting | True | Daylighting/Photocell, | Reflector (Flood/Spot) | PAR38 | E26 (Medium) | Damp Location Rated,Use With Timers,Use With Photo and/or Motion Sensors,Wet Location Rated,Recessed Fixtures Damp Location Rated,Use With Timers,Use With Photo and/or Motion Sensors,Wet Location Rated,Recessed Fixtures LED Reflector Light Bulbs Philips dimmable 12 watt 3000K narrow flood PAR38 LED bulb generates as much light as many 90 watt halogen bulbs. Rated for outdoor and enclosed fixture use Classic glass design No lead or mercury means easy and environmentally safe disposal Saves 78 watts in electricity compared to a 90 watt halogen Very long life - rated to still put out 70% as much light after 25,000 hours of operation as it does when brand new Compatible with Lutron DVELV-300P dimmer, a maximum of 5 lamps per curcuit Do not “hot swap” this bulb. Turn off fixture before replacing existing bulb. Rated for outdoor and enclosed fixture use Classic glass design No lead or mercury means easy and environmentally safe disposal Saves 78 watts in electricity compared to a 90 watt halogen Very long life - rated to still put out 70% as much light after 25,000 hours of operation as it does when brand new Compatible with Lutron DVELV-300P dimmer, a maximum of 5 lamps per curcuit Philips Dimmable 12W 3000K 25° PAR38 LED Bulb, Outdoor and Enclosed Fixture Rated | 3000 | 82 | 900 | 75 | 25000 | 12 | 6 | 10.49 | 1.7483 | 2.0544 | 2020Q3 | https://www.bulbs.com/product/12PAR38-LED-830-F25-DIM-ULW-120V | Bulbs.com | 2020 | Yes
LED Lighting | Reflector | Philips Lighting | True | Daylighting/Photocell, | Reflector (Flood/Spot) | PAR38 | E26 (Medium) | Damp Location Rated,Use With Timers,Use With Photo and/or Motion Sensors,Wet Location Rated,Recessed Fixtures Damp Location Rated,Use With Timers,Use With Photo and/or Motion Sensors,Wet Location Rated,Recessed Fixtures LED Reflector Light Bulbs Philips dimmable 12 watt 3000K flood PAR38 LED bulb generates as much light as many 90 watt halogen bulbs. Rated for outdoor and enclosed fixture use Classic glass design No lead or mercury means easy and environmentally safe disposal Saves 78 watts in electricity compared to a 90 watt halogen Very long life - rated to still put out 70% as much light after 25,000 hours of operation as it does when brand new Compatible with Lutron DVELV-300P dimmer, a maximum of five lamps per circuit Do not “hot swap” this bulb. Turn off fixture before replacing existing bulb. Rated for outdoor and enclosed fixture use Classic glass design No lead or mercury means easy and environmentally safe disposal Saves 78 watts in electricity compared to a 90 watt halogen Very long life - rated to still put out 70% as much light after 25,000 hours of operation as it does when brand new Compatible with Lutron DVELV-300P dimmer, a maximum of five lamps per circuit Philips Dimmable 12W 3000K 40° PAR38 LED Bulb, Outdoor and Enclosed Fixture Rated | 3000 | 82 | 900 | 75 | 25000 | 12 | 6 | 10.49 | 1.7483 | 2.0544 | 2020Q3 | https://www.bulbs.com/product/12PAR38-LED-830-F40-DIM-ULW-120V | Bulbs.com | 2020 | Yes
LED Lighting | Reflector | Philips Lighting | True | Daylighting/Photocell, | Reflector (Flood/Spot) | PAR38 | E26 (Medium) | Damp Location Rated,Use With Timers,Use With Photo and/or Motion Sensors,Wet Location Rated,Recessed Fixtures Damp Location Rated,Use With Timers,Use With Photo and/or Motion Sensors,Wet Location Rated,Recessed Fixtures LED Reflector Light Bulbs Philips dimmable 12 watt 3500K narrow flood PAR38 LED bulb generates as much light as many 90 watt halogen bulbs. Rated for outdoor and enclosed fixture use Classic glass design No lead or mercury means easy and environmentally safe disposal Saves 78 watts in electricity compared to a 90 watt halogen Very long life - rated to still put out 70% as much light after 25,000 hours of operation as it does when brand new Compatible with Lutron DVELV-300P dimmer, a maximum of 5 lamps per circuit Do not “hot swap” this bulb. Turn off fixture before replacing existing bulb. Rated for outdoor and enclosed fixture use Classic glass design No lead or mercury means easy and environmentally safe disposal Saves 78 watts in electricity compared to a 90 watt halogen Very long life - rated to still put out 70% as much light after 25,000 hours of operation as it does when brand new Compatible with Lutron DVELV-300P dimmer, a maximum of 5 lamps per circuit Philips Dimmable 12W 3500K 25° PAR38 LED Bulb, Outdoor and Enclosed Fixture Rated | 3500 | 82 | 900 | 75 | 25000 | 12 | 6 | 9.64 | 1.6067 | 1.8879 | 2020Q3 | https://www.bulbs.com/product/12PAR38-LED-835-F25-DIM-ULW-120V | Bulbs.com | 2020 | No
LED Lighting | Reflector | Philips Lighting | True | Daylighting/Photocell, | Reflector (Flood/Spot) | PAR38 | E26 (Medium) | Damp Location Rated,Use With Timers,Use With Photo and/or Motion Sensors,Wet Location Rated,Recessed Fixtures Damp Location Rated,Use With Timers,Use With Photo and/or Motion Sensors,Wet Location Rated,Recessed Fixtures LED Reflector Light Bulbs Philips dimmable 12 watt 4000K narrow flood PAR38 LED bulb generates as much light as many 90 watt halogen bulbs. Rated for outdoor and enclosed fixture use Classic glass design No lead or mercury means easy and environmentally safe disposal Saves 78 watts in electricity compared to a 90 watt halogen Very long life - rated to still put out 70% as much light after 25,000 hours of operation as it does when brand new Compatible with Lutron DVELV-300P dimmer, a maximum of 5 lamps per circuit Do not “hot swap” this bulb. Turn off fixture before replacing existing bulb. Rated for outdoor and enclosed fixture use Classic glass design No lead or mercury means easy and environmentally safe disposal Saves 78 watts in electricity compared to a 90 watt halogen Very long life - rated to still put out 70% as much light after 25,000 hours of operation as it does when brand new Compatible with Lutron DVELV-300P dimmer, a maximum of 5 lamps per circuit Philips Dimmable 12W 4000K 25° PAR38 LED Bulb, Outdoor and Enclosed Fixture Rated | 4000 | 82 | 900 | 75 | 25000 | 12 | 6 | 10.49 | 1.7483 | 2.0544 | 2020Q3 | https://www.bulbs.com/product/12PAR38-LED-840-F25-DIM-ULW-120V | Bulbs.com | 2020 | Yes
LED Lighting | Reflector | Philips Lighting | True | Daylighting/Photocell, | Reflector (Flood/Spot) | PAR38 | E26 (Medium) | Damp Location Rated,Use With Timers,Use With Photo and/or Motion Sensors,Wet Location Rated,Recessed Fixtures Damp Location Rated,Use With Timers,Use With Photo and/or Motion Sensors,Wet Location Rated,Recessed Fixtures LED Reflector Light Bulbs Philips dimmable 12 watt 4000K flood PAR38 LED bulb generates as much light as many 90 watt halogen bulbs. Rated for outdoor and enclosed fixture use No lead or mercury means easy and environmentally safe disposal Saves 78 watts in electricity compared to a 90 watt halogen Very long life - rated to still put out 70% as much light after 25,000 hours of operation as it does when brand new Compatible with Lutron DVELV-300P dimmer, a maximum of 5 lamps per circuit Do not “hot swap” this bulb. Turn off fixture before replacing existing bulb. Rated for outdoor and enclosed fixture use No lead or mercury means easy and environmentally safe disposal Saves 78 watts in electricity compared to a 90 watt halogen Very long life - rated to still put out 70% as much light after 25,000 hours of operation as it does when brand new Compatible with Lutron DVELV-300P dimmer, a maximum of 5 lamps per circuit Philips Dimmable 12W 4000K 40° PAR38 LED Bulb, Outdoor and Enclosed Fixture Rated | 4000 | 82 | 900 | 75 | 25000 | 12 | 6 | 10.49 | 1.7483 | 2.0544 | 2020Q3 | https://www.bulbs.com/product/12PAR38-LED-840-F40-DIM-ULW-120V | Bulbs.com | 2020 | Yes
LED Lighting | Reflector | MaxLite | False |  |  | PAR-30/L | Medium (E26) | LED Reflector Light Bulbs Maxlite non-dimmable 13 watt 3000K 277V PAR30L flood LED bulb generates as much light as many 90 watt halogen bulbs. No lead or mercury means easy and environmentally safe disposal Saves 77 watts compared to a 90 watt halogen Very long life - Rated to put out 70% as much light after 25,000 hours of operation as it does when brand new Not for use in enclosed fixtures because heat build up will shorten life. Do not "hot swap" this bulb. Turn off fixture before replacing existing bulb. No lead or mercury means easy and environmentally safe disposal Saves 77 watts compared to a 90 watt halogen Very long life - Rated to put out 70% as much light after 25,000 hours of operation as it does when brand new Maxlite Non-Dimmable 13W 277V 3000K 40 Degree PAR30L LED Bulb | 3000 | 82 | 1000 | 76.9231 | 25000 | 13 | 12 | 14.79 | 1.2325 | 1.4482 | 2020Q3 | https://www.bulbs.com/product/13P30LNLED230FL | Bulbs.com | 2020 | No
LED Lighting | Reflector | MaxLite | False |  |  | PAR-30/L | Medium (E26) | LED Reflector Light Bulbs Maxlite non-dimmable 13 watt 4000K 277V PAR30L flood LED bulb generates as much light as many 90 watt halogen bulbs. No lead or mercury means easy and environmentally safe disposal Saves 77 watts compared to a 90 watt halogen Very long life - Rated to put out 70% as much light after 25,000 hours of operation as it does when brand new Not for use in enclosed fixtures because heat build up will shorten life. Do not "hot swap" this bulb. Turn off fixture before replacing existing bulb. No lead or mercury means easy and environmentally safe disposal Saves 77 watts compared to a 90 watt halogen Very long life - Rated to put out 70% as much light after 25,000 hours of operation as it does when brand new Maxlite Non-Dimmable 13W 4000K 277V 40 Degree PAR30L LED Bulb | 4000 | 82 | 1200 | 92.3077 | 25000 | 13 | 12 | 14.79 | 1.2325 | 1.4482 | 2020Q3 | https://www.bulbs.com/product/13P30LNLED240FL | Bulbs.com | 2020 | No
LED Lighting | Reflector | Satco Products, Inc. | True |  | Reflector (Flood/Spot) | PAR30L | E26 (Medium) | Wet Location Rated,Recessed Fixtures Wet Location Rated,Recessed Fixtures LED Reflector Light Bulbs Satco 13 watt 2700K warm white PAR30 long neck dimmable flood LED bulb generates as much light as many 75 watt halogen bulbs. Silver finish and lens closely resemble traditional halogen PARs Wet listed for outdoor use Rated for enclosed fixtures No lead or mercury means for easy disposal and a better environment Very long life - Rated to still put out 70% as much light after 25,000 hours of operation as it does when brand new Do not “hot swap” this bulb. Turn off fixture before replacing existing bulb. Silver finish and lens closely resemble traditional halogen PARs Wet listed for outdoor use Rated for enclosed fixtures No lead or mercury means for easy disposal and a better environment Very long life - Rated to still put out 70% as much light after 25,000 hours of operation as it does when brand new Satco Dimmable 13W 2700K 40° PAR30L LED Bulb, Outdoor and Enclosed Fixture Rated | 2700 | 82 | 1000 | 76.9231 | 25000 | 13 | 12 | 9.95 | 0.82917 | 0.9743 | 2020Q3 | https://www.bulbs.com/product/13PAR30-LN-LED-40-2700K-120V-D | Bulbs.com | 2020 | No
LED Lighting | Reflector | Satco Products, Inc. | True |  | Reflector (Flood/Spot) | PAR30L | E26 (Medium) | Wet Location Rated,Recessed Fixtures Wet Location Rated,Recessed Fixtures LED Reflector Light Bulbs Satco 13 watt 3000K soft white PAR30 long neck dimmable flood LED bulb generates as much light as many 75 watt halogen bulbs. Silver finish and lens closely resemble traditional halogen PARs Wet listed for outdoor use Rated for enclosed fixtures No lead or mercury means for easy disposal and a better environment Very long life - Rated to still put out 70% as much light after 25,000 hours of operation as it does when brand new Do not “hot swap” this bulb. Turn off fixture before replacing existing bulb. Silver finish and lens closely resemble traditional halogen PARs Wet listed for outdoor use Rated for enclosed fixtures No lead or mercury means for easy disposal and a better environment Very long life - Rated to still put out 70% as much light after 25,000 hours of operation as it does when brand new Satco Dimmable 13W 3000K 40° PAR30L LED Bulb, Outdoor and Enclosed Rated | 3000 | 83 | 1000 | 76.9231 | 25000 | 13 | 12 | 9.95 | 0.82917 | 0.9743 | 2020Q3 | https://www.bulbs.com/product/13PAR30-LN-LED-40-3000K-120V-D | Bulbs.com | 2020 | No
LED Lighting | Reflector | Satco Products, Inc. | True |  | Reflector (Flood/Spot) | PAR30L | E26 (Medium) | Wet Location Rated,Recessed Fixtures Wet Location Rated,Recessed Fixtures LED Reflector Light Bulbs Satco 13 watt 3500K neutral white PAR30 long neck dimmable flood LED bulb generates as much light as many 75 watt halogen bulbs. Silver finish and lens closely resemble traditional halogen PARs Wet listed for outdoor use Rated for enclosed fixtures No lead or mercury means for easy disposal and a better environment Very long life - Rated to still put out 70% as much light after 25,000 hours of operation as it does when brand new Do not “hot swap” this bulb. Turn off fixture before replacing existing bulb. Silver finish and lens closely resemble traditional halogen PARs Wet listed for outdoor use Rated for enclosed fixtures No lead or mercury means for easy disposal and a better environment Very long life - Rated to still put out 70% as much light after 25,000 hours of operation as it does when brand new Satco Dimmable 13W 3500K 40° PAR30L LED Bulb, Outdoor and Enclosed Fixture Rated | 3500 | 82 | 1000 | 76.9231 | 25000 | 13 | 12 | 9.95 | 0.82917 | 0.9743 | 2020Q3 | https://www.bulbs.com/product/13PAR30-LN-LED-40-3500K-120V-D | Bulbs.com | 2020 | No
LED Lighting | Reflector | Satco Products, Inc. | True |  | Reflector (Flood/Spot) | PAR30L | E26 (Medium) | Wet Location Rated,Recessed Fixtures Wet Location Rated,Recessed Fixtures LED Reflector Light Bulbs Satco dimmable 13 watt 4000K cool white PAR30 long neck flood LED bulb generates as much light as many 75 watt halogen bulbs. Silver finish and lens closely resemble traditional halogen PARs Rated for enclosed fixtures Rated for wet location such as outdoor applications No lead or mercury means for easy disposal and a better environment Very long life - Rated to still put out 70% as much light after 25,000 hours of operation as it does when brand new Do not "hot swap" this bulb. Turn off the power to the fixture before chaning the bulb. Silver finish and lens closely resemble traditional halogen PARs Rated for enclosed fixtures Rated for wet location such as outdoor applications No lead or mercury means for easy disposal and a better environment Very long life - Rated to still put out 70% as much light after 25,000 hours of operation as it does when brand new Satco Dimmable 13W 4000K 40° PAR30L LED Bulb, Outdoor and Enclosed Fixture Rated | 4000 | 82 | 1000 | 76.9231 | 25000 | 13 | 12 | 9.95 | 0.82917 | 0.9743 | 2020Q3 | https://www.bulbs.com/product/13PAR30-LN-LED-40-4000K-120V-D | Bulbs.com | 2020 | No
LED Lighting | Reflector | Satco Products, Inc. | True |  | Reflector (Flood/Spot) | PAR30L | E26 (Medium) | Wet Location Rated,Recessed Fixtures Wet Location Rated,Recessed Fixtures LED Reflector Light Bulbs Satco dimmable 13 watt 5000K bright white PAR30 long neck flood LED bulb generates as much light as many 75 watt halogen bulbs. Silver finish and lens closely resemble traditional halogen PARs Rated for enclosed fixtures Rated for wet location such as outdoor applications No lead or mercury means for easy disposal and a better environment Very long life - Rated to still put out 70% as much light after 25,000 hours of operation as it does when brand new Do not "hot swap" this bulb. Turn off the power to the fixture before chaning the bulb. Silver finish and lens closely resemble traditional halogen PARs Rated for enclosed fixtures Rated for wet location such as outdoor applications No lead or mercury means for easy disposal and a better environment Very long life - Rated to still put out 70% as much light after 25,000 hours of operation as it does when brand new Satco Dimmable 13W 5000K 40° PAR30L LED Bulb, Outdoor and Enclosed Fixture Rated | 5000 | 83 | 1000 | 76.9231 | 25000 | 13 | 12 | 9.95 | 0.82917 | 0.9743 | 2020Q3 | https://www.bulbs.com/product/13PAR30-LN-LED-40-5000K-120V-D | Bulbs.com | 2020 | No
LED Lighting | Reflector | Satco Products, Inc. | True |  | Reflector (Flood/Spot) | PAR30L | E26 (Medium) | Wet Location Rated,Recessed Fixtures Wet Location Rated,Recessed Fixtures LED Reflector Light Bulbs Satco 13 watt 2700K warm white PAR30 long neck dimmable flood LED bulb generates as much light as many 75 watt halogen bulbs. Silver finish and lens closely resemble traditional halogen PARs Wet listed for outdoor use Rated for enclosed fixtures No lead or mercury means for easy disposal and a better environment Very long life - Rated to still put out 70% as much light after 25,000 hours of operation as it does when brand new Do not “hot swap” this bulb. Turn off fixture before replacing existing bulb. Silver finish and lens closely resemble traditional halogen PARs Wet listed for outdoor use Rated for enclosed fixtures No lead or mercury means for easy disposal and a better environment Very long life - Rated to still put out 70% as much light after 25,000 hours of operation as it does when brand new Satco Dimmable 13W 2700K 60° PAR30L LED Bulb, Outdoor and Enclosed Fixture Rated | 2700 | 82 | 1000 | 76.9231 | 25000 | 13 | 12 | 9.95 | 0.82917 | 0.9743 | 2020Q3 | https://www.bulbs.com/product/13PAR30-LN-LED-60-2700K-120V-D | Bulbs.com | 2020 | No
LED Lighting | Reflector | Satco Products, Inc. | True |  | Reflector (Flood/Spot) | PAR30S | E26 (Medium) | Wet Location Rated,Recessed Fixtures Wet Location Rated,Recessed Fixtures LED Reflector Light Bulbs Satco dimmable 13 watt 5000K bright white PAR30 short neck flood LED bulb generates as much light as many 50 watt halogen bulbs. Silver finish and lens closely resemble traditional halogen PARs Rated for enclosed fixtures Rated for wet location such as outdoor applications No lead or mercury means for easy disposal and a better environment Very long life - Rated to still put out 70% as much light after 25,000 hours of operation as it does when brand new Do not "hot swap" this bulb. Turn off the power to the fixture before chaning the bulb. Silver finish and lens closely resemble traditional halogen PARs Rated for enclosed fixtures Rated for wet location such as outdoor applications No lead or mercury means for easy disposal and a better environment Very long life - Rated to still put out 70% as much light after 25,000 hours of operation as it does when brand new Satco Dimmable 13W 5000K 25° PAR30S LED Bulb, Outdoor and Enclosed Fixture Rated | 5000 | 83 | 1000 | 76.9231 | 25000 | 13 | 12 | 9.95 | 0.82917 | 0.9743 | 2020Q3 | https://www.bulbs.com/product/13PAR30-SN-LED-25-5000K-120V-D | Bulbs.com | 2020 | No
LED Lighting | Reflector | Philips Lighting | True | Daylighting/Photocell, | Reflector (Flood/Spot) | PAR38 | E26 (Medium) | Damp Location Rated,Use With Timers,Use With Photo and/or Motion Sensors,Wet Location Rated,Recessed Fixtures Damp Location Rated,Use With Timers,Use With Photo and/or Motion Sensors,Wet Location Rated,Recessed Fixtures LED Reflector Light Bulbs Philips dimmable 14 watt 2700K narrow flood PAR38 LED bulb generates as much light as many 120 watt halogen bulbs. Rated for outdoor and enclosed fixture use Classic glass design No lead or mercury means easy and environmentally safe disposal Saves 106 watts in electricity compared to a 120 watt halogen Very long life - rated to still put out 70% as much light after 25,000 hours of operation as it does when brand new Do not “hot swap” this bulb. Turn off fixture before replacing existing bulb. Rated for outdoor and enclosed fixture use Classic glass design No lead or mercury means easy and environmentally safe disposal Saves 106 watts in electricity compared to a 120 watt halogen Very long life - rated to still put out 70% as much light after 25,000 hours of operation as it does when brand new Philips Dimmable 14W 2700K 25° PAR38 LED Bulb, Outdoor and Enclosed Fixture Rated | 2700 | 82 | 1150 | 82.1429 | 25000 | 14 | 6 | 11.29 | 1.8817 | 2.211 | 2020Q3 | https://www.bulbs.com/product/14PAR38-LED-827-F25-DIM-ULW-120V | Bulbs.com | 2020 | Yes
LED Lighting | Reflector | Philips Lighting | True | Daylighting/Photocell, | Reflector (Flood/Spot) | PAR38 | E26 (Medium) | Damp Location Rated,Use With Timers,Use With Photo and/or Motion Sensors,Wet Location Rated,Recessed Fixtures Damp Location Rated,Use With Timers,Use With Photo and/or Motion Sensors,Wet Location Rated,Recessed Fixtures LED Reflector Light Bulbs Philips dimmable 14 watt 2700K flood PAR38 LED bulb generates as much light as many 120 watt halogen bulbs. Rated for outdoor and enclosed fixture use No lead or mercury means easy and environmentally safe disposal Saves 106 watts in electricity compared to a 120 watt halogen Very long life - rated to still put out 70% as much light after 25,000 hours of operation as it does when brand new Do not “hot swap” this bulb. Turn off fixture before replacing existing bulb. Rated for outdoor and enclosed fixture use No lead or mercury means easy and environmentally safe disposal Saves 106 watts in electricity compared to a 120 watt halogen Very long life - rated to still put out 70% as much light after 25,000 hours of operation as it does when brand new Philips Dimmable 14W 2700K 40° PAR38 LED Bulb, Outdoor and Enclosed Fixture Rated | 2700 | 82 | 1150 | 82.1429 | 25000 | 14 | 6 | 11.29 | 1.8817 | 2.211 | 2020Q3 | https://www.bulbs.com/product/14PAR38-LED-827-F40-DIM-ULW-120V | Bulbs.com | 2020 | Yes
LED Lighting | Reflector | Philips Lighting | True | Daylighting/Photocell, | Reflector (Flood/Spot) | PAR38 | E26 (Medium) | Damp Location Rated,Use With Timers,Use With Photo and/or Motion Sensors,Wet Location Rated,Recessed Fixtures Damp Location Rated,Use With Timers,Use With Photo and/or Motion Sensors,Wet Location Rated,Recessed Fixtures LED Reflector Light Bulbs Philips dimmable 14 watt 3000K narrow flood PAR38 LED bulb generates as much light as many 120 watt halogen bulbs. Suitable for use in enclosed fixtures and in outdoor applications No lead or mercury means easy and environmentally safe disposal Saves 106 watts in electricity compared to a 120 watt halogen Very long life - rated to still put out 70% as much light after 25,000 hours of operation as it does when brand new Do not “hot swap” this bulb. Turn off fixture before replacing existing bulb. Suitable for use in enclosed fixtures and in outdoor applications No lead or mercury means easy and environmentally safe disposal Saves 106 watts in electricity compared to a 120 watt halogen Very long life - rated to still put out 70% as much light after 25,000 hours of operation as it does when brand new Philips Dimmable 14W 3000K 25° PAR38 LED Bulb, Outdoor and Enclosed Fixture Rated | 3000 | 82 | 1200 | 85.7143 | 25000 | 14 | 6 | 11.29 | 1.8817 | 2.211 | 2020Q3 | https://www.bulbs.com/product/14PAR38-LED-830-F25-DIM-ULW-120V | Bulbs.com | 2020 | Yes
LED Lighting | Reflector | Philips Lighting | True | Daylighting/Photocell, | Reflector (Flood/Spot) | PAR38 | E26 (Medium) | Damp Location Rated,Use With Timers,Use With Photo and/or Motion Sensors,Wet Location Rated,Recessed Fixtures Damp Location Rated,Use With Timers,Use With Photo and/or Motion Sensors,Wet Location Rated,Recessed Fixtures LED Reflector Light Bulbs Philips dimmable 14 watt 3000K flood PAR38 LED bulb generates as much light as many 120 watt halogen bulbs. Rated for outdoor and enclosed fixture use No lead or mercury means easy and environmentally safe disposal Saves 106 watts in electricity compared to a 120 watt halogen Very long life - rated to still put out 70% as much light after 25,000 hours of operation as it does when brand new Do not “hot swap” this bulb. Turn off fixture before replacing existing bulb. Rated for outdoor and enclosed fixture use No lead or mercury means easy and environmentally safe disposal Saves 106 watts in electricity compared to a 120 watt halogen Very long life - rated to still put out 70% as much light after 25,000 hours of operation as it does when brand new Philips Dimmable 14W 3000K 40° PAR38 LED Bulb, Outdoor and Enclosed Rated | 3000 | 83 | 1200 | 85.7143 | 25000 | 14 | 6 | 11.29 | 1.8817 | 2.211 | 2020Q3 | https://www.bulbs.com/product/14PAR38-LED-830-F40-DIM-ULW-120V | Bulbs.com | 2020 | Yes
LED Lighting | Reflector | Philips Lighting | True | Daylighting/Photocell, | Reflector (Flood/Spot) | PAR38 | E26 (Medium) | Damp Location Rated,Use With Timers,Use With Photo and/or Motion Sensors,Wet Location Rated,Recessed Fixtures Damp Location Rated,Use With Timers,Use With Photo and/or Motion Sensors,Wet Location Rated,Recessed Fixtures LED Reflector Light Bulbs Philips dimmable 14 watt 4000K narrow flood PAR38 LED bulb generates as much light as many 120 watt halogen bulbs. Rated for outdoor and enclosed fixture use No lead or mercury means easy and environmentally safe disposal Saves 106 watts in electricity compared to a 120 watt halogen Very long life - rated to still put out 70% as much light after 25,000 hours of operation as it does when brand new Do not “hot swap” this bulb. Turn off fixture before replacing existing bulb. Rated for outdoor and enclosed fixture use No lead or mercury means easy and environmentally safe disposal Saves 106 watts in electricity compared to a 120 watt halogen Very long life - rated to still put out 70% as much light after 25,000 hours of operation as it does when brand new Philips Dimmable 14W 4000K 25° PAR38 LED Bulb, Outdoor and Enclosed Fixture Rated | 4000 | 83 | 1200 | 85.7143 | 25000 | 14 | 6 | 11.29 | 1.8817 | 2.211 | 2020Q3 | https://www.bulbs.com/product/14PAR38-LED-840-F25-DIM-ULW-120V | Bulbs.com | 2020 | Yes
LED Lighting | Reflector | Philips Lighting | True | Daylighting/Photocell, | Reflector (Flood/Spot) | PAR38 | E26 (Medium) | Damp Location Rated,Use With Timers,Use With Photo and/or Motion Sensors,Wet Location Rated,Recessed Fixtures Damp Location Rated,Use With Timers,Use With Photo and/or Motion Sensors,Wet Location Rated,Recessed Fixtures LED Reflector Light Bulbs Philips dimmable 14 watt 4000K flood PAR38 LED bulb generates as much light as many 120 watt halogen bulbs. Rated for outdoor and enclosed fixture use No lead or mercury means easy and environmentally safe disposal Saves 106 watts in electricity compared to a 120 watt halogen Very long life - rated to still put out 70% as much light after 25,000 hours of operation as it does when brand new Do not “hot swap” this bulb. Turn off fixture before replacing existing bulb. Rated for outdoor and enclosed fixture use No lead or mercury means easy and environmentally safe disposal Saves 106 watts in electricity compared to a 120 watt halogen Very long life - rated to still put out 70% as much light after 25,000 hours of operation as it does when brand new Philips Dimmable 14W 4000K 40° PAR38 LED Bulb, Outdoor and Enclosed Rated | 4000 | 82 | 1200 | 85.7143 | 25000 | 14 | 6 | 11.29 | 1.8817 | 2.211 | 2020Q3 | https://www.bulbs.com/product/14PAR38-LED-840-F40-DIM-ULW-120V | Bulbs.com | 2020 | Yes
LED Lighting | Reflector | Philips Lighting | True | Daylighting/Photocell, | Reflector (Flood/Spot) | PAR38 | E26 (Medium) | Damp Location Rated,Use With Timers,Use With Photo and/or Motion Sensors,Wet Location Rated,Recessed Fixtures Damp Location Rated,Use With Timers,Use With Photo and/or Motion Sensors,Wet Location Rated,Recessed Fixtures LED Reflector Light Bulbs Philips dimmable 14 watt 5000K narrow flood PAR38 LED bulb generates as much light as many 120 watt halogen bulbs. Rated for outdoor and enclosed fixture use No lead or mercury means easy and environmentally safe disposal Saves 106 watts in electricity compared to a 120 watt halogen Very long life - rated to still put out 70% as much light after 25,000 hours of operation as it does when brand new Do not “hot swap” this bulb. Turn off fixture before replacing existing bulb. Rated for outdoor and enclosed fixture use No lead or mercury means easy and environmentally safe disposal Saves 106 watts in electricity compared to a 120 watt halogen Very long life - rated to still put out 70% as much light after 25,000 hours of operation as it does when brand new Philips Dimmable 14W 5000K 25° PAR38 LED Bulb, Outdoor and Enclosed Fixture Rated | 5000 | 84 | 1200 | 85.7143 | 25000 | 14 | 6 | 11.29 | 1.8817 | 2.211 | 2020Q3 | https://www.bulbs.com/product/14PAR38-LED-850-F25-DIM-ULW-120V | Bulbs.com | 2020 | Yes
LED Lighting | Reflector | Philips Lighting | True | Daylighting/Photocell, | Reflector (Flood/Spot) | PAR38 | E26 (Medium) | Use With Timers,Damp Location Rated,Use With Photo and/or Motion Sensors,Wet Location Rated,Recessed Fixtures Use With Timers,Damp Location Rated,Use With Photo and/or Motion Sensors,Wet Location Rated,Recessed Fixtures LED Reflector Light Bulbs Philips dimmable 14 watt 5000K flood PAR38 LED bulb generates as much light as many 120 watt halogen bulbs. Ideal for Retail lighting applications. Single optic design with AirFlux Technology provide superior lighting aesthetics and thermal management. No lead or mercury means easy and environmentally safe disposal Saves 106 watts in electricity compared to a 120 watt halogen Very long life - rated to still put out 70% as much light after 25,000 hours of operation as it does when brand new Do not “hot swap” this bulb. Turn off fixture before replacing existing bulb. Ideal for Retail lighting applications. Single optic design with AirFlux Technology provide superior lighting aesthetics and thermal management. No lead or mercury means easy and environmentally safe disposal Saves 106 watts in electricity compared to a 120 watt halogen Very long life - rated to still put out 70% as much light after 25,000 hours of operation as it does when brand new Philips Dimmable 14W 5000K 40° PAR38 LED Bulb | 5000 | 84 | 1200 | 85.7143 | 25000 | 14 | 6 | 11.29 | 1.8817 | 2.211 | 2020Q3 | https://www.bulbs.com/product/14PAR38-LED-850-F40-DIM-ULW-120V | Bulbs.com | 2020 | Yes
LED Lighting | A-Type | Philips Lighting | False |  |  | A-21 | Medium (E26) | LED A-Style Light Bulbs Philips non-dimmable 16.6 watt 2700K 90 CRI A21 LED bulb generates as much light as many 100 watt incandescent bulbs. Title 20 compliant No lead or mercury means easy and environmentally safe disposal Very long life - Rated to still put out 70% as much light after 11,000 hours of operation as it does when brand new Do not use in enclosed fixtures because heat build up will shorten life. Do not “hot swap” this bulb. Turn off fixture before replacing existing bulb. Title 20 compliant No lead or mercury means easy and environmentally safe disposal Very long life - Rated to still put out 70% as much light after 11,000 hours of operation as it does when brand new Philips Non-Dimmable 16.6W 2700K A21 LED Bulb, 90 CRI, Title 20 Compliant | 2700 | 90 | 1500 | 90.3614 | 11000 | 16.6 | 6 | 4.39 | 0.73167 | 0.85974 | 2020Q3 | https://www.bulbs.com/product/16-6A21-LED-927-P-E26-ND | Bulbs.com | 2020 | Yes
LED Lighting | A-Type | Philips Lighting | False |  | A21 (Arbitrary) |  | E26 (Medium Screw) | HomeLamps, Bulbs, BallastsBulbs - LEDLED - TraditionalLamps - A-Type LED Lamp, Non-Dimmable 16.6W, 120V, Bulb: A-Type (A21), Base: Medium Screw (E26), Lumens: 1500, CRI: 90, Color Temperature: 2700K Warm White, Rated Average Life: 15,000 Hrs. *Philips Part # 554469*, 12NC 929002227604. 100W Equivalent. ** Title 20 California Compliant ** Philips Lighting 16.6A21/LED/927/P/E26/ND Incandescent Lamp, A21, 116W, 130V, Clear | 2700 | 90 | 1500 | 90.3614 |  | 16.6 | 1 | 5.36 | 5.36 | 6.2982 | 2020Q2 | https://www.platt.com/platt-electric-supply/LED-Traditional-Lamps-A-Type/Philips-Lighting/16-6A21-LED-927-P-E26-ND/product.aspx?zpid=1739750 | Platt | 2020 | Yes
LED Lighting | A-Type | TCP | True |  | A19/21 | E26 (Medium) | E26 (Medium) | Home / Light Bulbs / LED / LED A-Line / TCP - LED18A21DOD30K All Purpose and Omni-Directional; Incandescent Replacement; Smooth Uniform Dimming 18W A21 LED Lamp - Universal - 1625 Lumens - Warm White (3000K) - 82 CRI - 25000 Hours - E26 (Medium) - 120 to 130V TCP - LED18A21DOD30K | 3000 | 82 | 1625 | 90.2778 | 25000 | 18 | 48 | 916.8 | 19.1 | 22.4432 | 2020Q3 | https://shop.regencylighting.com/lamps/led/a-line/led18a21dod30k-tcp.html | Regency Lighting | 2020 | Yes
LED Lighting | A-Type | TCP | True |  | A19/21 | E26 (Medium) | E26 (Medium) | Home / Light Bulbs / LED / TCP - LED18A21DOD30K All Purpose and Omni-Directional; Incandescent Replacement; Smooth Uniform Dimming 18W A21 LED Lamp - Universal - 1625 Lumens - Warm White (3000K) - 82 CRI - 25000 Hours - E26 (Medium) - 120 to 130V TCP - LED18A21DOD30K | 3000 | 82 | 1625 | 90.2778 | 25000 | 18 | 48 | 916.8 | 19.1 | 22.4432 | 2020Q3 | https://shop.regencylighting.com/lamps/led/led18a21dod30k-tcp.html | Regency Lighting | 2020 | Yes
LED Lighting | Reflector | Satco Products, Inc. | True |  | Reflector (Flood/Spot) | PAR38 | E26 (Medium) | Wet Location Rated,Recessed Fixtures Wet Location Rated,Recessed Fixtures LED Reflector Light Bulbs Satco dimmable 15 watt 4000K cool white PAR38 flood LED bulb generates as much light as many 90 watt halogen bulbs. Silver finish and lens closely resemble traditional halogen PARs Wet listed for outdoor use No lead or mercury means for easy disposal and a better environment Very long life - Rated to still put out 70% as much light after 25,000 hours of operation as it does when brand new Do not “hot swap” this bulb. Turn off fixture before replacing existing bulb. Silver finish and lens closely resemble traditional halogen PARs Wet listed for outdoor use No lead or mercury means for easy disposal and a better environment Very long life - Rated to still put out 70% as much light after 25,000 hours of operation as it does when brand new Satco Dimmable 15W 4000K 40° PAR38 LED Bulb, Outdoor and Enclosed Fixture Rated | 4000 | 83 | 1200 | 80 | 25000 | 15 | 12 | 12.95 | 1.0792 | 1.2681 | 2020Q3 | https://www.bulbs.com/product/15PAR38-LED-40-4000K-120V-FL | Bulbs.com | 2020 | No
LED Lighting | Reflector | Satco Products, Inc. | True |  | Reflector (Flood/Spot) | PAR38 | E26 (Medium) | Wet Location Rated,Recessed Fixtures Wet Location Rated,Recessed Fixtures LED Reflector Light Bulbs Satco dimmable 15 watt 5000K bright white PAR38 flood LED bulb generates as much light as many 90 watt halogen bulbs. Silver finish and lens closely resemble traditional halogen PARs Wet listed for outdoor use No lead or mercury means for easy disposal and a better environment Very long life - Rated to still put out 70% as much light after 25,000 hours of operation as it does when brand new Do not “hot swap” this bulb. Turn off fixture before replacing existing bulb. Silver finish and lens closely resemble traditional halogen PARs Wet listed for outdoor use No lead or mercury means for easy disposal and a better environment Very long life - Rated to still put out 70% as much light after 25,000 hours of operation as it does when brand new Satco Dimmable 15W 5000K 40° PAR38 LED Bulb, Outdoor and Enclosed Fixture Rated | 5000 | 83 | 1200 | 80 | 25000 | 15 | 12 | 12.95 | 1.0792 | 1.2681 | 2020Q3 | https://www.bulbs.com/product/15PAR38-LED-40-5000K-120V-FL | Bulbs.com | 2020 | No
LED Lighting | A-Type | TCP | True |  | A19/21 | E26 (Medium) | E26 (Medium) | Home / Light Bulbs / LED / LED A-Line / TCP - LED18A21DOD30K All Purpose and Omni-Directional; Incandescent Replacement; Smooth Uniform Dimming 18W A21 LED Lamp - Universal - 1625 Lumens - Warm White (3000K) - 82 CRI - 25000 Hours - E26 (Medium) - 120 to 130V TCP - LED18A21DOD30K | 3000 | 82 | 1625 | 90.2778 | 25000 | 18 | 48 | 936 | 19.5 | 22.9133 | 2020Q2 | https://shop.regencylighting.com/lamps/led/a-line/led18a21dod30k-tcp.html | Regency Lighting | 2020 | Yes
LED Lighting | A-Type | TCP | True |  | A19/21 | E26 (Medium) | E26 (Medium) | Home / Light Bulbs / LED / TCP - LED18A21DOD30K All Purpose and Omni-Directional; Incandescent Replacement; Smooth Uniform Dimming 18W A21 LED Lamp - Universal - 1625 Lumens - Warm White (3000K) - 82 CRI - 25000 Hours - E26 (Medium) - 120 to 130V TCP - LED18A21DOD30K | 3000 | 82 | 1625 | 90.2778 | 25000 | 18 | 48 | 936 | 19.5 | 22.9133 | 2020Q2 | https://shop.regencylighting.com/lamps/led/led18a21dod30k-tcp.html | Regency Lighting | 2020 | Yes
LED Lighting | A-Type | Brand Feit | True |  | General Purpose Replacement | A19 | E26 (Medium) | Damp Location Rated Damp Location Rated LED 12.2w A19 75w Equivalent, 25000 Hour 12.2 Watts 120 Volts Medium Base 2700 Kelvin 1100 Lumens 90 CRI 25000 Hour Life Replaces 75w Incandescent Mfg #OM75DM/927CA/2 CAC LED 12.2W A19 75W Equiv, 2700K, 25000 Hr 2-Pack | 2700 | 93 | 1100 | 90.1639 | 25000 | 12.2 | 1 | 14.99 | 14.99 | 17.6138 | 2020Q3 | https://hdsupplysolutions.com/p/led-00-75-10-35/cac-led-122w-a19-75w-equiv-2700k-25000-hr-2-pack-p143753 | HD Supply | 2020 | Yes
LED Lighting | A-Type | Philips Lighting | True | Daylighting/Photocell, | General Purpose Replacement | A21 | E26 (Medium) | Use With Timers,Damp Location Rated,Use With Photo and/or Motion Sensors,Recessed Fixtures Use With Timers,Damp Location Rated,Use With Photo and/or Motion Sensors,Recessed Fixtures LED A-Style Light Bulbs Philips dimmable 12.2 watt 90 CRI 4000K cool white A21 LED bulb generates as much light as many 75 watt incandescent bulbs. Title 20 compliant Suitable for use in enclosed fixtures No lead or mercury means easy and environmentally safe disposal Saves 62.8 watts in electricity compared to a 75 watt incandescent Very long life - Rated to still put out 70% as much light after 15,000 hours of operation as it does when brand new Compatible with Lutron DV-600P dimmer, a maximum of 11 bulbs per circuit, and DVELV-300P dimmer, a maximum of 6 bulbs per circuit Do not “hot swap” this bulb. Turn off fixture before replacing existing bulb. Title 20 compliant Suitable for use in enclosed fixtures No lead or mercury means easy and environmentally safe disposal Saves 62.8 watts in electricity compared to a 75 watt incandescent Very long life - Rated to still put out 70% as much light after 15,000 hours of operation as it does when brand new Compatible with Lutron DV-600P dimmer, a maximum of 11 bulbs per circuit, and DVELV-300P dimmer, a maximum of 6 bulbs per circuit Philips Dimmable 12.2W 90 CRI 4000K A21 LED Bulb, Enclosed Fixture Rated, Title 20 Compliant | 4000 | 94 | 1100 | 90.1639 | 15000 | 12.2 | 6 | 4.89 | 0.815 | 0.95766 | 2020Q3 | https://www.bulbs.com/product/12-2A21-PER-940-P-E26-DIM-6-1FB-T20 | Bulbs.com | 2020 | Yes
LED Lighting | A-Type | Philips Lighting | True |  | A21 (Arbitrary) |  | E26 (Medium Screw) | Home Lamps, Bulbs, Ballasts Bulbs - LED LED - Traditional Lamps - A-Type Dimmable LED Lamp, 12.2W, 120V, Bulb: A-Type (A21), Base: Medium Screw (E26), Lumens: 1100, CRI: 90, Color Temperature: 2700K-2200K Warm White, Rated Average Life: 25,000 Hrs. *Philips Part # 47946-9*, 12NC 929001941104. 75W Equivalent. **Title 20 Compliant. Okay for sale in California** Formally known as 12A21/PER/827-22/P/E26/WG 6/1FB, old 12NC 929001837504. Upgraded September 2019. Philips Lighting 12.2A21/PER/927-22/P/E26/WG 6/1FB T20 Dimmable LED Lamp, 12.2W | 2200 | 90 | 1100 | 90.1639 |  | 12.2 | 1 | 8.78 | 8.78 | 10.3168 | 2020Q3 | https://www.platt.com/platt-electric-supply/LED-Traditional-Lamps-A-Type/Philips-Lighting/12-2A21-PER-927-22-P-E26-WG-6-1FB-T20/product.aspx?zpid=1172951 | Platt | 2020 | Yes
LED Lighting | A-Type | Philips Lighting | True |  |  | A21 (Arbitrary) | E26 (Medium Screw) | Home Lamps, Bulbs, Ballasts Bulbs - LED LED - Traditional Lamps - A-Type 12A21/PER/827-22/P/E26/WG-6/1FB Dimmable LED Lamp, 12.2W, 120V, Bulb: A-Type (A21), Base: Medium Screw (E26), Lumens: 1100, CRI: 90, Color Temperature: 2700K-2200K Warm White, Rated Average Life: 25,000 Hrs. *Philips Part # 47946-9*, 12NC 929001941104. 75W Equivalent. **Title 20 Compliant. Okay for sale in California** Formally known as 12A21/PER/827-22/P/E26/WG 6/1FB, old 12NC 929001837504. Upgraded September 2019. Dimmable LED Lamp, 12.2W Philips Lighting 12A21/PER/827-22/P/E26/WG-6/1FB Dimmable LED Lamp, 12.2W | 2200 | 90 | 1100 | 90.1639 |  | 12.2 | 1 | 7.96 | 7.96 | 9.3533 | 2020Q3 | https://www.rexelusa.com/usr/Root-Category/Lamps,-Bulbs,-Ballasts/Bulbs---LED/LED---Traditional/Lamps---A-Type/Philips-Lighting-12A21-PER-827-22-P-E26-WG-6-1FB-Dimmable-LED-Lamp,-12-2W/p/1344945?prevPageNumber=50 | Rexel Energy Solutions | 2020 | Yes
LED Lighting | A-Type | Brand Feit | True |  | General Purpose Replacement | A19 | E26 (Medium) | Damp Location Rated LED 12.2w A19 75w Equivalent, 25000 Hour 12.2 Watts 120 Volts Medium Base 2700 Kelvin 1100 Lumens 90 CRI 25000 Hour Life Replaces 75w Incandescent Mfg #OM75DM/927CA/2 CAC LED 12.2W A19 75W Equiv, 2700K, 25000 Hr 2-Pack | 2700 | 93 | 1100 | 90.1639 | 25000 | 12.2 | 1 | 14.99 | 14.99 | 17.6138 | 2020Q2 | https://hdsupplysolutions.com/p/led-00-75-10-35/cac-led-122w-a19-75w-equiv-2700k-25000-hr-2-pack-p143753 | HD Supply | 2020 | Yes
LED Lighting | Reflector | MaxLite | False |  |  | PAR-38 | Medium (E26) | LED Reflector Light Bulbs Maxlite non-dimmable 17 watt 277V 3000K flood LED bulb generates as much light as many 120 watt halogen bulbs. No lead or mercury means easy and environmentally safe disposal Saves 103 watts compared to a 120 watt halogen Very long life - Rated to still put out 70% as much light after 25,000 hours of operation as it does when brand new Not recommended for use in fully enclosed fixtures because heat buildup will shorten life. Do not “hot swap” this bulb. Turn off fixture before replacing existing bulb. No lead or mercury means easy and environmentally safe disposal Saves 103 watts compared to a 120 watt halogen Very long life - Rated to still put out 70% as much light after 25,000 hours of operation as it does when brand new Maxlite Non-Dimmable 17 Watt 277V 3000K 40 Degree PAR38 LED Bulb | 3000 | 82 | 1700 | 100 | 25000 | 17 | 12 | 25.29 | 2.1075 | 2.4764 | 2020Q3 | https://www.bulbs.com/product/17P38LED230FL-1 | Bulbs.com | 2020 | Yes
LED Lighting | Reflector | MaxLite | False |  |  | PAR-38 | Medium (E26) | LED Reflector Light Bulbs Maxlite non-dimmable 17 watt 277V 4000K LED bulb generates as much light as a 120 watt halogen. No lead or mercury means easy and environmentally safe disposal Saves 103 watts compared to a 120 watt halogen Very long life - Rated to still put out 70% as much light after 25,000 hours of operation as it did when brand new Not recommended for use in enclosed fixtures because heat build up will shorten life. Do not "hot swap" this bulb. Turn off fixture before replacing existing bulb. No lead or mercury means easy and environmentally safe disposal Saves 103 watts compared to a 120 watt halogen Very long life - Rated to still put out 70% as much light after 25,000 hours of operation as it did when brand new Maxlite Non-Dimmable 17W 277V 4000K 40 Degree PAR38 LED Bulb | 4000 | 82 | 1800 | 105.8824 | 25000 | 17 | 12 | 25.29 | 2.1075 | 2.4764 | 2020Q3 | https://www.bulbs.com/product/17P38LED240FL | Bulbs.com | 2020 | Yes
LED Lighting | Reflector | Philips Lighting | True | Daylighting/Photocell, | Reflector (Flood/Spot) | PAR38 | E26 (Medium) | Damp Location Rated,Use With Timers,Use With Photo and/or Motion Sensors,Recessed Fixtures Damp Location Rated,Use With Timers,Use With Photo and/or Motion Sensors,Recessed Fixtures LED Reflector Light Bulbs Philips Expert Color dimmable 17 watt 95 CRI 2700K narrow flood PAR38 LED bulb generates as much light as many 120 watt halogen bulbs. Customized color spectrum for crisp whites and rich colors Ideal for retail and museums that require a vibrant range of colors that "pop" No lead or mercury means for easy disposal and a better environment Very long life - Rated to still put out 70% as much light after 25,000 hours of operation as it does when brand new Not recommended for use in fully enclosed fixture because heat buildup will shorten life. Do not “hot swap” this bulb. Turn off fixture before replacing existing bulb. Customized color spectrum for crisp whites and rich colors Ideal for retail and museums that require a vibrant range of colors that "pop" No lead or mercury means for easy disposal and a better environment Very long life - Rated to still put out 70% as much light after 25,000 hours of operation as it does when brand new Philips Dimmable 17W Expert Color 95 CRI 2700K 25° PAR38 LED Bulb | 2700 | 97 | 1150 | 67.6471 | 25000 | 17 | 6 | 19.19 | 3.1983 | 3.7582 | 2020Q3 | https://www.bulbs.com/product/17PAR38-EXPERTCOLOR-F25-927-DIM-120V | Bulbs.com | 2020 | Yes
LED Lighting | Reflector | Philips Lighting | True | Daylighting/Photocell, | Reflector (Flood/Spot) | PAR38 | E26 (Medium) | Damp Location Rated,Use With Timers,Use With Photo and/or Motion Sensors,Recessed Fixtures Damp Location Rated,Use With Timers,Use With Photo and/or Motion Sensors,Recessed Fixtures LED Reflector Light Bulbs Philips EXPERT COLOR dimmable 17 watt 95 CRI 4000K narrow flood PAR38 LED bulb generates as much light as many 100 watt halogen bulbs. Customized color spectrum for crisp whites and rich colors Ideal for retail and museums that require a vibrant range of colors that "pop" No lead or mercury means for easy disposal and a better environment Very long life - Rated to still put out 70% as much light after 25,000 hours of operation as it does when brand new Not recommended for use in fully enclosed fixture because heat buildup will shorten life. Do not “hot swap” this bulb. Turn off fixture before replacing existing bulb. Customized color spectrum for crisp whites and rich colors Ideal for retail and museums that require a vibrant range of colors that "pop" No lead or mercury means for easy disposal and a better environment Very long life - Rated to still put out 70% as much light after 25,000 hours of operation as it does when brand new Philips Dimmable 17W Expert Color 95 CRI 4000K 25° PAR38 LED Bulb | 4000 | 95 | 1300 | 76.4706 | 25000 | 17 | 6 | 19.19 | 3.1983 | 3.7582 | 2020Q3 | https://www.bulbs.com/product/17PAR38-EXPERTCOLOR-F25-940-DIM-120V | Bulbs.com | 2020 | Yes
LED Lighting | Reflector | Philips Lighting | True | Daylighting/Photocell, | Reflector (Flood/Spot) | PAR38 | E26 (Medium) | Damp Location Rated,Use With Timers,Use With Photo and/or Motion Sensors,Recessed Fixtures Damp Location Rated,Use With Timers,Use With Photo and/or Motion Sensors,Recessed Fixtures LED Reflector Light Bulbs Philips EXPERT COLOR dimmable 17 watt 95 CRI 2700K flood PAR38 LED bulb generates as much light as many 100 watt halogen bulbs. Customized color spectrum for crisp whites and rich colors Ideal for retail and museums that require a vibrant range of colors that "pop" No lead or mercury means for easy disposal and a better environment Very long life - Rated to still put out 70% as much light after 25,000 hours of operation as it does when brand new Not recommended for use in fully enclosed fixture because heat buildup will shorten life. Do not “hot swap” this bulb. Turn off fixture before replacing existing bulb. Customized color spectrum for crisp whites and rich colors Ideal for retail and museums that require a vibrant range of colors that "pop" No lead or mercury means for easy disposal and a better environment Very long life - Rated to still put out 70% as much light after 25,000 hours of operation as it does when brand new Philips Dimmable 17W Expert Color 95 CRI 2700K 40° PAR38 LED Bulb | 2700 | 97 | 1150 | 67.6471 | 25000 | 17 | 6 | 19.19 | 3.1983 | 3.7582 | 2020Q3 | https://www.bulbs.com/product/17PAR38-EXPERTCOLOR-F40-927-DIM-120V | Bulbs.com | 2020 | Yes
LED Lighting | Reflector | Philips Lighting | True | Daylighting/Photocell, | Reflector (Flood/Spot) | PAR38 | E26 (Medium) | Use With Timers,Damp Location Rated,Use With Photo and/or Motion Sensors,Recessed Fixtures Use With Timers,Damp Location Rated,Use With Photo and/or Motion Sensors,Recessed Fixtures LED Reflector Light Bulbs Philips Expert Color dimmable 17 watt 95 CRI 4000K flood PAR38 LED bulb generates as much light as many 120 watt halogen bulbs. Customized color spectrum for crisp whites and rich colors Ideal for retail and museums that require a vibrant range of colors that "pop" No lead or mercury means for easy disposal and a better environment Very long life - Rated to still put out 70% as much light after 25,000 hours of operation as it does when brand new Not recommended for use in fully enclosed fixture because heat buildup will shorten life. Do not “hot swap” this bulb. Turn off fixture before replacing existing bulb. Customized color spectrum for crisp whites and rich colors Ideal for retail and museums that require a vibrant range of colors that "pop" No lead or mercury means for easy disposal and a better environment Very long life - Rated to still put out 70% as much light after 25,000 hours of operation as it does when brand new Philips Dimmable 17W Expert Color 95 CRI 4000K 40° PAR38 LED Bulb | 4000 | 95 | 1300 | 76.4706 | 25000 | 17 | 6 | 19.19 | 3.1983 | 3.7582 | 2020Q3 | https://www.bulbs.com/product/17PAR38-EXPERTCOLOR-F40-940-DIM-120V | Bulbs.com | 2020 | Yes
LED Lighting | Reflector | Philips Lighting | True | Daylighting/Photocell, | Reflector (Flood/Spot) | PAR38 | E26 (Medium) | Damp Location Rated,Use With Timers,Use With Photo and/or Motion Sensors,Recessed Fixtures Damp Location Rated,Use With Timers,Use With Photo and/or Motion Sensors,Recessed Fixtures LED Reflector Light Bulbs Philips Expert Color dimmable 17 watt 90 CRI 3000K narrow flood PAR38 LED bulb generates as much light as many 120 watt halogen bulbs. Customized color spectrum for crisp whites and rich colors Ideal for retail and museums that require a vibrant range of colors that "pop" No lead or mercury means for easy disposal and a better environment Very long life - Rated to still put out 70% as much light after 25,000 hours of operation as it does when brand new Not recommended for use in fully enclosed fixture because heat buildup will shorten life. Do not “hot swap” this bulb. Turn off fixture before replacing existing bulb. Customized color spectrum for crisp whites and rich colors Ideal for retail and museums that require a vibrant range of colors that "pop" No lead or mercury means for easy disposal and a better environment Very long life - Rated to still put out 70% as much light after 25,000 hours of operation as it does when brand new Philips Dimmable 17W Expert Color 90 CRI 3000K 25° PAR38 LED Bulb | 3000 | 91 | 1200 | 70.5882 | 25000 | 17 | 6 | 20.29 | 3.3817 | 3.9736 | 2020Q3 | https://www.bulbs.com/product/17PAR38-EXPERTCOLOR-RETAIL-F25-930-DIM-120V | Bulbs.com | 2020 | Yes
LED Lighting | Reflector | Philips Lighting | True | Daylighting/Photocell, | Reflector (Flood/Spot) | PAR38 | E26 (Medium) | Damp Location Rated,Use With Timers,Use With Photo and/or Motion Sensors,Recessed Fixtures Damp Location Rated,Use With Timers,Use With Photo and/or Motion Sensors,Recessed Fixtures LED Reflector Light Bulbs Philips ExpertColor dimmable 17 watt 90 CRI 3000K flood PAR38 LED bulb generates as much light as many 120 watt halogen bulbs. Customized color spectrum for crisp whites and rich colors Ideal for retail and museums that require a vibrant range of colors that "pop" No lead or mercury means for easy disposal and a better environment Very long life - Rated to still put out 70% as much light after 25,000 hours of operation as it does when brand new Not recommended for use in fully enclosed fixture because heat buildup will shorten life. Do not “hot swap” this bulb. Turn off fixture before replacing existing bulb. Customized color spectrum for crisp whites and rich colors Ideal for retail and museums that require a vibrant range of colors that "pop" No lead or mercury means for easy disposal and a better environment Very long life - Rated to still put out 70% as much light after 25,000 hours of operation as it does when brand new Philips Dimmable 17W ExpertColor 90 CRI 3000K 40° PAR38 LED Bulb | 3000 | 91 | 1200 | 70.5882 | 25000 | 17 | 6 | 20.29 | 3.3817 | 3.9736 | 2020Q3 | https://www.bulbs.com/product/17PAR38-EXPERTCOLOR-RETAIL-F40-930-DIM-120V | Bulbs.com | 2020 | Yes
LED Lighting | Reflector | Philips Lighting | True | Daylighting/Photocell, | Reflector (Flood/Spot) | PAR38 | E26 (Medium) | Damp Location Rated,Use With Timers,Use With Photo and/or Motion Sensors,Recessed Fixtures Damp Location Rated,Use With Timers,Use With Photo and/or Motion Sensors,Recessed Fixtures LED Reflector Light Bulbs Philips Expert Color dimmable 17 watt 90 CRI 3000K spot PAR38 LED bulb generates as much light as many 100 watt halogen bulbs. Customized color spectrum for crisp whites and rich colors Ideal for retail and museums that require a vibrant range of colors that "pop" No lead or mercury means for easy disposal and a better environment Very long life - Rated to still put out 70% as much light after 25,000 hours of operation as it does when brand new Not recommended for use in fully enclosed fixture because heat buildup will shorten life. Do not “hot swap” this bulb. Turn off fixture before replacing existing bulb. Customized color spectrum for crisp whites and rich colors Ideal for retail and museums that require a vibrant range of colors that "pop" No lead or mercury means for easy disposal and a better environment Very long life - Rated to still put out 70% as much light after 25,000 hours of operation as it does when brand new Philips Dimmable 17W Expert Color 90 CRI 3000K 8° PAR38 LED Bulb | 3000 | 91 | 1200 | 70.5882 | 25000 | 17 | 6 | 20.29 | 3.3817 | 3.9736 | 2020Q3 | https://www.bulbs.com/product/17PAR38-EXPERTCOLOR-RETAIL-S8-930-DIM-120V | Bulbs.com | 2020 | Yes
LED Lighting | Reflector | Philips Lighting | True | Daylighting/Photocell, | Reflector (Flood/Spot) | PAR38 | E26 (Medium) | Damp Location Rated,Use With Timers,Use With Photo and/or Motion Sensors,Recessed Fixtures Damp Location Rated,Use With Timers,Use With Photo and/or Motion Sensors,Recessed Fixtures LED Reflector Light Bulbs Philips Expert Color dimmable 17 watt 95 CRI 2700K spot PAR38 LED bulb generates as much light as many 100 watt halogen bulbs. Customized color spectrum for crisp whites and rich colors Ideal for retail and museums that require a vibrant range of colors that "pop" No lead or mercury means for easy disposal and a better environment Very long life - Rated to still put out 70% as much light after 25,000 hours of operation as it does when brand new Not recommended for use in fully enclosed fixture because heat buildup will shorten life. Do not “hot swap” this bulb. Turn off fixture before replacing existing bulb. Customized color spectrum for crisp whites and rich colors Ideal for retail and museums that require a vibrant range of colors that "pop" No lead or mercury means for easy disposal and a better environment Very long life - Rated to still put out 70% as much light after 25,000 hours of operation as it does when brand new Philips Dimmable 17W Expert Color 95 CRI 2700K 8° PAR38 LED Bulb | 2700 | 97 | 1150 | 67.6471 | 25000 | 17 | 6 | 19.19 | 3.1983 | 3.7582 | 2020Q3 | https://www.bulbs.com/product/17PAR38-EXPERTCOLOR-S8-927-DIM-120V | Bulbs.com | 2020 | Yes
LED Lighting | Reflector | Philips Lighting | True | Daylighting/Photocell, | Reflector (Flood/Spot) | PAR38 | E26 (Medium) | Damp Location Rated,Use With Timers,Use With Photo and/or Motion Sensors,Recessed Fixtures Damp Location Rated,Use With Timers,Use With Photo and/or Motion Sensors,Recessed Fixtures LED Reflector Light Bulbs Philips EXPERT COLOR dimmable 17 watt 95 CRI 4000K spot PAR38 LED bulb generates as much light as many 100 watt halogen bulbs. Customized color spectrum for crisp whites and rich colors Ideal for retail and museums that require a vibrant range of colors that "pop" No lead or mercury means for easy disposal and a better environment Very long life - Rated to still put out 70% as much light after 25,000 hours of operation as it does when brand new Not recommended for use in fully enclosed fixture because heat buildup will shorten life. Do not “hot swap” this bulb. Turn off fixture before replacing existing bulb. Customized color spectrum for crisp whites and rich colors Ideal for retail and museums that require a vibrant range of colors that "pop" No lead or mercury means for easy disposal and a better environment Very long life - Rated to still put out 70% as much light after 25,000 hours of operation as it does when brand new Philips Dimmable 17W Expert Color 95 CRI 4000K 8° PAR38 LED Bulb | 4000 | 95 | 1300 | 76.4706 | 25000 | 17 | 6 | 19.19 | 3.1983 | 3.7582 | 2020Q3 | https://www.bulbs.com/product/17PAR38-EXPERTCOLOR-S8-940-DIM-120V | Bulbs.com | 2020 | Yes
LED Lighting | A-Type | Brand Generic | True |  | General Purpose Replacement | A19 | E26 (Medium) | Damp Location Rated Damp Location Rated CAC LED 5W A19 40W Equivalent 25,000 Hour 4-pack 5 Watts 120 Volts E26 Base 2700 Kelvin 450 Lumens 90 CRI 25,000 Hour Life Replaces 40W Incandescent Mfg #OM40DM/927CA/4 CAC LED 5W A19 40W Equiv, 2700K, 25000 Hr 4-Pack | 2700 | 91 | 450 | 90 | 25000 | 5 | 1 | 11.71 | 11.71 | 13.7597 | 2020Q3 | https://hdsupplysolutions.com/p/led-00-75-10-35/cac-led-5w-a19-40w-equiv-2700k-25000-hr-4-pack-p132832 | HD Supply | 2020 | Yes
LED Lighting | A-Type | Brand Generic | True |  | General Purpose Replacement | A19 | E26 (Medium) | Damp Location Rated Damp Location Rated CAC LED Filament 5W A19 Clear 40W Equivalent, 15,000 Hour 2-pack 5 Watts 120 Volts E26 Base 2700 Kelvin 450 Lumens 90 CRI 15,000 Hour Life Replaces 40W Incandescent Mfg #BPA1940CL927CAFIL2RP CAC LED Filament 5W A19 Clear 40W Equiv, 2700K, 15000 Hr 2-Pack | 2700 | 92 | 450 | 90 | 15000 | 5 | 1 | 11.8 | 11.8 | 13.8655 | 2020Q3 | https://hdsupplysolutions.com/p/led-00-75-10-35/cac-led-filament-5w-a19-clear-40w-equiv-2700k-15000-hr-2-pack-p132845 | HD Supply | 2020 | Yes
LED Lighting | A-Type | Feit | True |  | General Purpose Replacement | A19 | E26 (Medium) | Damp Location Rated Damp Location Rated Home / Light Bulbs / LED / LED A-Line / Feit - A1940/927CA/FIL/4 4 Pack / Priced per Lamp; Damp Location Rated; Energy Star Approved 5W A19 LED Lamp - Universal - 450 Lumens - Warm White (2700K) - 90 CRI - 15000 hrs. - E26 (Medium) - 120 to 130V - Soft White Feit - A1940/927CA/FIL/4 | 2700 | 91 | 450 | 90 | 15000 | 5 | 1 | 30.47 | 30.47 | 35.8034 | 2020Q3 | https://shop.regencylighting.com/lamps/led/a-line/a1940-927ca-fil-4-fet.html | Regency Lighting | 2020 | Yes
LED Lighting | A-Type | Sylvania | True | Daylighting/Photocell, | General Purpose Replacement | A19 | E26 (Medium) | Use With Timers,Use With Photo and/or Motion Sensors,Damp Location Rated,Not for Use in Recessed Fixtures Use With Timers,Use With Photo and/or Motion Sensors,Damp Location Rated,Not for Use in Recessed Fixtures Home / Light Bulbs / LED / LED A-Line / Sylvania - 40178 - LED5A19/DIM/O/927/CEC/GL/RP Filament Style; HD Glass Lamp; JA8 Compliant; Energy Star Certified; Damp Location Rated; Suitable for Totally Enclosed Fixtures 5W A19 LED Lamp - Universal - 450 Lumens - Warm White (2700K) - 90 CRI - 15000 hrs. - E26 (Medium) - 120 to 130V - Clear Sylvania - 40178 - LED5A19/DIM/O/927/CEC/GL/RP | 2700 | 81 | 450 | 90 | 15000 | 5 | 1 | 5.86 | 5.86 | 6.8857 | 2020Q3 | https://shop.regencylighting.com/lamps/led/a-line/led5a19-dim-o-927-cec-gl-rp-40178.html | Regency Lighting | 2020 | Yes
LED Lighting | Decorative | Satco Products, Inc. | True |  |  | ST-19 | Medium (E26) | LED A-Style Light Bulbs ¦ LED Filament Bulbs Satco Filament ST-19 dimmable 2.5 watt LED bulb generates as much light as many 25 watt incandescent filament ST-19 bulbs. Compatible with Lutron dimmer # NTCL-250-WH No lead or mercury for easier disposal and a better environment Saves 22.5 watts in electricity compared to a 25 watt ST-19 incandescent bulb Rated for enclosed fixtures Long life - Rated to still put out 70% as much light after 15,000 hours of operation as it does when brand new Do not "hot swap" this bulb. Turn off fixture before replacing existing bulb. Compatible with Lutron dimmer # NTCL-250-WH No lead or mercury for easier disposal and a better environment Saves 22.5 watts in electricity compared to a 25 watt ST-19 incandescent bulb Rated for enclosed fixtures Long life - Rated to still put out 70% as much light after 15,000 hours of operation as it does when brand new Satco Dimmable 2.5W 2300K Vintage ST19 Filament LED Bulb, Enclosed Fixture Rated | 2300 | 80 | 220 | 88 | 15000 | 2.5 | 24 | 7.95 | 0.33125 | 0.38923 | 2020Q3 | https://www.bulbs.com/product/2-5ST19-AMB-LED-E26-23K-120V | Bulbs.com | 2020 | Yes
LED Lighting | Decorative | Philips Lighting | True |  |  | G-25 | Medium (E26) | LED Filament Bulbs ¦ LED Globe Light Bulbs Philips dimmable 2.7 watt Warm Glow 2700K-2200K 90 CRI Filament G25 LED bulb generates as much light as a 25 watt incandescent bulb. The more you dim the warmer the color Title 20 compliant Can be used in outdoor applications No lead or mercury means easy and environmentally safe disposal Very long life - Rated to still put out 70% as much light after 15,000 hours of operation as it does when brand new Compatible with Lutron DVCL-153P and MACL-153M, a maximum of 20 lamps per circuit Not recommended for use in fully enclosed fixtures because heat buildup will shorten life. Do not “hot swap” this bulb. Turn off fixture before replacing existing bulb. The more you dim the warmer the color Title 20 compliant Can be used in outdoor applications No lead or mercury means easy and environmentally safe disposal Very long life - Rated to still put out 70% as much light after 15,000 hours of operation as it does when brand new Compatible with Lutron DVCL-153P and MACL-153M, a maximum of 20 lamps per circuit Philips Dimmable 2.7W Warm Glow 2700K-2200K 90 CRI Filament G25 Globe LED Bulb, Title 20 Compliant, Wet Rated | 2700 | 90 | 250 | 92.5926 | 15000 | 2.7 | 10 | 4.99 | 0.499 | 0.58634 | 2020Q3 | https://www.bulbs.com/product/2-7G25-PER-927-922-CL-G-E26-WGX-T20 | Bulbs.com | 2020 | Yes
LED Lighting | Decorative | Philips Lighting | True |  |  | G-25 | Medium (E26) | LED Globe Light Bulbs Philips dimmable 2.7 watt Warm Glow 2700K-2200K 90 CRI G25 LED bulb generates as much light as a 25 watt incandescent bulb. The more you dim the warmer the color Title 20 compliant Can be used in outdoor applications No lead or mercury means easy and environmentally safe disposal Very long life - Rated to still put out 70% as much light after 15,000 hours of operation as it does when brand new Compatible with Lutron DVCL-153P and MACL-153M dimmers, a maximum of 20 lamps per circuit Not recommended for use in fully enclosed fixtures because heat buildup will shorten life. Do not “hot swap” this bulb. Turn off fixture before replacing existing bulb. The more you dim the warmer the color Title 20 compliant Can be used in outdoor applications No lead or mercury means easy and environmentally safe disposal Very long life - Rated to still put out 70% as much light after 15,000 hours of operation as it does when brand new Compatible with Lutron DVCL-153P and MACL-153M dimmers, a maximum of 20 lamps per circuit Philips Dimmable 2.7W Warm Glow 2700K-2200K 90 CRI G25 Globe LED Bulb, Title 20 Compliant, Wet Rated | 2700 | 90 | 250 | 92.5926 | 15000 | 2.7 | 10 | 4.99 | 0.499 | 0.58634 | 2020Q3 | https://www.bulbs.com/product/2-7G25-PER-927-922-FR-G-E26-WGX-T20 | Bulbs.com | 2020 | Yes
LED Lighting | A-Type | TCP | False | Daylighting/Photocell, | General Purpose Replacement | A19 | E26 (Medium) | Use With Timers,Use With Photo and/or Motion Sensors,Damp Location Rated,Not for Use in Recessed Fixtures Use With Timers,Use With Photo and/or Motion Sensors,Damp Location Rated,Not for Use in Recessed Fixtures Home / Light Bulbs / LED / LED A-Line / TCP - LED5A1927K Damp Location 5W A19 LED Lamp - Universal - 450 Lumens - Warm White (2700K) - 82 CRI - 15000 Hours - E26 (Medium) - 120 to 130V - White TCP - LED5A1927K | 2700 | 81 | 450 | 90 | 15000 | 5 | 48 | 53.28 | 1.11 | 1.3043 | 2020Q3 | https://shop.regencylighting.com/lamps/led/a-line/led5a1927k-tcp.html | Regency Lighting | 2020 | Yes
LED Lighting | A-Type | Feit | True |  | General Purpose Replacement | A19 | E26 (Medium) | Damp Location Rated Damp Location Rated Home / Light Bulbs / LED / Feit - A1940/927CA/FIL/4 4 Pack / Priced per Lamp; Damp Location Rated; Energy Star Approved 5W A19 LED Lamp - Universal - 450 Lumens - Warm White (2700K) - 90 CRI - 15000 hrs. - E26 (Medium) - 120 to 130V - Soft White Feit - A1940/927CA/FIL/4 | 2700 | 91 | 450 | 90 | 15000 | 5 | 1 | 30.47 | 30.47 | 35.8034 | 2020Q3 | https://shop.regencylighting.com/lamps/led/a1940-927ca-fil-4-fet.html | Regency Lighting | 2020 | Yes
LED Lighting | A-Type | Sylvania | True | Daylighting/Photocell, | General Purpose Replacement | A19 | E26 (Medium) | Use With Timers,Use With Photo and/or Motion Sensors,Damp Location Rated,Not for Use in Recessed Fixtures Use With Timers,Use With Photo and/or Motion Sensors,Damp Location Rated,Not for Use in Recessed Fixtures Home / Light Bulbs / LED / Sylvania - 40178 - LED5A19/DIM/O/927/CEC/GL/RP Filament Style; HD Glass Lamp; JA8 Compliant; Energy Star Certified; Damp Location Rated; Suitable for Totally Enclosed Fixtures 5W A19 LED Lamp - Universal - 450 Lumens - Warm White (2700K) - 90 CRI - 15000 hrs. - E26 (Medium) - 120 to 130V - Clear Sylvania - 40178 - LED5A19/DIM/O/927/CEC/GL/RP | 2700 | 81 | 450 | 90 | 15000 | 5 | 1 | 5.86 | 5.86 | 6.8857 | 2020Q3 | https://shop.regencylighting.com/lamps/led/led5a19-dim-o-927-cec-gl-rp-40178.html | Regency Lighting | 2020 | Yes
LED Lighting | A-Type | TCP | False | Daylighting/Photocell, | General Purpose Replacement | A19 | E26 (Medium) | Use With Timers,Use With Photo and/or Motion Sensors,Damp Location Rated,Not for Use in Recessed Fixtures Use With Timers,Use With Photo and/or Motion Sensors,Damp Location Rated,Not for Use in Recessed Fixtures Home / Light Bulbs / LED / TCP - LED5A1927K Damp Location 5W A19 LED Lamp - Universal - 450 Lumens - Warm White (2700K) - 82 CRI - 15000 Hours - E26 (Medium) - 120 to 130V - White TCP - LED5A1927K | 2700 | 81 | 450 | 90 | 15000 | 5 | 48 | 53.28 | 1.11 | 1.3043 | 2020Q3 | https://shop.regencylighting.com/lamps/led/led5a1927k-tcp.html | Regency Lighting | 2020 | Yes
LED Lighting | Decorative | Philips Lighting | True |  | Other | B11 | E12 (Candelabra) | Not for Use in Recessed Fixtures,Wet Location Rated Not for Use in Recessed Fixtures,Wet Location Rated LED Decorative Light Bulbs ¦ LED Filament Bulbs Philips 2 watt Warm Glow dimmable 2700K-2200K 90 CRI decorative LED bulb generates as much light as many 25 watt incandescent bulbs. The more you dim the warmer the light Suitable for use in outdoor applications Title 20 compliant No lead or mercury means easy and environmentally safe disposal Very long life - Rated to still put out 70% as much light after 15,000 hours of operation as it does when brand new Compatible with Lutron DV-600P and DVELV-300P dimmers, a maximum of 18 lamps per circuit Not recommended for use in fully enclosed fixtures because heat buildup will shorten life. Do not “hot swap” this bulb. Turn off fixture before replacing existing bulb. The more you dim the warmer the light Suitable for use in outdoor applications Title 20 compliant No lead or mercury means easy and environmentally safe disposal Very long life - Rated to still put out 70% as much light after 15,000 hours of operation as it does when brand new Compatible with Lutron DV-600P and DVELV-300P dimmers, a maximum of 18 lamps per circuit Philips Dimmable 2W Warm Glow 2700K-2200K 90 CRI Decorative LED Bulb, Wet Rated, Title 20 Compliant | 2700 | 92 | 180 | 90 | 15000 | 2 | 10 | 4.29 | 0.429 | 0.50409 | 2020Q3 | https://www.bulbs.com/product/2B11-PER-927-922-CL-G-E12-WGX-1FB-T20 | Bulbs.com | 2020 | Yes
LED Lighting | Decorative | Philips Lighting | True |  | Other | BA11 | E12 (Candelabra) | Not for Use in Recessed Fixtures,Wet Location Rated Not for Use in Recessed Fixtures,Wet Location Rated LED Decorative Light Bulbs ¦ LED Filament Bulbs Philips 2 watt Warm Glow dimmable 2700K-2200K 90 CRI decorative LED bulb generates as much light as many 25 watt incandescent bulbs. The more you dim the warmer the light Suitable for use in outdoor applications Title 20 compliant No lead or mercury means easy and environmentally safe disposal Very long life - Rated to still put out 70% as much light after 15,000 hours of operation as it does when brand new Not recommended for use in fully enclosed fixtures because heat buildup will shorten life. Do not “hot swap” this bulb. Turn off fixture before replacing existing bulb. The more you dim the warmer the light Suitable for use in outdoor applications Title 20 compliant No lead or mercury means easy and environmentally safe disposal Very long life - Rated to still put out 70% as much light after 15,000 hours of operation as it does when brand new Philips Dimmable 2W Warm Glow 2700K-2200K 90 CRI Decorative LED Bulb, Wet Rated, Title 20 Compliant | 2700 | 92 | 180 | 90 | 15000 | 2 | 10 | 4.29 | 0.429 | 0.50409 | 2020Q3 | https://www.bulbs.com/product/2BA11-PER-927-922-CL-G-E12-WGX-1FB-T20 | Bulbs.com | 2020 | Yes
LED Lighting | Decorative | Satco Products, Inc. | True |  |  | C-11 | Medium (E26) | LED Decorative Light Bulbs ¦ LED Filament Bulbs Satco Filament C-11 dimmable 2 watt LED bulb generates as much light as many 20 watt incandescent filament C-11 decorative bulbs. Has a satin spun finish with the look and feel of ab original Amber incandescent Compatible with Lutron dimmer # DVCL-153P, AYCL-153P and MACL-153M dimmers No lead or mercury for easier disposal and a better environment Suitable for use in enclosed fixtures Saves 18 watts in electricity compared to a 20 watt C-11 incandescent bulb Long life - Rated to still put out 70% as much light after 15,000 hours of operation as it does when brand new Do not "hot swap" this bulb. Turn off fixture before replacing existing bulb. Has a satin spun finish with the look and feel of ab original Amber incandescent Compatible with Lutron dimmer # DVCL-153P, AYCL-153P and MACL-153M dimmers No lead or mercury for easier disposal and a better environment Suitable for use in enclosed fixtures Saves 18 watts in electricity compared to a 20 watt C-11 incandescent bulb Long life - Rated to still put out 70% as much light after 15,000 hours of operation as it does when brand new Satco Dimmable 2W 2100K C11 Decorative Filament LED Bulb, Enclosed Fixture Rated | 2100 | 80 | 100 | 50 | 15000 | 2 | 24 | 6.95 | 0.28958 | 0.34027 | 2020Q3 | https://www.bulbs.com/product/2C11-LED-A-E26-21K-120V | Bulbs.com | 2020 | Yes
LED Lighting | Decorative | Satco Products, Inc. | True |  |  | C-11 | Medium (E26) | LED Decorative Light Bulbs ¦ LED Filament Bulbs Satco Filament C-11 dimmable 2 watt LED bulb generates as much light as many 20 watt incandescent filament C-11 decorative bulbs. Has a satin spun finish with the look and feel of an original Satin Spun incandescent Compatible with Lutron dimmer # DVCL-153P, AYCL-153P and MACL-153M dimmers No lead or mercury for easier disposal and a better environment Suitable for use in enclosed fixtures Saves 18 watts in electricity compared to a 20 watt C-11 incandescent bulb Long life - Rated to still put out 70% as much light after 15,000 hours of operation as it does when brand new Do not "hot swap" this bulb. Turn off fixture before replacing existing bulb. Has a satin spun finish with the look and feel of an original Satin Spun incandescent Compatible with Lutron dimmer # DVCL-153P, AYCL-153P and MACL-153M dimmers No lead or mercury for easier disposal and a better environment Suitable for use in enclosed fixtures Saves 18 watts in electricity compared to a 20 watt C-11 incandescent bulb Long life - Rated to still put out 70% as much light after 15,000 hours of operation as it does when brand new Satco Dimmable 2W 2700K C11 Decorative Filament LED Bulb, Enclosed Fixture Rated | 2700 | 80 | 120 | 60 | 15000 | 2 | 24 | 6.95 | 0.28958 | 0.34027 | 2020Q3 | https://www.bulbs.com/product/2C11-LED-SA-E26-27K-120V | Bulbs.com | 2020 | Yes
LED Lighting | Decorative | Philips Lighting | True | Daylighting/Photocell, | Other | B11 | E12 (Candelabra) | Damp Location Rated,Use With Timers,Dim to Warm,Not for Use in Recessed Fixtures,Use With Photo and/or Motion Sensors,Wet Location Rated,Filament Style Damp Location Rated,Use With Timers,Dim to Warm,Not for Use in Recessed Fixtures,Use With Photo and/or Motion Sensors,Wet Location Rated,Filament Style LED Decorative Light Bulbs ¦ LED Filament Bulbs Philips 3.3 watt Warm Glow dimmable 2700K-2200K 90 CRI decorative LED bulb generates as much light as many 40 watt incandescent bulbs. The more you dim the warmer the light Suitable for use in outdoor applications Title 20 compliant No lead or mercury means easy and environmentally safe disposal Very long life - Rated to still put out 70% as much light after 15,000 hours of operation as it does when brand new Compatible with Lutron DV-600P dimmer, a maximum of 5 lamps per circuit and DVELV-300P, a maximum of 10 lamps per circuit Not recommended for use in fully enclosed fixtures because heat buildup will shorten life. Do not “hot swap” this bulb. Turn off fixture before replacing existing bulb. The more you dim the warmer the light Suitable for use in outdoor applications Title 20 compliant No lead or mercury means easy and environmentally safe disposal Very long life - Rated to still put out 70% as much light after 15,000 hours of operation as it does when brand new Compatible with Lutron DV-600P dimmer, a maximum of 5 lamps per circuit and DVELV-300P, a maximum of 10 lamps per circuit Philips Dimmable 3.3W Warm Glow 2700K-2200K 90 CRI Decorative LED Bulb, E12 Base, Wet Rated, Title 20 Compliant | 2700 | 92 | 300 | 90.9091 | 15000 | 3.3 | 10 | 4.29 | 0.429 | 0.50409 | 2020Q3 | https://www.bulbs.com/product/3-3B11-PER-927-922-CL-G-E12-WGX-1FB-T20 | Bulbs.com | 2020 | Yes
LED Lighting | Decorative | Philips Lighting | True | Daylighting/Photocell, | Other | B11 | E26 (Medium) | Damp Location Rated,Use With Timers,Dim to Warm,Not for Use in Recessed Fixtures,Use With Photo and/or Motion Sensors,Wet Location Rated,Filament Style Damp Location Rated,Use With Timers,Dim to Warm,Not for Use in Recessed Fixtures,Use With Photo and/or Motion Sensors,Wet Location Rated,Filament Style LED Decorative Light Bulbs ¦ LED Filament Bulbs Philips 3.3 watt Warm Glow dimmable 2700K-2200K 90 CRI decorative LED bulb generates as much light as many 40 watt incandescent bulbs. The more you dim the warmer the light Suitable for use in outdoor applications Title 20 compliant No lead or mercury means easy and environmentally safe disposal Very long life - Rated to still put out 70% as much light after 15,000 hours of operation as it does when brand new Compatible with Lutron DV-600P dimmer, a maximum of 5 lamps per circuit, and DVELV-300P, a maximum of 10 lamps per circuit Not recommended for use in fully enclosed fixtures because heat buildup will shorten life. Do not “hot swap” this bulb. Turn off fixture before replacing existing bulb. The more you dim the warmer the light Suitable for use in outdoor applications Title 20 compliant No lead or mercury means easy and environmentally safe disposal Very long life - Rated to still put out 70% as much light after 15,000 hours of operation as it does when brand new Compatible with Lutron DV-600P dimmer, a maximum of 5 lamps per circuit, and DVELV-300P, a maximum of 10 lamps per circuit Philips Dimmable 3.3W Warm Glow 2700K-2200K 90 CRI Decorative LED Bulb, E26 Base, Wet Rated, Title 20 Compliant | 2700 | 92 | 300 | 90.9091 | 15000 | 3.3 | 10 | 4.39 | 0.439 | 0.51584 | 2020Q3 | https://www.bulbs.com/product/3-3B11-PER-927-922-CL-G-E26-WGX-1FB-T20 | Bulbs.com | 2020 | Yes
LED Lighting | Decorative | Philips Lighting | True |  |  | B-11 | Candelabra (E12) | LED Decorative Light Bulbs ¦ LED Filament Bulbs Philips 3.3 watt dimmable 5000K 90 CRI decorative LED bulb generates as much light as many 40 watt incandescent bulbs. Suitable for use in outdoor applications Title 20 compliant No lead or mercury means easy and environmentally safe disposal Very long life - Rated to still put out 70% as much light after 15,000 hours of operation as it does when brand new Compatible with Lutron DV-600P dimmer, a maximum of 5 lamps per circuit, and DVELV-300P, a maximum of 10 lamps per circuit Not recommended for use in fully enclosed fixtures because heat buildup will shorten life. Do not “hot swap” this bulb. Turn off fixture before replacing existing bulb. Suitable for use in outdoor applications Title 20 compliant No lead or mercury means easy and environmentally safe disposal Very long life - Rated to still put out 70% as much light after 15,000 hours of operation as it does when brand new Compatible with Lutron DV-600P dimmer, a maximum of 5 lamps per circuit, and DVELV-300P, a maximum of 10 lamps per circuit Philips Dimmable 3.3W 5000K 90 CRI Decorative LED Bulb, E12 Base, Wet Rated, Title 20 Compliant | 5000 | 90 | 300 | 90.9091 | 15000 | 3.3 | 10 | 3.09 | 0.309 | 0.36309 | 2020Q3 | https://www.bulbs.com/product/3-3B11-PER-950-CL-G-E12-DIM-1FBT20 | Bulbs.com | 2020 | Yes
LED Lighting | Decorative | Philips Lighting | True |  |  | B-11 | Medium (E26) | LED Decorative Light Bulbs ¦ LED Filament Bulbs Philips 3.3 watt dimmable 5000K 90 CRI decorative LED bulb generates as much light as many 40 watt incandescent bulbs. Suitable for use in outdoor applications Title 20 compliant No lead or mercury means easy and environmentally safe disposal Very long life - Rated to still put out 70% as much light after 15,000 hours of operation as it does when brand new Compatible with Lutron DV-600P dimmer, a maximum of 5 lamps per circuit, and DVELV-300P, a maximum of 10 lamps per circuit Not recommended for use in fully enclosed fixtures because heat buildup will shorten life. Do not “hot swap” this bulb. Turn off fixture before replacing existing bulb. Suitable for use in outdoor applications Title 20 compliant No lead or mercury means easy and environmentally safe disposal Very long life - Rated to still put out 70% as much light after 15,000 hours of operation as it does when brand new Compatible with Lutron DV-600P dimmer, a maximum of 5 lamps per circuit, and DVELV-300P, a maximum of 10 lamps per circuit Philips Dimmable 3.3W 5000K 90 CRI Decorative LED Bulb, E26 Base, Wet Rated, Title 20 Compliant | 5000 | 90 | 300 | 90.9091 | 15000 | 3.3 | 10 | 3.09 | 0.309 | 0.36309 | 2020Q3 | https://www.bulbs.com/product/3-3B11-PER-950-CL-G-E26-DIM-1FBT20 | Bulbs.com | 2020 | Yes
LED Lighting | Decorative | Philips Lighting | True | Daylighting/Photocell, | Other | BA11 | E12 (Candelabra) | Damp Location Rated,Use With Timers,Dim to Warm,Not for Use in Recessed Fixtures,Use With Photo and/or Motion Sensors,Wet Location Rated,Filament Style Damp Location Rated,Use With Timers,Dim to Warm,Not for Use in Recessed Fixtures,Use With Photo and/or Motion Sensors,Wet Location Rated,Filament Style LED Decorative Light Bulbs ¦ LED Filament Bulbs Philips 3.3 watt Warm Glow dimmable 2700K-2200K 90 CRI decorative LED bulb generates as much light as many 40 watt incandescent bulbs. The more you dim the warmer the light Suitable for use in outdoor applications Title 20 compliant No lead or mercury means easy and environmentally safe disposal Very long life - Rated to still put out 70% as much light after 15,000 hours of operation as it does when brand new Compatible with Lutron DV-600P dimmer, a maximum of 5 lamps per circuit, and DVELV-300P, a maximum of 10 lamps per circuit Not recommended for use in fully enclosed fixtures because heat buildup will shorten life. Do not “hot swap” this bulb. Turn off fixture before replacing existing bulb. The more you dim the warmer the light Suitable for use in outdoor applications Title 20 compliant No lead or mercury means easy and environmentally safe disposal Very long life - Rated to still put out 70% as much light after 15,000 hours of operation as it does when brand new Compatible with Lutron DV-600P dimmer, a maximum of 5 lamps per circuit, and DVELV-300P, a maximum of 10 lamps per circuit Philips Dimmable 3.3W Warm Glow 2700K-2200K 90 CRI Decorative LED Bulb, E12 Base, Wet Rated, Title 20 Compliant | 2700 | 92 | 300 | 90.9091 | 15000 | 3.3 | 10 | 4.39 | 0.439 | 0.51584 | 2020Q3 | https://www.bulbs.com/product/3-3BA11-PER-927-922-CL-G-E12-WGX-1FB-T20 | Bulbs.com | 2020 | Yes
LED Lighting | Decorative | Philips Lighting | True | Daylighting/Photocell, | Other | BA11 | E26 (Medium) | Damp Location Rated,Use With Timers,Dim to Warm,Not for Use in Recessed Fixtures,Use With Photo and/or Motion Sensors,Wet Location Rated,Filament Style Damp Location Rated,Use With Timers,Dim to Warm,Not for Use in Recessed Fixtures,Use With Photo and/or Motion Sensors,Wet Location Rated,Filament Style LED Decorative Light Bulbs ¦ LED Filament Bulbs Philips 3.3 watt Warm Glow dimmable 2700K-2200K 90 CRI decorative LED bulb generates as much light as many 40 watt incandescent bulbs. The more you dim the warmer the light Suitable for use in outdoor applications Title 20 compliant No lead or mercury means easy and environmentally safe disposal Very long life - Rated to still put out 70% as much light after 15,000 hours of operation as it does when brand new Compatible with Lutron DV-600P dimmer, a maximum of 5 lamps per circuit, and DVELV-300P, a maximum of 10 lamps per circuit Not recommended for use in fully enclosed fixtures because heat buildup will shorten life. Do not “hot swap” this bulb. Turn off fixture before replacing existing bulb. The more you dim the warmer the light Suitable for use in outdoor applications Title 20 compliant No lead or mercury means easy and environmentally safe disposal Very long life - Rated to still put out 70% as much light after 15,000 hours of operation as it does when brand new Compatible with Lutron DV-600P dimmer, a maximum of 5 lamps per circuit, and DVELV-300P, a maximum of 10 lamps per circuit Philips Dimmable 3.3W Warm Glow 2700K-2200K 90 CRI Decorative LED Bulb, E26 Base, Wet Rated, Title 20 Compliant | 2700 | 92 | 300 | 90.9091 | 15000 | 3.3 | 10 | 4.39 | 0.439 | 0.51584 | 2020Q3 | https://www.bulbs.com/product/3-3BA11-PER-927-922-CL-G-E26-WGX-1FB-T20 | Bulbs.com | 2020 | Yes
LED Lighting | Decorative | Philips Lighting | True | Daylighting/Photocell, | Globe | G25 | E26 (Medium) | Damp Location Rated,Use With Timers,Dim to Warm,Not for Use in Recessed Fixtures,Use With Photo and/or Motion Sensors,Wet Location Rated,Filament Style Damp Location Rated,Use With Timers,Dim to Warm,Not for Use in Recessed Fixtures,Use With Photo and/or Motion Sensors,Wet Location Rated,Filament Style LED Filament Bulbs ¦ LED Globe Light Bulbs Philips dimmable 3.8 watt Warm Glow 2700K-2200K 90 CRI Filament G25 LED bulb generates as much light as many 40 watt incandescent filament G25 bulbs. The more you dim the warmer the color Title 20 compliant Suitable for use in outdoor applications No lead or mercury for easier disposal and a better environment Saves 36.2 watts in electricity compared to a 40 watt G25 incandescent bulb Long life - Rated to still put out 70% as much light after 15,000 hours of operation as it did when brand new Not recommended for use in enclosed fixtures because heat build up will shorten life. Do not "hot swap" this bulb. Turn off fixture before replacing existing bulb. The more you dim the warmer the color Title 20 compliant Suitable for use in outdoor applications No lead or mercury for easier disposal and a better environment Saves 36.2 watts in electricity compared to a 40 watt G25 incandescent bulb Long life - Rated to still put out 70% as much light after 15,000 hours of operation as it did when brand new Philips Dimmable 3.8W Warm Glow 2700K-2200K 90 CRI G25 Filament LED Bulb, Title 20 Compliant, Wet Rated | 2700 | 92 | 350 | 92.1053 | 15000 | 3.8 | 10 | 4.99 | 0.499 | 0.58634 | 2020Q3 | https://www.bulbs.com/product/3-8G25-PER-927-922-CL-G-E26-WGX1FB-T20 | Bulbs.com | 2020 | Yes
LED Lighting | Decorative | Philips Lighting | True | Daylighting/Photocell, | Globe | G25 | E26 (Medium) | Damp Location Rated,Use With Timers,Dim to Warm,Not for Use in Recessed Fixtures,Use With Photo and/or Motion Sensors,Wet Location Rated,Filament Style Damp Location Rated,Use With Timers,Dim to Warm,Not for Use in Recessed Fixtures,Use With Photo and/or Motion Sensors,Wet Location Rated,Filament Style LED Globe Light Bulbs Philips dimmable 3.8 watt Warm Glow 2700K-2200K 90 CRI G25 LED bulb generates as much light as a 40 watt incandescent bulb. The more you dim the warmer the color Title 20 compliant Can be used in outdoor applications Saves 36.2 watts compared to a 40 watt incandescent No lead or mercury means easy and environmentally safe disposal Very long life - Rated to still put out 70% as much light after 15,000 hours of operation as it does when brand new Not recommended for use in fully enclosed fixtures because heat buildup will shorten life. Do not “hot swap” this bulb. Turn off fixture before replacing existing bulb. The more you dim the warmer the color Title 20 compliant Can be used in outdoor applications Saves 36.2 watts compared to a 40 watt incandescent No lead or mercury means easy and environmentally safe disposal Very long life - Rated to still put out 70% as much light after 15,000 hours of operation as it does when brand new Philips Dimmable 3.8W Warm Glow 2700K-2200K 90 CRI G25 Globe LED Bulb, Title 20 Compliant, Wet Rated | 2700 | 92 | 350 | 92.1053 | 15000 | 3.8 | 10 | 4.99 | 0.499 | 0.58634 | 2020Q3 | https://www.bulbs.com/product/3-8G25-PER-927-922-FR-G-E26-WGX-T20 | Bulbs.com | 2020 | Yes
LED Lighting | Reflector | Philips Lighting | True | Daylighting/Photocell, | Reflector (Flood/Spot) | PAR38 | E26 (Medium) | Damp Location Rated,Use With Timers,Use With Photo and/or Motion Sensors,Not Rated for Recessed Fixtures Damp Location Rated,Use With Timers,Use With Photo and/or Motion Sensors,Not Rated for Recessed Fixtures LED Reflector Light Bulbs Philips dimmable 33 watt 25 degree 3000K high output PAR38 LED bulb is equivalent to a 250 watt halogen. It's ideal for high ceiling applications. Saves 217 watt of electricity compared to a 250 watt halogen Due to the weight of the bulb please use in fixtures that can support a half pound bulb No lead or mercury means for easy disposal and a better environment Very long life - Rated to still put out 70% as much light after 25,000 hours of operation as it does when brand new Not recommended for use in enclosed fixtures or in recessed applications because heat build up will shorten life. Do not "hot swap" this bulb. Turn off the fixture before replacing the existing bulb. Saves 217 watt of electricity compared to a 250 watt halogen Due to the weight of the bulb please use in fixtures that can support a half pound bulb No lead or mercury means for easy disposal and a better environment Very long life - Rated to still put out 70% as much light after 25,000 hours of operation as it does when brand new Philips Dimmable 33W High Output 25 Degree 3000K PAR38 LED Bulb | 3000 | 81 | 3000 | 90.9091 | 25000 | 33 | 6 | 31.99 | 5.3317 | 6.2649 | 2020Q3 | https://www.bulbs.com/product/33PAR38-PER-830-F25-DIM-120V | Bulbs.com | 2020 | Yes
LED Lighting | Reflector | Philips Lighting | False | Daylighting/Photocell, | Reflector (Flood/Spot) | PAR38 | E26 (Medium) | Damp Location Rated,Use With Timers,Use With Photo and/or Motion Sensors,Not Rated for Recessed Fixtures Damp Location Rated,Use With Timers,Use With Photo and/or Motion Sensors,Not Rated for Recessed Fixtures LED Reflector Light Bulbs Philips non-dimmable 36 watt 25 degree 3000K high output PAR38 LED bulb is equivalent to a 250 watt halogen. It's ideal for high ceiling applications. Saves 214 watt of electricity compared to a 250 watt halogen Due to the weight of the bulb please use in fixtures that can support a half pound bulb No lead or mercury means for easy disposal and a better environment Very long life - Rated to still put out 70% as much light after 25,000 hours of operation as it does when brand new Not recommended for use in enclosed fixtures because heat build up will shorten life. Do not "hot swap" this bulb. Turn off the fixture before replacing the existing bulb. Saves 214 watt of electricity compared to a 250 watt halogen Due to the weight of the bulb please use in fixtures that can support a half pound bulb No lead or mercury means for easy disposal and a better environment Very long life - Rated to still put out 70% as much light after 25,000 hours of operation as it does when brand new Philips Non-Dimmable 36W High Output 25 Degree 3000K PAR38 LED Bulb | 3000 | 83 | 3800 | 105.5556 | 25000 | 36 | 6 | 39.99 | 6.665 | 7.8316 | 2020Q3 | https://www.bulbs.com/product/36PAR38-PER-830-F25-ND-120V | Bulbs.com | 2020 | Yes
LED Lighting | Decorative | Satco Products, Inc. | True |  | Globe | G25 | E26 (Medium) | Damp Location Rated,Recessed Fixtures Damp Location Rated,Recessed Fixtures LED Filament Bulbs ¦ LED Globe Light Bulbs Satco Filament G-25 dimmable 4.5 watt LED bulb generates as much light as many 40 watt incandescent filament G-25 bulbs. Compatible with Lutron dimmer NTCL-250-WH No lead or mercury for easier disposal and a better environment UL listed for fully enclosed fixtures Saves 35.5 watts in electricity compared to a 40 watt G-25 incandescent bulb Long life - Rated to still put out 70% as much light after 25,000 hours of operation as it does when brand new Do not "hot swap" this bulb. Turn off fixture before replacing existing bulb. Compatible with Lutron dimmer NTCL-250-WH No lead or mercury for easier disposal and a better environment UL listed for fully enclosed fixtures Saves 35.5 watts in electricity compared to a 40 watt G-25 incandescent bulb Long life - Rated to still put out 70% as much light after 25,000 hours of operation as it does when brand new Satco Dimmable 4.5W 2700K G25 Filament LED Bulb, Enclosed Fixture Rated | 2700 | 82 | 450 | 100 | 20000 | 4.5 | 24 | 6.95 | 0.28958 | 0.34027 | 2020Q3 | https://www.bulbs.com/product/4-5-G25-LED-27K-120V | Bulbs.com | 2020 | Yes
LED Lighting | Decorative | Philips Lighting | True |  |  | B-11 | Candelabra (E12) | LED Decorative Light Bulbs ¦ LED Filament Bulbs Philips dimmable 4.5 watt 2000K decorative vintage filament LED bulb generates as much light as many 40 watt incandescent filament decorative bulbs. Suitable for use in outdoor aplications Antique finish for authentic vintage feel with very warm 2000K extra long LED filaments Saves 35.5 watts compared to a 40 watt incandescent No lead or mercury for easier disposal and a better environment Long life - Rated to still put out 70% as much light after 15,000 hours of operation as it did when brand new Not for use in enclosed fixtures because heat build up will shorten life. Do not "hot swap" this bulb. Turn off fixture before replacing existing bulb. Suitable for use in outdoor aplications Antique finish for authentic vintage feel with very warm 2000K extra long LED filaments Saves 35.5 watts compared to a 40 watt incandescent No lead or mercury for easier disposal and a better environment Long life - Rated to still put out 70% as much light after 15,000 hours of operation as it did when brand new Philips Dimmable 4.5W 2000K Decorative Vintage Filament LED Bulb, Outdoor Rated | 2000 | 80 | 300 | 66.6667 | 15000 | 4.5 | 8 | 4.49 | 0.56125 | 0.65949 | 2020Q3 | https://www.bulbs.com/product/4-5B11-VIN-820-E12-CL-GL-DIM | Bulbs.com | 2020 | Yes
LED Lighting | Decorative | Philips Lighting | True |  |  | G-16.5 | Candelabra (E12) | Decor, Nostalgia and Edison Light Bulbs ¦ LED Filament Bulbs ¦ LED Globe Light Bulbs Philips Vintage Filament dimmable 4.5 watt G-16.5 LED bulb generates as much light as many 40 watt incandescent filament G-16.5 bulbs. Title 20 compliant Rated for use in outdoor applications Antique finish for authentic vintage feel with very warm 2000K extra long LED filaments No lead or mercury for easier disposal and a better environment Saves 35.5 watts in electricity compared to a 40 watt G-16.5 incandescent bulb Long life - Rated to still put out 70% as much light after 15,000 hours of operation as it does when brand new Not for use in enclosed fixtures because heat build up will shorten life. Do not "hot swap" this bulb. Turn off fixture before replacing existing bulb. Title 20 compliant Rated for use in outdoor applications Antique finish for authentic vintage feel with very warm 2000K extra long LED filaments No lead or mercury for easier disposal and a better environment Saves 35.5 watts in electricity compared to a 40 watt G-16.5 incandescent bulb Long life - Rated to still put out 70% as much light after 15,000 hours of operation as it does when brand new Philips Dimmable 4.5W 2000K Vintage G-16.5 Filament LED Bulb, Outdoor Rated, Title 20 Compliant | 2000 | 80 | 300 | 66.6667 | 15000 | 4.5 | 4 | 4.99 | 1.2475 | 1.4659 | 2020Q3 | https://www.bulbs.com/product/4-5G16-5-VIN-820-E12-CL-DIM | Bulbs.com | 2020 | Yes
LED Lighting | Decorative | Philips Lighting | True |  |  | G-25 | Medium (E26) | Decor, Nostalgia and Edison Light Bulbs ¦ LED Filament Bulbs ¦ LED Globe Light Bulbs Philips Vintage Filament dimmable 4.5 watt G25 LED bulb generates as much light as many 40 watt incandescent filament G25 bulbs. Antique finish for authentic vintage feel with very warm 2000K extra long LED filaments No lead or mercury for easier disposal and a better environment Saves 35.5 watts in electricity compared to a 40 watt G25 incandescent bulb Long life - Rated to still put out 70% as much light after 15,000 hours of operation as it does when brand new Do not use in enclosed fixtures because heat build up will shorten life. Do not "hot swap" this bulb. Turn off fixture before replacing existing bulb. Antique finish for authentic vintage feel with very warm 2000K extra long LED filaments No lead or mercury for easier disposal and a better environment Saves 35.5 watts in electricity compared to a 40 watt G25 incandescent bulb Long life - Rated to still put out 70% as much light after 15,000 hours of operation as it does when brand new Philips Dimmable 4.5W 2000K Vintage G25 Filament LED Bulb | 2200 | 80 | 300 | 66.6667 | 15000 | 4.5 | 4 | 5.49 | 1.3725 | 1.6127 | 2020Q3 | https://www.bulbs.com/product/4-5G25-VIN-820-E26-CL-GL-DIM-4-1BC-T20 | Bulbs.com | 2020 | Yes
LED Lighting | Decorative | Satco Products, Inc. | True |  |  | G-40 | Medium (E26) | LED Filament Bulbs ¦ LED Globe Light Bulbs Satco dimmable Filament 4.5 watt G-40 LED bulb generates as much light as many 40 watt incandescent filament G-40 bulbs. Compatible with Lutron dimmer NTCL-250-WH No lead or mercury for easier disposal and a better environment Saves 35.5 watts in electricity compared to a 40 watt G-40 incandescent bulb Long life - Rated to still put out 70% as much light after 15,000 hours of operation as it does when brand new Rated for enclosed fixtures Do not "hot swap" this bulb. Turn off fixture before replacing existing bulb. Compatible with Lutron dimmer NTCL-250-WH No lead or mercury for easier disposal and a better environment Saves 35.5 watts in electricity compared to a 40 watt G-40 incandescent bulb Long life - Rated to still put out 70% as much light after 15,000 hours of operation as it does when brand new Rated for enclosed fixtures Satco Dimmable 4.5W 2700K G40 Filament LED Bulb, Rated For Enclosed Fixtures | 2700 | 80 | 450 | 100 | 15000 | 4.5 | 24 | 8.95 | 0.37292 | 0.43819 | 2020Q3 | https://www.bulbs.com/product/4-5G40-CL-LED-E26-27K-120V | Bulbs.com | 2020 | Yes
LED Lighting | Decorative | Satco Products, Inc. | True |  |  | ST-19 | Medium (E26) | LED A-Style Light Bulbs ¦ LED Filament Bulbs Satco Filament ST-19 dimmable 4.5 watt LED bulb generates as much light as many 40 watt incandescent filament ST-19 bulbs. Compatible with Lutron dimmer # NTCL-250-WH No lead or mercury for easier disposal and a better environment Rated for enclosed fixtures Saves 35.5 watts in electricity compared to a 40 watt ST-19 incandescent bulb Long life - Rated to still put out 70% as much light after 15,000 hours of operation as it does when brand new Do not "hot swap" this bulb. Turn off fixture before replacing existing bulb. Compatible with Lutron dimmer # NTCL-250-WH No lead or mercury for easier disposal and a better environment Rated for enclosed fixtures Saves 35.5 watts in electricity compared to a 40 watt ST-19 incandescent bulb Long life - Rated to still put out 70% as much light after 15,000 hours of operation as it does when brand new Satco Dimmable 4.5W 2000K Vintage ST19 Filament LED Bulb, Enclosed Fixture Rated | 2000 | 80 | 400 | 88.8889 | 15000 | 4.5 | 24 | 7.95 | 0.33125 | 0.38923 | 2020Q3 | https://www.bulbs.com/product/4-5ST19-AMB-LED-E26-23K-120V | Bulbs.com | 2020 | Yes
LED Lighting | Decorative | Satco Products, Inc. | True |  |  | C-15 | Medium (E26) | LED Decorative Light Bulbs ¦ LED Filament Bulbs Satco Filament C-15 dimmable 4 watt LED bulb generates as much light as many 40 watt incandescent filament C-15 decorative bulbs. Has a satin spun finish with the look and feel of an original Satin Spun incandescent Compatible with Lutron dimmer # DVCL-153P, AYCL-153P and MACL-153M dimmers No lead or mercury for easier disposal and a better environment Suitable for use in enclosed fixtures Saves 36 watts in electricity compared to a 40 watt C-15 incandescent bulb Long life - Rated to still put out 70% as much light after 15,000 hours of operation as it does when brand new Do not "hot swap" this bulb. Turn off fixture before replacing existing bulb. Has a satin spun finish with the look and feel of an original Satin Spun incandescent Compatible with Lutron dimmer # DVCL-153P, AYCL-153P and MACL-153M dimmers No lead or mercury for easier disposal and a better environment Suitable for use in enclosed fixtures Saves 36 watts in electricity compared to a 40 watt C-15 incandescent bulb Long life - Rated to still put out 70% as much light after 15,000 hours of operation as it does when brand new Satco Dimmable 4W 2700K C15 Decorative Filament LED Bulb, Enclosed Fixture Rated | 2700 | 80 | 300 | 75 | 15000 | 4 | 24 | 6.95 | 0.28958 | 0.34027 | 2020Q3 | https://www.bulbs.com/product/4C15-LED-SA-E26-27K-120V | Bulbs.com | 2020 | Yes
LED Lighting | Reflector | Philips Lighting | True |  |  | MR-16 | GU10 | LED MR Light Bulbs Philips MR-16 Warm Glow dimmable 2700K-2200K 4 watt flood GU10 base LED bulb generates as much light as many 50 watt halogen bulbs. Title 20 compliant Suitable for use in enclosed fixtures The more you dim the warmer the light No lead or mercury means easy and environmentally safe disposal Saves 46 watts in electricity compared to a 50 watt halogen Very long life - Rated to still put out 70% as much light after 25,000 hours of operation as it does when brand new Do not “hot swap” this bulb. Turn off fixture before replacing existing bulb. Title 20 compliant Suitable for use in enclosed fixtures The more you dim the warmer the light No lead or mercury means easy and environmentally safe disposal Saves 46 watts in electricity compared to a 50 watt halogen Very long life - Rated to still put out 70% as much light after 25,000 hours of operation as it does when brand new Philips Dimmable 4W Warm Glow 2700K to 2200K 35° MR16 LED Bulb, GU10 Base, Enclosed Fixture Rated, Title 20 Compliant | 2700 | 90 | 380 | 95 | 25000 | 4 | 10 | 7.69 | 0.769 | 0.9036 | 2020Q3 | https://www.bulbs.com/product/4GU10-LED-927-22-F35-G-WG-T20 | Bulbs.com | 2020 | No
LED Lighting | Decorative | Philips Lighting | True | Daylighting/Photocell, | Other | B11 | E12 (Candelabra) | Damp Location Rated,Use With Timers,Dim to Warm,Not for Use in Recessed Fixtures,Use With Photo and/or Motion Sensors,Wet Location Rated,Filament Style Damp Location Rated,Use With Timers,Dim to Warm,Not for Use in Recessed Fixtures,Use With Photo and/or Motion Sensors,Wet Location Rated,Filament Style LED Decorative Light Bulbs ¦ LED Filament Bulbs Philips 5.5 watt Warm Glow dimmable 2700K-2200K 90 CRI decorative LED bulb generates as much light as many 60 watt incandescent bulbs. The more you dim the warmer the light Suitable for use in outdoor applications Title 20 compliant No lead or mercury means easy and environmentally safe disposal Very long life - Rated to still put out 70% as much light after 15,000 hours of operation as it does when brand new Compatible with Lutron DV-600P dimmer, a maximum of 5 lamps per circuit, and DVELV-300P, a maximum of 10 lamps per circuit Not recommended for use in fully enclosed fixtures because heat buildup will shorten life. Do not “hot swap” this bulb. Turn off fixture before replacing existing bulb. The more you dim the warmer the light Suitable for use in outdoor applications Title 20 compliant No lead or mercury means easy and environmentally safe disposal Very long life - Rated to still put out 70% as much light after 15,000 hours of operation as it does when brand new Compatible with Lutron DV-600P dimmer, a maximum of 5 lamps per circuit, and DVELV-300P, a maximum of 10 lamps per circuit Philips Dimmable 5.5W Warm Glow 2700K-2200K 90 CRI Decorative LED Bulb, E12 Base, Wet Rated, Title 20 Compliant | 2700 | 93 | 500 | 90.9091 | 15000 | 5.5 | 10 | 4.29 | 0.429 | 0.50409 | 2020Q3 | https://www.bulbs.com/product/5-5B11-PER-927-922-CL-G-E12-WGX-1FB-T20 | Bulbs.com | 2020 | Yes
LED Lighting | Decorative | Philips Lighting | True | Daylighting/Photocell, | Other | B11 | E26 (Medium) | Damp Location Rated,Use With Timers,Dim to Warm,Not for Use in Recessed Fixtures,Use With Photo and/or Motion Sensors,Wet Location Rated,Filament Style Damp Location Rated,Use With Timers,Dim to Warm,Not for Use in Recessed Fixtures,Use With Photo and/or Motion Sensors,Wet Location Rated,Filament Style LED Decorative Light Bulbs ¦ LED Filament Bulbs Philips 5.5 watt Warm Glow dimmable 2700K-2200K 90 CRI decorative LED bulb generates as much light as many 60 watt incandescent bulbs. The more you dim the warmer the light Suitable for use in outdoor applications Title 20 compliant No lead or mercury means easy and environmentally safe disposal Very long life - Rated to still put out 70% as much light after 15,000 hours of operation as it does when brand new Compatible with Lutron DV-600P dimmer, a maximum of 5 lamps per circuit, and DVELV-300P, a maximum of 10 lamps per circuit Not recommended for use in fully enclosed fixtures because heat buildup will shorten life. Do not “hot swap” this bulb. Turn off fixture before replacing existing bulb. The more you dim the warmer the light Suitable for use in outdoor applications Title 20 compliant No lead or mercury means easy and environmentally safe disposal Very long life - Rated to still put out 70% as much light after 15,000 hours of operation as it does when brand new Compatible with Lutron DV-600P dimmer, a maximum of 5 lamps per circuit, and DVELV-300P, a maximum of 10 lamps per circuit Philips Dimmable 5.5W Warm Glow 2700K-2200K 90 CRI Decorative LED Bulb, E26 Base, Wet Rated, Title 20 Compliant | 2700 | 93 | 500 | 90.9091 | 15000 | 5.5 | 10 | 4.29 | 0.429 | 0.50409 | 2020Q3 | https://www.bulbs.com/product/5-5B11-PER-927-922-CL-G-E26-WGX-1FB-T20 | Bulbs.com | 2020 | Yes
LED Lighting | Decorative | Philips Lighting | True | Daylighting/Photocell, | Other | BA11 | E12 (Candelabra) | Damp Location Rated,Use With Timers,Dim to Warm,Not for Use in Recessed Fixtures,Use With Photo and/or Motion Sensors,Wet Location Rated,Filament Style Damp Location Rated,Use With Timers,Dim to Warm,Not for Use in Recessed Fixtures,Use With Photo and/or Motion Sensors,Wet Location Rated,Filament Style LED Decorative Light Bulbs ¦ LED Filament Bulbs Philips 5.5 watt Warm Glow dimmable 2700K-2200K 90 CRI decorative LED bulb generates as much light as many 60 watt incandescent bulbs. The more you dim the warmer the light Suitable for use in outdoor applications Title 20 compliant No lead or mercury means easy and environmentally safe disposal Very long life - Rated to still put out 70% as much light after 15,000 hours of operation as it does when brand new Compatible with Lutron DV-600P dimmer, a maximum of 5 lamps per circuit, and DVELV-300P, a maximum of 10 lamps per circuit Not recommended for use in fully enclosed fixtures because heat buildup will shorten life. Do not “hot swap” this bulb. Turn off fixture before replacing existing bulb. The more you dim the warmer the light Suitable for use in outdoor applications Title 20 compliant No lead or mercury means easy and environmentally safe disposal Very long life - Rated to still put out 70% as much light after 15,000 hours of operation as it does when brand new Compatible with Lutron DV-600P dimmer, a maximum of 5 lamps per circuit, and DVELV-300P, a maximum of 10 lamps per circuit Philips Dimmable 5.5W Warm Glow 2700K-2200K 90 CRI Decorative LED Bulb, E12 Base, Wet Rated, Title 20 Compliant | 2700 | 93 | 500 | 90.9091 | 15000 | 5.5 | 10 | 4.69 | 0.469 | 0.55109 | 2020Q3 | https://www.bulbs.com/product/5-5BA11-PER-927-922-CL-G-E12-WGX-1FB-T20 | Bulbs.com | 2020 | Yes
LED Lighting | Decorative | Philips Lighting | True | Daylighting/Photocell, | Other | BA11 | E26 (Medium) | Damp Location Rated,Use With Timers,Dim to Warm,Not for Use in Recessed Fixtures,Use With Photo and/or Motion Sensors,Wet Location Rated,Filament Style Damp Location Rated,Use With Timers,Dim to Warm,Not for Use in Recessed Fixtures,Use With Photo and/or Motion Sensors,Wet Location Rated,Filament Style LED Decorative Light Bulbs ¦ LED Filament Bulbs Philips 5.5 watt Warm Glow dimmable 2700K-2200K 90 CRI decorative LED bulb generates as much light as many 60 watt incandescent bulbs. The more you dim the warmer the light Suitable for use in outdoor applications Title 20 compliant No lead or mercury means easy and environmentally safe disposal Very long life - Rated to still put out 70% as much light after 15,000 hours of operation as it does when brand new Compatible with Lutron DV-600P dimmer, a maximum of 5 lamps per circuit, and DVELV-300P, a maximum of 10 lamps per circuit Not recommended for use in fully enclosed fixtures because heat buildup will shorten life. Do not “hot swap” this bulb. Turn off fixture before replacing existing bulb. The more you dim the warmer the light Suitable for use in outdoor applications Title 20 compliant No lead or mercury means easy and environmentally safe disposal Very long life - Rated to still put out 70% as much light after 15,000 hours of operation as it does when brand new Compatible with Lutron DV-600P dimmer, a maximum of 5 lamps per circuit, and DVELV-300P, a maximum of 10 lamps per circuit Philips Dimmable 5.5W Warm Glow 2700K-2200K 90 CRI Decorative LED Bulb, E26 Base, Wet Rated, Title 20 Compliant | 2700 | 93 | 500 | 90.9091 | 15000 | 5.5 | 10 | 4.69 | 0.469 | 0.55109 | 2020Q3 | https://www.bulbs.com/product/5-5BA11-PER-927-922-CL-G-E26-WGX-1FB-T20 | Bulbs.com | 2020 | Yes
LED Lighting | Decorative | Philips Lighting | True | Daylighting/Photocell, | Globe | G25 | E26 (Medium) | Damp Location Rated,Use With Timers,Dim to Warm,Not for Use in Recessed Fixtures,Use With Photo and/or Motion Sensors,Wet Location Rated,Filament Style Damp Location Rated,Use With Timers,Dim to Warm,Not for Use in Recessed Fixtures,Use With Photo and/or Motion Sensors,Wet Location Rated,Filament Style LED Filament Bulbs ¦ LED Globe Light Bulbs Philips dimmable 5.5 watt Warm Glow 2700K-2200K 90 CRI G25 LED bulb generates as much light as a 60 watt incandescent bulb. The more you dim the warmer the color Title 20 compliant Can be used in outdoor applications Saves 54.5 watts compared to a 60 watt incandescent No lead or mercury means easy and environmentally safe disposal Very long life - Rated to still put out 70% as much light after 15,000 hours of operation as it does when brand new Not recommended for use in fully enclosed fixtures because heat buildup will shorten life. Do not “hot swap” this bulb. Turn off fixture before replacing existing bulb. The more you dim the warmer the color Title 20 compliant Can be used in outdoor applications Saves 54.5 watts compared to a 60 watt incandescent No lead or mercury means easy and environmentally safe disposal Very long life - Rated to still put out 70% as much light after 15,000 hours of operation as it does when brand new Philips Dimmable 5.5W Warm Glow 2700K-2200K 90 CRI G25 Globe LED Bulb, Title 20 Compliant, Wet Rated | 2700 | 92 | 500 | 90.9091 | 15000 | 5.5 | 10 | 4.99 | 0.499 | 0.58634 | 2020Q3 | https://www.bulbs.com/product/5-5G25-PER-927-922-CL-G-E26-WGX1FB-T20 | Bulbs.com | 2020 | Yes
LED Lighting | Decorative | Philips Lighting | True | Daylighting/Photocell, | Globe | G25 | E26 (Medium) | Damp Location Rated,Use With Timers,Dim to Warm,Not for Use in Recessed Fixtures,Use With Photo and/or Motion Sensors,Wet Location Rated,Filament Style Damp Location Rated,Use With Timers,Dim to Warm,Not for Use in Recessed Fixtures,Use With Photo and/or Motion Sensors,Wet Location Rated,Filament Style LED Globe Light Bulbs Philips dimmable 5.5 watt Warm Glow 2700K-2200K 90 CRI G25 LED bulb generates as much light as a 60 watt incandescent bulb. The more you dim the warmer the color Title 20 compliant Can be used in outdoor applications Saves 54.5 watts compared to a 60 watt incandescent No lead or mercury means easy and environmentally safe disposal Very long life - Rated to still put out 70% as much light after 15,000 hours of operation as it does when brand new Not recommended for use in fully enclosed fixtures because heat buildup will shorten life. Do not “hot swap” this bulb. Turn off fixture before replacing existing bulb. The more you dim the warmer the color Title 20 compliant Can be used in outdoor applications Saves 54.5 watts compared to a 60 watt incandescent No lead or mercury means easy and environmentally safe disposal Very long life - Rated to still put out 70% as much light after 15,000 hours of operation as it does when brand new Philips Dimmable 5.5W Warm Glow 2700K-2200K 90 CRI G25 Globe LED Bulb, Title 20 Compliant, Wet Rated | 2700 | 92 | 500 | 90.9091 | 15000 | 5.5 | 10 | 4.99 | 0.499 | 0.58634 | 2020Q3 | https://www.bulbs.com/product/5-5G25-PER-927-922-FR-G-E26-WGX1FB-T20 | Bulbs.com | 2020 | Yes
LED Lighting | Reflector | Philips Lighting | True | Daylighting/Photocell, | Reflector (Flood/Spot) | PAR20 | E26 (Medium) | Damp Location Rated,Use With Timers,Dim to Warm,Use With Photo and/or Motion Sensors,Wet Location Rated,Recessed Fixtures Damp Location Rated,Use With Timers,Dim to Warm,Use With Photo and/or Motion Sensors,Wet Location Rated,Recessed Fixtures LED Reflector Light Bulbs Philips dimmable 5.5 watt 3000K flood PAR16 LED bulb generates as much light as many 50 watt halogen bulbs. Classic glass design Suitable for indoor applications only Compatible with the following Lutron dimmers: DV-600P - Maximum of 12 sockets DVELV-300P - Maximum of 10 sockets SLV-600P - Maximum of 12 sockets No lead or mercury means easy and environmentally safe disposal Very long life - Rated to still put out 70% as much light after 25,000 hours of operation as it does when brand new Do not use in a fully enclosed fixture because heat buildup will shorten life. Do not “hot swap” this bulb. Turn off fixture before replacing existing bulb. Classic glass design Suitable for indoor applications only No lead or mercury means easy and environmentally safe disposal Very long life - Rated to still put out 70% as much light after 25,000 hours of operation as it does when brand new Philips Dimmable 5.5W 3000K 40° PAR16 LED Bulb | 3000 | 83 | 500 | 71.4286 | 25000 | 7 | 4 | 8.09 | 2.0225 | 2.3765 | 2020Q3 | https://www.bulbs.com/product/5-5PAR16-AMB-F40-830-E26-DIM120V | Bulbs.com | 2020 | Yes
LED Lighting | A-Type | Bulbrite | True | Daylighting/Photocell, | General Purpose Replacement | A19 | E26 (Medium) | Use With Timers,Use With Photo and/or Motion Sensors,Damp Location Rated,Not for Use in Recessed Fixtures Use With Timers,Use With Photo and/or Motion Sensors,Damp Location Rated,Not for Use in Recessed Fixtures LED A-Style Light Bulbs ¦ LED Filament Bulbs Bulbrite 5 watt dimmable A-19 LED half mirrror filament LED bulb generates as much light as many 40 watt incandescent bulbs. Compatible with most dimmers No lead or mercury means easy and environmentally safe disposal Very long life - Rated to still put out 70% as much light after 15,000 hours of operation as it does when brand new Not recommended for use in enclosed fixtures because heat buildup can shorten life. Do not "hot swap" this bulb. Turn off fixture before replacing existing bulb. Compatible with most dimmers No lead or mercury means easy and environmentally safe disposal Very long life - Rated to still put out 70% as much light after 15,000 hours of operation as it does when brand new Bulbrite Dimmable 5W 2700K Half Mirror A19 Filament LED Bulb | 2700 | 81 | 450 | 90 | 15000 | 5 | 10 | 7.79 | 0.779 | 0.91536 | 2020Q3 | https://www.bulbs.com/product/LED5A19-27K-FIL-HM-2 | Bulbs.com | 2020 | Yes
LED Lighting | Decorative | MaxLite | True |  | Globe | G16.5 | E12 (Candelabra) | Damp Location Rated,Recessed Fixtures Damp Location Rated,Recessed Fixtures LED Globe Light Bulbs Maxlite dimmable 4 watt G-16.5 LED bulb generates as much light as many 40 watt traditional incandescent lamps. Suitable for use in enclosed fixtures No lead or mercury means easy and environmentally safe disposal Very long life - Rated to still put out 70% as much light after 25,000 hours of operation as it does when brand new Compatible with Lutron dimmers CTCL-153P and DVCL-153P Not recommended for use in fully enclosed fixtures because heat buildup will shorten life. Do not "hot swap" this bulb. Turn off fixture before replacing existing bulb. Suitable for use in enclosed fixtures No lead or mercury means easy and environmentally safe disposal Very long life - Rated to still put out 70% as much light after 25,000 hours of operation as it does when brand new Compatible with Lutron dimmers CTCL-153P and DVCL-153P Maxlite Dimmable 5W 2700K G-16.5 Frosted Globe LED Bulb, E12 Base, Enclosed Rated | 2700 | 83 | 350 | 70 | 25000 | 5 | 12 | 3.59 | 0.29917 | 0.35153 | 2020Q3 | https://www.bulbs.com/product/5G16-5DLED27-G2 | Bulbs.com | 2020 | Yes
LED Lighting | Downlight | Philips Lighting | False |  |  | Twin Tube Alt | GX23 | LED Plug-in Light Bulbs The horizontal mounted non-dimmable lamp from Philips Lighting is a plug 'n play LED replacement for CFL downlights with a 2-pin GX23 (magnetic ballast) socket. Direct replacement for a 13W compact fluorescent lamp only. To be used in a non-lensed and non-dimming fixture only. Simply take out the existing CFL lamp and replace with this lamp. No bypassing of the existing ballast is needed. -4°F to 100°F ambient temperature. Use in dry locations only. NSF certified (not shatter resistant). Not compatible with most older CFL ballasts built in 2003 and earlier, dimming ballasts and some non-mainstream off-brand ballasts. Not intended for use in lensed downlights. For a list of compatible magnetic ballasts please contact a Lighting Specialist at 888-455-2800. Installation: Power off the fixture Carefully remove the installed CFL lamp(s) Verify CFL ID information for compatibility with this lamp Insert the lamp into all open socket(s) within the fixture Turn power on DO NOT "hot swap" this lamp. Turn off fixture before replacing existing bulb. This lamp only operates on magnetic ballasts. If the lamp does not light when the luminaire is turned on, remove the lamp from the luminaire. If the lamp or luminaire exhibits undesirable operation (buzzing, flickering, etc.) immediately turn off power and remove lamp. Power off the fixture Carefully remove the installed CFL lamp(s) Verify CFL ID information for compatibility with this lamp Insert the lamp into all open socket(s) within the fixture Turn power on Philips 5W 2 Pin Horizontal 3500K GX23 LED Bulb, Ballast Compatible | 3500 | 82 | 580 | 116 | 50000 | 5 | 20 | 6.69 | 0.3345 | 0.39305 | 2020Q3 | https://www.bulbs.com/product/5PL-S-LED-13H-835-IF5-P-2P | Bulbs.com | 2020 | No
LED Lighting | Downlight | Philips Lighting | False |  |  | Twin Tube Alt | GX23 | LED Plug-in Light Bulbs The horizontal mounted non-dimmable lamp from Philips Lighting is a plug 'n play LED replacement for CFL downlights with a 2-pin GX23 (magnetic ballast) socket. Direct replacement for a 13W compact fluorescent lamp only. To be used in a non-lensed and non-dimming fixture only. Simply take out the existing CFL lamp and replace with this lamp. No bypassing of the existing ballast is needed. -4°F to 100°F ambient temperature. Use in dry locations only. NSF certified (not shatter resistant). Not compatible with most older CFL ballasts built in 2003 and earlier, dimming ballasts and some non-mainstream off-brand ballasts. Not intended for use in lensed downlights. For a list of compatible ballasts please contact a Lighting Specialist at 888-455-2800. Installation: Power off the fixture Carefully remove the installed CFL lamp(s) Verify CFL ID information for compatibility with this lamp Insert the lamp into all open socket(s) within the fixture Turn power on DO NOT "hot swap" this lamp. Turn off fixture before replacing existing bulb. This lamp only operates on magnetic ballasts. If the lamp does not light when the luminaire is turned on, remove the lamp from the luminaire. If the lamp or luminaire exhibits undesirable operation (buzzing, flickering, etc.) immediately turn off power and remove lamp. Power off the fixture Carefully remove the installed CFL lamp(s) Verify CFL ID information for compatibility with this lamp Insert the lamp into all open socket(s) within the fixture Turn power on Philips 5W 2 Pin Horizontal 4000K GX23 LED Bulb, Ballast Compatible | 4000 | 82 | 580 | 116 | 50000 | 5 | 20 | 6.69 | 0.3345 | 0.39305 | 2020Q3 | https://www.bulbs.com/product/5PL-S-LED-13H-840-IF5-P-2P | Bulbs.com | 2020 | No
LED Lighting | Reflector | Philips Lighting | True | Daylighting/Photocell, | Reflector (Flood/Spot) | R20 | E26 (Medium) | Damp Location Rated,Use With Timers,Use With Photo and/or Motion Sensors,Recessed Fixtures Damp Location Rated,Use With Timers,Use With Photo and/or Motion Sensors,Recessed Fixtures LED Reflector Light Bulbs Philips dimmable 5 watt 3000K 90 CRI R20 LED bulb generates as much light as many 45 watt halogen bulbs. Title 20 compliant Suitable for use in enclosed fixtures No lead or mercury means easy and environmentally safe disposal Very long life - Rated to still put out 70% as much light after 15,000 hours of operation as it did when brand new Compatible with Lutron DV-600P and DVELV-300P dimmers, a maximum of 15 bulbs per circuit Do not “hot swap” this bulb. Turn off fixture before replacing existing bulb. Title 20 compliant Suitable for use in enclosed fixtures No lead or mercury means easy and environmentally safe disposal Very long life - Rated to still put out 70% as much light after 15,000 hours of operation as it did when brand new Compatible with Lutron DV-600P and DVELV-300P dimmers, a maximum of 15 bulbs per circuit Philips Dimmable 5W 3000K R20 LED Bulb, 90 CRI, Enclosed Fixture Rated, Title 20 Compliant | 3000 | 93 | 450 | 90 | 15000 | 5 | 6 | 3.59 | 0.59833 | 0.70306 | 2020Q3 | https://www.bulbs.com/product/5R20-PER-930-P-E26-DIM-6-1FB-T20 | Bulbs.com | 2020 | No
LED Lighting | Reflector | Philips Lighting | True | Daylighting/Photocell, | Reflector (Flood/Spot) | R20 | E26 (Medium) | Damp Location Rated,Use With Timers,Use With Photo and/or Motion Sensors,Recessed Fixtures Damp Location Rated,Use With Timers,Use With Photo and/or Motion Sensors,Recessed Fixtures LED Reflector Light Bulbs Philips dimmable 5 watt 4000K 90 CRI R20 LED bulb generates as much light as many 45 watt halogen bulbs. Title 20 compliant Suitable for use in enclosed fixtures No lead or mercury means easy and environmentally safe disposal Very long life - Rated to still put out 70% as much light after 15,000 hours of operation as it did when brand new Compatible with Lutron DV-600P and DVELV-300P dimmers, a maximum of 15 bulbs per circuit Do not “hot swap” this bulb. Turn off fixture before replacing existing bulb. Title 20 compliant Suitable for use in enclosed fixtures No lead or mercury means easy and environmentally safe disposal Very long life - Rated to still put out 70% as much light after 15,000 hours of operation as it did when brand new Compatible with Lutron DV-600P and DVELV-300P dimmers, a maximum of 15 bulbs per circuit Philips Dimmable 5W 4000K R20 LED Bulb, 90 CRI, Enclosed Fixture Rated, Title 20 Compliant | 4000 | 92 | 450 | 90 | 15000 | 5 | 6 | 3.59 | 0.59833 | 0.70306 | 2020Q3 | https://www.bulbs.com/product/5R20-PER-940-P-E26-DIM-6-1FB-T20 | Bulbs.com | 2020 | No
LED Lighting | Reflector | Philips Lighting | True | Daylighting/Photocell, | Reflector (Flood/Spot) | R20 | E26 (Medium) | Use With Timers,Use With Photo and/or Motion Sensors,Damp Location Rated,Recessed Fixtures Use With Timers,Use With Photo and/or Motion Sensors,Damp Location Rated,Recessed Fixtures LED Reflector Light Bulbs Philips dimmable 5 watt 5000K 90 CRI R20 LED bulb generates as much light as many 45 watt halogen bulbs. Title 20 compliant Suitable for use in enclosed fixtures No lead or mercury means easy and environmentally safe disposal Very long life - Rated to still put out 70% as much light after 15,000 hours of operation as it did when brand new Compatible with Lutron DV-600P and DVELV-300P dimmers, a maximum of 15 bulbs per circuit Do not “hot swap” this bulb. Turn off fixture before replacing existing bulb. Title 20 compliant Suitable for use in enclosed fixtures No lead or mercury means easy and environmentally safe disposal Very long life - Rated to still put out 70% as much light after 15,000 hours of operation as it did when brand new Compatible with Lutron DV-600P and DVELV-300P dimmers, a maximum of 15 bulbs per circuit Philips Dimmable 5W 5000K R20 LED Bulb, 90 CRI, Enclosed Fixture Rated, Title 20 Compliant | 5000 | 96 | 450 | 90 | 15000 | 5 | 6 | 3.59 | 0.59833 | 0.70306 | 2020Q3 | https://www.bulbs.com/product/5R20-PER-950-P-E26-DIM-6-1FB-T20 | Bulbs.com | 2020 | No
LED Lighting | Decorative | Philips Lighting | True |  |  | ST-19 | Medium (E26) | LED A-Style Light Bulbs ¦ LED Filament Bulbs Philips Filament ST-19 dimmable 5 watt LED bulb generates as much light as many 40 watt incandescent filament ST-19 bulbs. Narrower filaments mimic closely to vintage design vs. other LED brands. Title 20 compliant No lead or mercury for easier disposal and a better environment Long life - Rated to still put out 70% as much light after 15,000 hours of operation as it does when brand new Compatible with Lutron DV-600P dimmer UL listed for wet locations Do not use in fully enclosed fixtures because heat buildup will shorten life. Do not "hot swap" this bulb. Turn off fixture before replacing existing bulb. Title 20 compliant No lead or mercury for easier disposal and a better environment Long life - Rated to still put out 70% as much light after 15,000 hours of operation as it does when brand new Compatible with Lutron DV-600P dimmer UL listed for wet locations Philips Dimmable 5W 2000K Vintage ST19 Filament LED Bulb, Wet Rated, Title 20 Compliant | 2000 | 80 | 350 | 70 | 15000 | 5 | 4 | 10.09 | 2.5225 | 2.964 | 2020Q3 | https://www.bulbs.com/product/5ST19-VIN-820-E26-CL-GL-DIM-4-1BC-T20 | Bulbs.com | 2020 | Yes
LED Lighting | Reflector | Philips Lighting | True |  | Reflector (Flood/Spot) | MRX16 | GU5.3 | Damp Location Rated,Recessed Fixtures Damp Location Rated,Recessed Fixtures LED MR Light Bulbs Philips dimmable 6.4 watt MR-16 3000K narrow flood LED bulb generates as much light as many 35 watt incandescent bulbs. Intended for low-voltage transformers with AC output. Not intended for DC operation No lead or mercury means easy and environmentally safe disposal Saves 28.6 watts in electricity compared to a 35 watt incandescent Very long life - Rated to still put out 70% as much light after 25,000 hours of operation as it does when brand new Do not use in enclosed fixtures because heat build up will shorten life. Do not “hot swap” this bulb. Turn off fixture before replacing existing bulb. Intended for low-voltage transformers with AC output. Not intended for DC operation No lead or mercury means easy and environmentally safe disposal Saves 28.6 watts in electricity compared to a 35 watt incandescent Very long life - Rated to still put out 70% as much light after 25,000 hours of operation as it does when brand new Philips Dimmable 6.4W 3000K 25° MR16 LED Bulb, GU5.3 Base | 3000 | 82 | 450 | 70.3125 | 25000 | 6.4 | 10 | 8.59 | 0.859 | 1.0094 | 2020Q3 | https://www.bulbs.com/product/6-4MR16-F25-3000-DIM-12V | Bulbs.com | 2020 | No
LED Lighting | Reflector | Philips Lighting | True |  | Reflector (Flood/Spot) | MRX16 | GU5.3 | Damp Location Rated,Recessed Fixtures Damp Location Rated,Recessed Fixtures LED MR Light Bulbs Philips dimmable 6.4 watt MR-16 3000K flood LED bulb generates as much light as many 35 watt incandescent bulbs. Intended for low-voltage transformers with AC output. Not intended for DC operation No lead or mercury means easy and environmentally safe disposal Saves 28.6 watts in electricity compared to a 35 watt incandescent Very long life - Rated to still put out 70% as much light after 25,000 hours of operation as it does when brand new Do not use in enclosed fixtures because heat build up will shorten life. Do not “hot swap” this bulb. Turn off fixture before replacing existing bulb. Intended for low-voltage transformers with AC output. Not intended for DC operation No lead or mercury means easy and environmentally safe disposal Saves 28.6 watts in electricity compared to a 35 watt incandescent Very long life - Rated to still put out 70% as much light after 25,000 hours of operation as it does when brand new Philips Dimmable 6.4W 3000K 35° MR16 LED Bulb, GU5.3 Base | 3000 | 82 | 450 | 70.3125 | 25000 | 6.4 | 10 | 8.59 | 0.859 | 1.0094 | 2020Q3 | https://www.bulbs.com/product/6-4MR16-F35-3000-DIM-12V | Bulbs.com | 2020 | No
LED Lighting | Decorative | Satco Products, Inc. | True |  |  | G-25 | Medium (E26) | LED Filament Bulbs ¦ LED Globe Light Bulbs Satco dimmable Filament 6.5 watt G-25 LED bulb generates as much light as many 60 watt incandescent filament G-25 bulbs. Compatible with Lutron dimmer NTCL-250-WH No lead or mercury for easier disposal and a better environment Saves 53.5 watts in electricity compared to a 60 watt G-25 incandescent bulb Long life - Rated to still put out 70% as much light after 15,000 hours of operation as it does when brand new Rated for enclosed fixtures Do not "hot swap" this bulb. Turn off fixture before replacing existing bulb. Compatible with Lutron dimmer NTCL-250-WH No lead or mercury for easier disposal and a better environment Saves 53.5 watts in electricity compared to a 60 watt G-25 incandescent bulb Long life - Rated to still put out 70% as much light after 15,000 hours of operation as it does when brand new Rated for enclosed fixtures Satco Dimmable 6.5W 2700K G25 Filament LED Bulb, Enclosed Fixture Rated | 2700 | 80 | 810 | 124.6154 | 15000 | 6.5 | 24 | 7.95 | 0.33125 | 0.38923 | 2020Q3 | https://www.bulbs.com/product/6-5G25-CL-LED-E26-27K-120V | Bulbs.com | 2020 | Yes
LED Lighting | Decorative | Philips Lighting | True | Daylighting/Photocell, | Globe | G25 | E26 (Medium) | Use With Timers,Dim to Warm,Not for Use in Recessed Fixtures,Use With Photo and/or Motion Sensors,Wet Location Rated Use With Timers,Dim to Warm,Not for Use in Recessed Fixtures,Use With Photo and/or Motion Sensors,Wet Location Rated LED Globe Light Bulbs Philips dimmable 6.5 watt G25 LED bulb generates as much light as many 60 watt incandescent G25 bulbs. Suitable for use in outdoor applications No lead or mercury for easier disposal and a better environment Saves 53.5 watts in electricity compared to a 60 watt G25 incandescent bulb Long life - Rated to still put out 70% as much light after 15,000 hours of operation as it does when brand new Do not use in enclosed fixtures because heat build up will shorten life. Do not "hot swap" this bulb. Turn off fixture before replacing existing bulb. Suitable for use in outdoor applications No lead or mercury for easier disposal and a better environment Saves 53.5 watts in electricity compared to a 60 watt G25 incandescent bulb Long life - Rated to still put out 70% as much light after 15,000 hours of operation as it does when brand new Philips Dimmable 6.5W 2700K G25 LED Bulb, Outdoor Rated | 2700 | 82 | 500 | 76.9231 | 15000 | 6.5 | 6 | 4.09 | 0.68167 | 0.80098 | 2020Q3 | https://www.bulbs.com/product/6-5G25-PER-827-FR-G-DIM | Bulbs.com | 2020 | Yes
LED Lighting | Decorative | Satco Products, Inc. | True |  |  | G-40 | Medium (E26) | LED Filament Bulbs ¦ LED Globe Light Bulbs Satco dimmable Filament 6.5 watt G-40 LED bulb generates as much light as many 60 watt incandescent filament G-40 bulbs. Compatible with Lutron dimmer NTCL-250-WH No lead or mercury for easier disposal and a better environment Saves 53.5 watts in electricity compared to a 60 watt G-40 incandescent bulb Long life - Rated to still put out 70% as much light after 15,000 hours of operation as it does when brand new Rated for enclosed fixtures Do not "hot swap" this bulb. Turn off fixture before replacing existing bulb. Compatible with Lutron dimmer NTCL-250-WH No lead or mercury for easier disposal and a better environment Saves 53.5 watts in electricity compared to a 60 watt G-40 incandescent bulb Long life - Rated to still put out 70% as much light after 15,000 hours of operation as it does when brand new Rated for enclosed fixtures Satco Dimmable 6.5W 2700K G40 Filament LED Bulb, Enclosed Fixture Rated | 2700 | 80 | 810 | 124.6154 | 15000 | 6.5 | 12 | 8.95 | 0.74583 | 0.87638 | 2020Q3 | https://www.bulbs.com/product/6-5G40-CL-LED-E26-27K-120V | Bulbs.com | 2020 | Yes
LED Lighting | Reflector | Philips Lighting | True |  |  | MR-16 | GU5.3 | LED MR Light Bulbs Philips MR-16 ENERGY STAR® qualified WarmGlow 2700K-2200K dimmable 6.5 watt narrow flood LED bulb generates as much light as many 35 watt halogen bulbs. Intended for low-voltage transformers with AC output. Not intended for DC operation No lead or mercury means easy and environmentally safe disposal Saves 28 watts in electricity compared to a 35 watt halogen Very long life - Rated to still put out 70% as much light after 25,000 hours of operation as it does when brand new Not recommended for use in fully enclosed fixtures because heat buildup will shorten life. Do not “hot swap” this bulb. Turn off fixture before replacing existing bulb. Intended for low-voltage transformers with AC output. Not intended for DC operation No lead or mercury means easy and environmentally safe disposal Saves 28 watts in electricity compared to a 35 watt halogen Very long life - Rated to still put out 70% as much light after 25,000 hours of operation as it does when brand new Philips Dimmable 6.5W Warm Glow 2700K to 2200K 25° MR16 LED Bulb, GU5.3 Base | 2700 | 80 | 410 | 63.0769 | 25000 | 6.5 | 10 | 10.19 | 1.019 | 1.1974 | 2020Q3 | https://www.bulbs.com/product/6-5MR16-F25-2700-2200-DIM-12V | Bulbs.com | 2020 | No
LED Lighting | Reflector | Philips Lighting | True | Daylighting/Photocell, | Reflector (Flood/Spot) | MR16 | GU5.3 | Damp Location Rated,Use With Timers,Dim to Warm,Use With Photo and/or Motion Sensors,Recessed Fixtures Damp Location Rated,Use With Timers,Dim to Warm,Use With Photo and/or Motion Sensors,Recessed Fixtures LED MR Light Bulbs Philips MR-16 WarmGlow dimmable 2700K-2200K 6.5 watt flood LED bulb generates as much light as many 35 watt halogen bulbs. Intended for low-voltage transformers with AC output. Not intended for DC operation No lead or mercury means easy and environmentally safe disposal Saves saves 28 watts in electricity compared to a 35 watt halogen Very long life - Rated to still put out 70% as much light after 25,000 hours of operation as it does when brand new Not recommended for use in fully enclosed fixtures because heat buildup will shorten life. Do not “hot swap” this bulb. Turn off fixture before replacing existing bulb. Intended for low-voltage transformers with AC output. Not intended for DC operation No lead or mercury means easy and environmentally safe disposal Saves saves 28 watts in electricity compared to a 35 watt halogen Very long life - Rated to still put out 70% as much light after 25,000 hours of operation as it does when brand new Philips Dimmable 6.5W Warm Glow 2700K to 2200K 35° MR16 LED Bulb, GU5.3 Base | 2700 | 83 | 455 | 70 | 25000 | 6.5 | 10 | 10.19 | 1.019 | 1.1974 | 2020Q3 | https://www.bulbs.com/product/6-5MR16-F35-2700-2200-DIM-12V | Bulbs.com | 2020 | No
LED Lighting | Reflector | Philips Lighting | True | Daylighting/Photocell, | Reflector (Flood/Spot) | MR16 | GU5.3 | Damp Location Rated,Use With Timers,Use With Photo and/or Motion Sensors,Not Rated for Recessed Fixtures Damp Location Rated,Use With Timers,Use With Photo and/or Motion Sensors,Not Rated for Recessed Fixtures LED MR Light Bulbs Philips 6.5 watt 2700K 25° dimmable MR16 flood LED bulb generates as much light as many 42 watt halogen bulbs. JA8 and Title 20 compliant Intended for low voltage transformers with AC output. Not intended for DC operation Saves 35.5 watts compared to a 42 watt halogen No lead or mercury means easy and environmentally safe disposal Very long life - Rated to still put out 70% as much light after 25,000 hours of operation as it does when brand new Not for use in enclosed fixtures because heat build up will shorten life. Do not “hot swap” this bulb. Turn off fixture before replacing existing bulb. JA8 and Title 20 compliant Intended for low voltage transformers with AC output. Not intended for DC operation Saves 35.5 watts compared to a 42 watt halogen No lead or mercury means easy and environmentally safe disposal Very long life - Rated to still put out 70% as much light after 25,000 hours of operation as it does when brand new Philips Dimmable 6.5W 2700K 25° MR16 LED Bulb, GU5.3 Base, JA8 Compliant | 2700 | 91 | 485 | 74.6154 | 25000 | 6.5 | 10 | 15.59 | 1.559 | 1.8319 | 2020Q3 | https://www.bulbs.com/product/6-5MR16-LED-F25-927-D-EC-12V-T20 | Bulbs.com | 2020 | No
LED Lighting | Reflector | Philips Lighting | True | Daylighting/Photocell, | Reflector (Flood/Spot) | MR16 | GU5.3 | Damp Location Rated,Use With Timers,Use With Photo and/or Motion Sensors,Not Rated for Recessed Fixtures Damp Location Rated,Use With Timers,Use With Photo and/or Motion Sensors,Not Rated for Recessed Fixtures LED MR Light Bulbs Philips 6.5 watt 3000K 25° dimmable MR16 flood LED bulb generates as much light as many 42 watt halogen bulbs. JA8 and Title 20 compliant Intended for low voltage transformers with AC output. Not intended for DC operation Saves 35.5 watts compared to a 42 watt halogen No lead or mercury means easy and environmentally safe disposal Very long life - Rated to still put out 70% as much light after 25,000 hours of operation as it does when brand new Not for use in enclosed fixtures because heat build up will shorten life. Do not “hot swap” this bulb. Turn off fixture before replacing existing bulb. JA8 and Title 20 compliant Intended for low voltage transformers with AC output. Not intended for DC operation Saves 35.5 watts compared to a 42 watt halogen No lead or mercury means easy and environmentally safe disposal Very long life - Rated to still put out 70% as much light after 25,000 hours of operation as it does when brand new Philips Dimmable 6.5W 3000K 25° MR16 LED Bulb, GU5.3 Base, JA8 Compliant | 3000 | 93 | 485 | 74.6154 | 25000 | 6.5 | 10 | 15.59 | 1.559 | 1.8319 | 2020Q3 | https://www.bulbs.com/product/6-5MR16-LED-F25-930-D-EC-12V-T20 | Bulbs.com | 2020 | No
LED Lighting | Reflector | Philips Lighting | True | Daylighting/Photocell, | Reflector (Flood/Spot) | MR16 | GU5.3 | Damp Location Rated,Use With Timers,Use With Photo and/or Motion Sensors,Not Rated for Recessed Fixtures Damp Location Rated,Use With Timers,Use With Photo and/or Motion Sensors,Not Rated for Recessed Fixtures LED MR Light Bulbs Philips 6.5 watt 2700K 35° dimmable MR16 flood LED bulb generates as much light as many 42 watt halogen bulbs. JA8 and Title 20 compliant Intended for low voltage transformers with AC output. Not intended for DC operation Saves 35.5 watts compared to a 42 watt halogen No lead or mercury means easy and environmentally safe disposal Very long life - Rated to still put out 70% as much light after 25,000 hours of operation as it does when brand new Not for use in enclosed fixtures because heat build up will shorten life. Do not “hot swap” this bulb. Turn off fixture before replacing existing bulb. JA8 and Title 20 compliant Intended for low voltage transformers with AC output. Not intended for DC operation Saves 35.5 watts compared to a 42 watt halogen No lead or mercury means easy and environmentally safe disposal Very long life - Rated to still put out 70% as much light after 25,000 hours of operation as it does when brand new Philips Dimmable 6.5W 2700K 35° MR16 LED Bulb, GU5.3 Base, JA8 Compliant | 2700 | 92 | 485 | 74.6154 | 25000 | 6.5 | 10 | 15.59 | 1.559 | 1.8319 | 2020Q3 | https://www.bulbs.com/product/6-5MR16-LED-F35-927-D-EC-12V-T20 | Bulbs.com | 2020 | No
LED Lighting | Reflector | Philips Lighting | True | Daylighting/Photocell, | Reflector (Flood/Spot) | MR16 | GU5.3 | Damp Location Rated,Use With Timers,Use With Photo and/or Motion Sensors,Not Rated for Recessed Fixtures Damp Location Rated,Use With Timers,Use With Photo and/or Motion Sensors,Not Rated for Recessed Fixtures LED MR Light Bulbs Philips 6.5 watt 3000K 35° dimmable MR16 flood LED bulb generates as much light as many 42 watt halogen bulbs. JA8 and Title 20 compliant Intended for low voltage transformers with AC output. Not intended for DC operation Saves 35.5 watts compared to a 42 watt halogen No lead or mercury means easy and environmentally safe disposal Very long life - Rated to still put out 70% as much light after 25,000 hours of operation as it does when brand new Not for use in enclosed fixtures because heat build up will shorten life. Do not “hot swap” this bulb. Turn off fixture before replacing existing bulb. JA8 and Title 20 compliant Intended for low voltage transformers with AC output. Not intended for DC operation Saves 35.5 watts compared to a 42 watt halogen No lead or mercury means easy and environmentally safe disposal Very long life - Rated to still put out 70% as much light after 25,000 hours of operation as it does when brand new Philips Dimmable 6.5W 3000K 35° MR16 LED Bulb, GU5.3 Base, JA8 Compliant | 3000 | 93 | 485 | 74.6154 | 25000 | 6.5 | 10 | 15.59 | 1.559 | 1.8319 | 2020Q3 | https://www.bulbs.com/product/6-5MR16-LED-F35-930-D-EC-12V-T20 | Bulbs.com | 2020 | No
LED Lighting | Downlight | Green Creative | True |  |  | Twin Tube Alt | G24q/GX24q | LED Plug-in Light Bulbs The omni directional dimmable LED lamp from Green Creative is a ballast compatible (plug 'n play) LED replacement for CFL downlights with a 4-pin G24q or GX24q socket and is equivalent to a 13W-18W CFL. Compatible with most electronic ballasts. Omni directional light distribution equivalent to fluorescent lamps May be installed horizontally or vertically Replaces G24q and GX24q (4-pin) 13W-18W CFL lamps Compatible with most electronic ballast 0-10V dimmable with a compatible dimmable electronic ballast Lamp CCT falls within 4 SDCM for consistent CCT Horizontal installation Lamp compartment dimensions - 6 1/8" diameter; 4 3/4" height Maximum lamps in luminaire - 2 Lampholder-to-lampholder spacing - 3/8" Vertical installation Lamp compartment dimensions - 4 1/2" diameter; 8 1/16" height Maximum lamps in luminaire - 1 Do not "hot swap" this lamp. Turn off fixture before replacing existing bulb. If the lamp does not light when the luminaire is turned on, remove the lamp from the luminaire. If the lamp or luminaire exhibits undesirable operation (buzzing, flickering, etc.) immediately turn off power and remove lamp. Omni directional light distribution equivalent to fluorescent lamps May be installed horizontally or vertically Replaces G24q and GX24q (4-pin) 13W-18W CFL lamps Compatible with most electronic ballast 0-10V dimmable with a compatible dimmable electronic ballast Lamp CCT falls within 4 SDCM for consistent CCT Horizontal installation Lamp compartment dimensions - 6 1/8" diameter; 4 3/4" height Maximum lamps in luminaire - 2 Lampholder-to-lampholder spacing - 3/8" Vertical installation Lamp compartment dimensions - 4 1/2" diameter; 8 1/16" height Maximum lamps in luminaire - 1 Green Creative 6.5W Omni Directional 4 Pin G24q 2700K, Ballast Compatible | 2700 | 82 | 720 | 110.7692 | 50000 | 6.5 | 6 | 16.98 | 2.83 | 3.3254 | 2020Q3 | https://www.bulbs.com/product/6-5PLO-827-DIR | Bulbs.com | 2020 | No
LED Lighting | Downlight | Green Creative | True |  |  | Twin Tube Alt | G24q/GX24q | LED Plug-in Light Bulbs The omni directional dimmable LED lamp from Green Creative is a ballast compatible (plug 'n play) LED replacement for CFL downlights with a 4-pin G24q or GX24q socket and is equivalent to a 13W-18W CFL. Compatible with most electronic ballasts. Omni directional light distribution equivalent to fluorescent lamps May be installed horizontally or vertically Replaces G24q and GX24q (4-pin) 13W-18W CFL lamps Compatible with most electronic ballast 0-10V dimmable with a compatible dimmable electronic ballast Lamp CCT falls within 4 SDCM for consistent CCT Horizontal installation Lamp compartment dimensions - 6 1/8" diameter; 4 3/4" height Maximum lamps in luminaire - 2 Lampholder-to-lampholder spacing - 3/8" Vertical installation Lamp compartment dimensions - 4 1/2" diameter; 8 1/16" height Maximum lamps in luminaire - 1 Do not "hot swap" this lamp. Turn off fixture before replacing existing bulb. If the lamp does not light when the luminaire is turned on, remove the lamp from the luminaire. If the lamp or luminaire exhibits undesirable operation (buzzing, flickering, etc.) immediately turn off power and remove lamp. Omni directional light distribution equivalent to fluorescent lamps May be installed horizontally or vertically Replaces G24q and GX24q (4-pin) 13W-18W CFL lamps Compatible with most electronic ballast 0-10V dimmable with a compatible dimmable electronic ballast Lamp CCT falls within 4 SDCM for consistent CCT Horizontal installation Lamp compartment dimensions - 6 1/8" diameter; 4 3/4" height Maximum lamps in luminaire - 2 Lampholder-to-lampholder spacing - 3/8" Vertical installation Lamp compartment dimensions - 4 1/2" diameter; 8 1/16" height Maximum lamps in luminaire - 1 Green Creative 6.5W Omni Directional 4 Pin G24q 3000K, Ballast Compatible | 3000 | 82 | 740 | 113.8462 | 50000 | 6.5 | 6 | 16.98 | 2.83 | 3.3254 | 2020Q3 | https://www.bulbs.com/product/6-5PLO-830-DIR | Bulbs.com | 2020 | No
LED Lighting | Downlight | Green Creative | True |  |  | Twin Tube Alt | G24q/GX24q | LED Plug-in Light Bulbs The omni directional dimmable LED lamp from Green Creative is a ballast compatible (plug 'n play) LED replacement for CFL downlights with a 4-pin G24q or GX24q socket and is equivalent to a 13W-18W CFL. Compatible with most electronic ballasts. Omni directional light distribution equivalent to fluorescent lamps May be installed horizontally or vertically Replaces G24q and GX24q (4-pin) 13W-18W CFL lamps Compatible with most electronic ballast 0-10V dimmable with a compatible dimmable electronic ballast Lamp CCT falls within 4 SDCM for consistent CCT Horizontal installation Lamp compartment dimensions - 6 1/8" diameter; 4 3/4" height Maximum lamps in luminaire - 2 Lampholder-to-lampholder spacing - 3/8" Vertical installation Lamp compartment dimensions - 4 1/2" diameter; 8 1/16" height Maximum lamps in luminaire - 1 Do not "hot swap" this lamp. Turn off fixture before replacing existing bulb. If the lamp does not light when the luminaire is turned on, remove the lamp from the luminaire. If the lamp or luminaire exhibits undesirable operation (buzzing, flickering, etc.) immediately turn off power and remove lamp. Omni directional light distribution equivalent to fluorescent lamps May be installed horizontally or vertically Replaces G24q and GX24q (4-pin) 13W-18W CFL lamps Compatible with most electronic ballast 0-10V dimmable with a compatible dimmable electronic ballast Lamp CCT falls within 4 SDCM for consistent CCT Horizontal installation Lamp compartment dimensions - 6 1/8" diameter; 4 3/4" height Maximum lamps in luminaire - 2 Lampholder-to-lampholder spacing - 3/8" Vertical installation Lamp compartment dimensions - 4 1/2" diameter; 8 1/16" height Maximum lamps in luminaire - 1 Green Creative 6.5W Omni Directional 4 Pin G24q 3500K, Ballast Compatible | 3500 | 82 | 780 | 120 | 50000 | 6.5 | 6 | 16.98 | 2.83 | 3.3254 | 2020Q3 | https://www.bulbs.com/product/6-5PLO-835-DIR | Bulbs.com | 2020 | No
LED Lighting | Downlight | Green Creative | True |  |  | Twin Tube Alt | G24q/GX24q | LED Plug-in Light Bulbs The omni directional dimmable LED lamp from Green Creative is a ballast compatible (plug 'n play) LED replacement for CFL downlights with a 4-pin G24q or GX24q socket and is equivalent to a 13W-18W CFL. Compatible with most electronic ballasts. Omni directional light distribution equivalent to fluorescent lamps May be installed horizontally or vertically Replaces G24q and GX24q (4-pin) 13W-18W CFL lamps Compatible with most electronic ballast 0-10V dimmable with a compatible dimmable electronic ballast Lamp CCT falls within 4 SDCM for consistent CCT Horizontal installation Lamp compartment dimensions - 6 1/8" diameter; 4 3/4" height Maximum lamps in luminaire - 2 Lampholder-to-lampholder spacing - 3/8" Vertical installation Lamp compartment dimensions - 4 1/2" diameter; 8 1/16" height Maximum lamps in luminaire - 1 Do not "hot swap" this lamp. Turn off fixture before replacing existing bulb. If the lamp does not light when the luminaire is turned on, remove the lamp from the luminaire. If the lamp or luminaire exhibits undesirable operation (buzzing, flickering, etc.) immediately turn off power and remove lamp. Omni directional light distribution equivalent to fluorescent lamps May be installed horizontally or vertically Replaces G24q and GX24q (4-pin) 13W-18W CFL lamps Compatible with most electronic ballast 0-10V dimmable with a compatible dimmable electronic ballast Lamp CCT falls within 4 SDCM for consistent CCT Horizontal installation Lamp compartment dimensions - 6 1/8" diameter; 4 3/4" height Maximum lamps in luminaire - 2 Lampholder-to-lampholder spacing - 3/8" Vertical installation Lamp compartment dimensions - 4 1/2" diameter; 8 1/16" height Maximum lamps in luminaire - 1 Green Creative 6.5W Omni Directional 4 Pin G24q 4000K, Ballast Compatible | 4000 | 82 | 800 | 123.0769 | 50000 | 6.5 | 6 | 16.98 | 2.83 | 3.3254 | 2020Q3 | https://www.bulbs.com/product/6-5PLO-840-DIR | Bulbs.com | 2020 | No
LED Lighting | Decorative | Satco Products, Inc. | True |  |  | ST-19 | Medium (E26) | LED A-Style Light Bulbs ¦ LED Filament Bulbs Satco Filament ST-19 dimmable 6.5 watt LED bulb generates as much light as many 60 watt incandescent filament ST-19 bulbs. Compatible with Lutron dimmer # NTCL-250-WH No lead or mercury for easier disposal and a better environment Rated for enclosed fixtures Saves 53.5 watts in electricity compared to a 60 watt ST-19 incandescent bulb Long life - Rated to still put out 70% as much light after 15,000 hours of operation as it does when brand new Do not "hot swap" this bulb. Turn off fixture before replacing existing bulb. Compatible with Lutron dimmer # NTCL-250-WH No lead or mercury for easier disposal and a better environment Rated for enclosed fixtures Saves 53.5 watts in electricity compared to a 60 watt ST-19 incandescent bulb Long life - Rated to still put out 70% as much light after 15,000 hours of operation as it does when brand new Satco Dimmable 6.5W 2300K Vintage ST19 Filament LED Bulb, Enclosed Fixture Rated | 2300 | 80 | 650 | 100 | 15000 | 6.5 | 24 | 7.95 | 0.33125 | 0.38923 | 2020Q3 | https://www.bulbs.com/product/6-5ST19-AMB-LED-E26-23K-120V | Bulbs.com | 2020 | Yes
LED Lighting | Downlight | Juno Lighting | True |  | LED |  |  | Downlight Solid State Retrofit Downlight Solid State Retrofit Dome Ceiling Lights Juno Basics 10 Watt, 120 Volt 6-inch LED Dimmable Surface Mount Fixture, 3000K, 90 CRI, 700 Lumens, White Super-thin fixture mimicks the appearance of a recessed downlight, no recessed housing required. Mounts to standard J-Box and round mudrings in commercial or residential ceiling or wall applications. Dimmable to 5% with many incandescent, magnetic low voltage or electronic low voltage box dimmers. Suitable for indoor covered CEILING wet locations-not for wet location wall installation. ENERGY STAR Certified, California Title 24 Part 6, and JA8 compliant. Super-thin fixture mimicks the appearance of a recessed downlight, no recessed housing required. Mounts to standard J-Box and round mudrings in commercial or residential ceiling or wall applications. Dimmable to 5% with many incandescent, magnetic low voltage or electronic low voltage box dimmers. Suitable for indoor covered CEILING wet locations-not for wet location wall installation. ENERGY STAR Certified, California Title 24 Part 6, and JA8 compliant. Juno Basics 10W, 120V, 6" LED Dimmable Surface Mount Fixture, 3000K, 90 CRI, 700 Lumens, White | 2700 | 94 | 752 | 72.3077 | 42000 | 10.4 | 10 | 25.99 | 2.599 | 3.0539 | 2020Q3 | https://www.bulbs.com/product/6RLS-G2-07LM-30K-90CRI-120-FRPC-WH-M6 | Bulbs.com | 2020 | Yes
LED Lighting | Reflector | Philips Lighting | True | Daylighting/Photocell, | Reflector (Flood/Spot) | BR30 | E26 (Medium) | Damp Location Rated,Use With Timers,Use With Photo and/or Motion Sensors,Capable of Changing CCT,Recessed Fixtures Damp Location Rated,Use With Timers,Use With Photo and/or Motion Sensors,Capable of Changing CCT,Recessed Fixtures LED Reflector Light Bulbs Philips 7.2 watt dimmable Warm Glow 2700K-2200K 90 CRI BR30 LED bulb generates as much light as many 65 watt incandescent bulbs. The more you dim the warmer the light Tirle 20 compliant Suitable for use in enclosed fixtures No lead or mercury means easy and environmentally safe disposal Saves 57.8 watts in electricity Very long life - Rated to still put out 70% as much light after 25,000 hours of operation as it does when brand new Do not “hot swap” this bulb. Turn off fixture before replacing existing bulb. The more you dim the warmer the light Tirle 20 compliant Suitable for use in enclosed fixtures No lead or mercury means easy and environmentally safe disposal Saves 57.8 watts in electricity Very long life - Rated to still put out 70% as much light after 25,000 hours of operation as it does when brand new Philips Dimmable 7.2W Warm Glow 2700K to 2200K 90 CRI BR30 LED Bulb, Enclosed Rated, Title 20 Compliant | 2700 | 94 | 650 | 90.2778 | 15000 | 7.2 | 6 | 5.89 | 0.98167 | 1.1535 | 2020Q3 | https://www.bulbs.com/product/7-2BR30-PER-922-27-P-E26-W | Bulbs.com | 2020 | No
LED Lighting | Reflector | Philips Lighting | True | Daylighting/Photocell, | Reflector (Flood/Spot) | BR30 | E26 (Medium) | Damp Location Rated,Use With Timers,Use With Photo and/or Motion Sensors,Recessed Fixtures Damp Location Rated,Use With Timers,Use With Photo and/or Motion Sensors,Recessed Fixtures LED Reflector Light Bulbs Philips 7.2 watt dimmable 3000K 90 CRI BR30 LED bulb generates as much light as many 65 watt incandescent bulbs. Suitable for use in enclosed fixtures Title 20 compliant No lead or mercury means easy and environmentally safe disposal Saves 57.8 watts in electricity compared to a 65 watt incandescent Very long life - Rated to still put out 70% as much light after 15,000 hours of operation as it does when brand new Compatible with Lutron DV-600P and DVELV-300P dimmers, a maximum of 12 bulbs per circuit Do not “hot swap” this bulb. Turn off fixture before replacing existing bulb. Suitable for use in enclosed fixtures Title 20 compliant No lead or mercury means easy and environmentally safe disposal Saves 57.8 watts in electricity compared to a 65 watt incandescent Very long life - Rated to still put out 70% as much light after 15,000 hours of operation as it does when brand new Compatible with Lutron DV-600P and DVELV-300P dimmers, a maximum of 12 bulbs per circuit Philips Dimmable 7.2W 3000K 90 CRI BR30 LED Bulb, Enclosed Fixture Rated, Title 20 Compliant | 3000 | 91 | 650 | 90.2778 | 15000 | 7.2 | 6 | 5.19 | 0.865 | 1.0164 | 2020Q3 | https://www.bulbs.com/product/7-2BR30-PER-930-P-E26-DIM-6-1FB-T20 | Bulbs.com | 2020 | No
LED Lighting | Reflector | Philips Lighting | True | Daylighting/Photocell, | Reflector (Flood/Spot) | BR30 | E26 (Medium) | Damp Location Rated,Use With Timers,Use With Photo and/or Motion Sensors,Recessed Fixtures Damp Location Rated,Use With Timers,Use With Photo and/or Motion Sensors,Recessed Fixtures LED Reflector Light Bulbs Philips 7.2 watt dimmable 4000K 90 CRI BR30 LED bulb generates as much light as many 65 watt incandescent bulbs. Suitable for use in enclosed fixtures Title 20 compliant No lead or mercury means easy and environmentally safe disposal Saves 57.8 watts in electricity compared to a 65 watt incandescent Very long life - Rated to still put out 70% as much light after 15,000 hours of operation as it does when brand new Compatible with Lutron DV-600P and DVELV-300P dimmers, a maximum of 12 bulbs per circuit Do not “hot swap” this bulb. Turn off fixture before replacing existing bulb. Suitable for use in enclosed fixtures Title 20 compliant No lead or mercury means easy and environmentally safe disposal Saves 57.8 watts in electricity compared to a 65 watt incandescent Very long life - Rated to still put out 70% as much light after 15,000 hours of operation as it does when brand new Compatible with Lutron DV-600P and DVELV-300P dimmers, a maximum of 12 bulbs per circuit Philips Dimmable 7.2W 4000K 90 CRI BR30 LED Bulb, Enclosed Fixture Rated, Title 20 Compliant | 4000 | 92 | 650 | 90.2778 | 15000 | 7.2 | 6 | 5.19 | 0.865 | 1.0164 | 2020Q3 | https://www.bulbs.com/product/7-2BR30-PER-940-P-E26-DIM-6-1FB-T20 | Bulbs.com | 2020 | No
LED Lighting | Reflector | Philips Lighting | True | Daylighting/Photocell, | Reflector (Flood/Spot) | BR30 | E26 (Medium) | Use With Timers,Use With Photo and/or Motion Sensors,Damp Location Rated,Recessed Fixtures Use With Timers,Use With Photo and/or Motion Sensors,Damp Location Rated,Recessed Fixtures LED Reflector Light Bulbs Philips 7.2 watt dimmable 5000K 90 CRI BR30 LED bulb generates as much light as many 65 watt incandescent bulbs. Suitable for use in enclosed fixtures Title 20 compliant No lead or mercury means easy and environmentally safe disposal Saves 57.8 watts in electricity compared to a 65 watt incandescent Very long life - Rated to still put out 70% as much light after 15,000 hours of operation as it does when brand new Compatible with Lutron DV-600P and DVELV-300P dimmers, a maximum of 12 bulbs per circuit Do not “hot swap” this bulb. Turn off fixture before replacing existing bulb. Suitable for use in enclosed fixtures Title 20 compliant No lead or mercury means easy and environmentally safe disposal Saves 57.8 watts in electricity compared to a 65 watt incandescent Very long life - Rated to still put out 70% as much light after 15,000 hours of operation as it does when brand new Compatible with Lutron DV-600P and DVELV-300P dimmers, a maximum of 12 bulbs per circuit Philips Dimmable 7.2W 5000K 90 CRI BR30 LED Bulb, Enclosed Fixture Rated, Title 20 Compliant | 5000 | 96 | 650 | 90.2778 | 15000 | 7.2 | 6 | 5.19 | 0.865 | 1.0164 | 2020Q3 | https://www.bulbs.com/product/7-2BR30-PER-950-P-E26-DIM-6-1FB-T20 | Bulbs.com | 2020 | No
LED Lighting | Reflector | Philips Lighting | True | Daylighting/Photocell, | Reflector (Flood/Spot) | MR16 | GU5.3 | Damp Location Rated,Use With Timers,Use With Photo and/or Motion Sensors,Recessed Fixtures Damp Location Rated,Use With Timers,Use With Photo and/or Motion Sensors,Recessed Fixtures LED MR Light Bulbs Philips dimmable 7.3 watt 2700K MR-16 narrow flood LED bulb generates as much light as many 50 watt halogen bulbs. Suitable for use in enclosed fixtures Intended for low-voltage transformers with AC output. Not intended for DC operation No lead or mercury means easy and environmentally safe disposal Very long life - Rated to still put out 70% as much light after 25,000 hours of operation as it does when brand new Do not “hot swap” this bulb. Turn off fixture before replacing existing bulb. Suitable for use in enclosed fixtures Intended for low-voltage transformers with AC output. Not intended for DC operation No lead or mercury means easy and environmentally safe disposal Very long life - Rated to still put out 70% as much light after 25,000 hours of operation as it does when brand new Philips Dimmable 7.3W 2700K 25° MR16 LED Bulb, GU5.3 Base, Enclosed Fixture Rated | 2700 | 83 | 515 | 70.5479 | 25000 | 7.3 | 10 | 10.99 | 1.099 | 1.2914 | 2020Q3 | https://www.bulbs.com/product/7-3MR16-LED-827-F25-DIM-12V | Bulbs.com | 2020 | No
LED Lighting | Reflector | Philips Lighting | True |  |  | MR-16 | GU5.3 | LED MR Light Bulbs Philips dimmable 7.3 watt 2700K MR-16 flood LED bulb generates as much light as many 50 watt halogen bulbs. Suitable for use in enclosed fixtures Intended for low-voltage transformers with AC output. Not intended for DC operation No lead or mercury means easy and environmentally safe disposal Very long life - Rated to still put out 70% as much light after 25,000 hours of operation as it does when brand new Do not “hot swap” this bulb. Turn off fixture before replacing existing bulb. Suitable for use in enclosed fixtures Intended for low-voltage transformers with AC output. Not intended for DC operation No lead or mercury means easy and environmentally safe disposal Very long life - Rated to still put out 70% as much light after 25,000 hours of operation as it does when brand new Philips Dimmable 7.3W 2700K 35° MR16 LED Bulb, GU5.3 Base, Enclosed Rated | 2700 | 80 | 515 | 70.5479 | 25000 | 7.3 | 10 | 10.99 | 1.099 | 1.2914 | 2020Q3 | https://www.bulbs.com/product/7-3MR16-LED-827-F35-DIM-12V | Bulbs.com | 2020 | No
LED Lighting | Reflector | Philips Lighting | True | Daylighting/Photocell, | Reflector (Flood/Spot) | MR16 | GU5.3 | Damp Location Rated,Use With Timers,Use With Photo and/or Motion Sensors,Recessed Fixtures Damp Location Rated,Use With Timers,Use With Photo and/or Motion Sensors,Recessed Fixtures LED MR Light Bulbs Philips dimmable 7.3 watt 3000K MR-16 narrow flood LED bulb generates as much light as many 50 watt halogen bulbs. Suitable for use in enclosed fixtures Intended for low-voltage transformers with AC output. Not intended for DC operation No lead or mercury means easy and environmentally safe disposal Very long life - Rated to still put out 70% as much light after 25,000 hours of operation as it does when brand new Do not “hot swap” this bulb. Turn off fixture before replacing existing bulb. Suitable for use in enclosed fixtures Intended for low-voltage transformers with AC output. Not intended for DC operation No lead or mercury means easy and environmentally safe disposal Very long life - Rated to still put out 70% as much light after 25,000 hours of operation as it does when brand new Philips Dimmable 7.3W 3000K 25° MR16 LED Bulb, GU5.3 Base, Enclosed Fixture Rated | 3000 | 82 | 515 | 70.5479 | 25000 | 7.3 | 10 | 10.99 | 1.099 | 1.2914 | 2020Q3 | https://www.bulbs.com/product/7-3MR16-LED-830-F25-DIM-12V | Bulbs.com | 2020 | No
LED Lighting | Reflector | Philips Lighting | True | Daylighting/Photocell, | Reflector (Flood/Spot) | MR16 | GU5.3 | Damp Location Rated,Use With Timers,Use With Photo and/or Motion Sensors,Recessed Fixtures Damp Location Rated,Use With Timers,Use With Photo and/or Motion Sensors,Recessed Fixtures LED MR Light Bulbs Philips dimmable 7.3 watt 3000K MR-16 flood LED bulb generates as much light as many 50 watt halogen bulbs. Suitable for use in enclosed fixtures Intended for low-voltage transformers with AC output. Not intended for DC operation No lead or mercury means easy and environmentally safe disposal Very long life - Rated to still put out 70% as much light after 25,000 hours of operation as it does when brand new Do not “hot swap” this bulb. Turn off fixture before replacing existing bulb. Suitable for use in enclosed fixtures Intended for low-voltage transformers with AC output. Not intended for DC operation No lead or mercury means easy and environmentally safe disposal Very long life - Rated to still put out 70% as much light after 25,000 hours of operation as it does when brand new Philips Dimmable 7.3W 3000K 35° MR16 LED Bulb, GU5.3 Base, Enclosed Fixture Rated | 3000 | 82 | 515 | 70.5479 | 25000 | 7.3 | 10 | 10.99 | 1.099 | 1.2914 | 2020Q3 | https://www.bulbs.com/product/7-3MR16-LED-830-F35-DIM-12V | Bulbs.com | 2020 | No
LED Lighting | Reflector | Philips Lighting | True |  | Reflector (Flood/Spot) | MR16 | GU5.3 | Damp Location Rated,Recessed Fixtures Damp Location Rated,Recessed Fixtures LED MR Light Bulbs Philips Expert Color dimmable 7 watt 95 CRI 2700K MR-16 narrow flood LED bulb generates as much light as many 42 watt incandescent bulbs. Intended for low-voltage transformers with AC output. Not intended for DC operation No lead or mercury means easy and environmentally safe disposal Saves 35 watts in electricity compared to a 42 watt incandescent Very long life - Rated to still put out 70% as much light after 25,000 hours of operation as it does when brand new Do not use in enclosed fixtures because heat build up will shorten life. Do not “hot swap” this bulb. Turn off fixture before replacing existing bulb. Intended for low-voltage transformers with AC output. Not intended for DC operation No lead or mercury means easy and environmentally safe disposal Saves 35 watts in electricity compared to a 42 watt incandescent Very long life - Rated to still put out 70% as much light after 25,000 hours of operation as it does when brand new Philips Dimmable 7W Expert Color 95 CRI 2700K 25° MR16 LED Bulb, GU5.3 Base | 2700 | 95 | 430 | 61.4286 | 25000 | 7 | 10 | 13.99 | 1.399 | 1.6439 | 2020Q3 | https://www.bulbs.com/product/7-8MR16-PER-927-F25-DIM-EC-12V | Bulbs.com | 2020 | No
LED Lighting | Reflector | Philips Lighting | True |  |  | MR-16 | GU5.3 | LED MR Light Bulbs Philips dimmable 7.8 watt 95 CRI 3000K MR-16 spot LED bulb generates as much light as many 30 watt incandescent bulbs. Intended for low-voltage transformers with AC output. Not intended for DC operation No lead or mercury means easy and environmentally safe disposal Saves 22.2 watts in electricity compared to a 30 watt incandescent Very long life - Rated to still put out 70% as much light after 25,000 hours of operation as it does when brand new Do not use in enclosed fixtures because heat build up will shorten life. Do not “hot swap” this bulb. Turn off fixture before replacing existing bulb. Intended for low-voltage transformers with AC output. Not intended for DC operation No lead or mercury means easy and environmentally safe disposal Saves 22.2 watts in electricity compared to a 30 watt incandescent Very long life - Rated to still put out 70% as much light after 25,000 hours of operation as it does when brand new Philips Dimmable 7.8W 95 CRI 3000K 10° MR16 LED Bulb, GU5.3 Base | 3000 | 95 | 480 | 68.5714 | 25000 | 7 | 10 | 13.99 | 1.399 | 1.6439 | 2020Q3 | https://www.bulbs.com/product/7-8MR16-PER-930-S10-DIM-EC-12V-1 | Bulbs.com | 2020 | No
LED Lighting | Reflector | Philips Lighting | False |  | Reflector (Flood/Spot) | MR16 | GU5.3 | Damp Location Rated,Recessed Fixtures Damp Location Rated,Recessed Fixtures LED MR Light Bulbs Philips Expert Color non-dimmable 7 watt 90 CRI 3000K MR-16 narrow flood LED bulb generates as much light as many 42 watt incandescent bulbs. Intended for low-voltage transformers with AC output. Not intended for DC operation No lead or mercury means easy and environmentally safe disposal Saves 35 watts in electricity compared to a 42 watt incandescent Very long life - Rated to still put out 70% as much light after 25,000 hours of operation as it does when brand new Do not use in enclosed fixtures because heat build up will shorten life. Do not “hot swap” this bulb. Turn off fixture before replacing existing bulb. Intended for low-voltage transformers with AC output. Not intended for DC operation No lead or mercury means easy and environmentally safe disposal Saves 35 watts in electricity compared to a 42 watt incandescent Very long life - Rated to still put out 70% as much light after 25,000 hours of operation as it does when brand new Philips Non-Dimmable 7W Expert Color 90 CRI 3000K 25° MR16 LED Bulb, GU5.3 Base | 3000 | 93 | 430 | 61.4286 | 25000 | 7 | 10 | 13.49 | 1.349 | 1.5851 | 2020Q3 | https://www.bulbs.com/product/7MR16-EXPERTCOLOR-RETAIL-F25-930-ND-12V | Bulbs.com | 2020 | No
LED Lighting | Reflector | Philips Lighting | True |  |  | MR-16 | GU5.3 | LED MR Light Bulbs Philips Expert Color dimmable 7 watt 95 CRI 2700K MR-16 spot LED bulb generates as much light as many 30 watt incandescent bulbs. Intended for low-voltage transformers with AC output. Not intended for DC operation No lead or mercury means easy and environmentally safe disposal Saves 23 watts in electricity compared to a 30 watt incandescent Very long life - Rated to still put out 70% as much light after 25,000 hours of operation as it does when brand new Do not use in enclosed fixtures because heat build up will shorten life. Do not “hot swap” this bulb. Turn off fixture before replacing existing bulb. Intended for low-voltage transformers with AC output. Not intended for DC operation No lead or mercury means easy and environmentally safe disposal Saves 23 watts in electricity compared to a 30 watt incandescent Very long life - Rated to still put out 70% as much light after 25,000 hours of operation as it does when brand new Philips Dimmable 7W Expert Color 95 CRI 2700K 10° MR16 LED Bulb, GU5.3 Base | 2700 | 95 | 430 | 61.4286 | 25000 | 7 | 10 | 13.99 | 1.399 | 1.6439 | 2020Q3 | https://www.bulbs.com/product/7MR16-EXPERTCOLOR-S10-927-DIM-12V-1 | Bulbs.com | 2020 | No
LED Lighting | Reflector | Philips Lighting | True | Daylighting/Photocell, | Reflector (Flood/Spot) | PAR20 | E26 (Medium) | Damp Location Rated,Use With Timers,Dim to Warm,Use With Photo and/or Motion Sensors,Recessed Fixtures Damp Location Rated,Use With Timers,Dim to Warm,Use With Photo and/or Motion Sensors,Recessed Fixtures LED Reflector Light Bulbs Philips dimmable PAR20 7 watt flood LED bulb generates as much light as many 50 watt halogen bulbs. Dimmable from 2700K to 2200K. The more you dim the warmer the light Classic glass design No lead or mercury means easy and environmentally safe disposal Very long life - Rated to still put out 70% as much light after 25,000 hours of operation as it does when brand new Do not use in a fully enclosed fixture because heat buildup will shorten life. Do not “hot swap” this bulb. Turn off fixture before replacing existing bulb. The more you dim the warmer the light Classic glass design No lead or mercury means easy and environmentally safe disposal Very long life - Rated to still put out 70% as much light after 25,000 hours of operation as it does when brand new Philips Dimmable 7W Warm Glow 2700K-2200K 40° PAR20 LED Bulb | 2700 | 83 | 500 | 71.4286 | 25000 | 7 | 6 | 9.79 | 1.6317 | 1.9173 | 2020Q3 | https://www.bulbs.com/product/7PAR20-LED-827-822-F40-GL-DIM-120V-FB | Bulbs.com | 2020 | No
LED Lighting | Reflector | Philips Lighting | True | Daylighting/Photocell, | Reflector (Flood/Spot) | PAR20 | E26 (Medium) | Damp Location Rated,Use With Timers,Dim to Warm,Use With Photo and/or Motion Sensors,Recessed Fixtures Damp Location Rated,Use With Timers,Dim to Warm,Use With Photo and/or Motion Sensors,Recessed Fixtures LED Reflector Light Bulbs Philips dimmable PAR20 7 watt narrow flood LED bulb generates as much light as many 50 watt halogen bulbs. Dimmable from 2700K to 2200K. The more you dim the warmer the light Classic glass design No lead or mercury means easy and environmentally safe disposal Very long life - Rated to still put out 70% as much light after 25,000 hours of operation as it does when brand new Do not use in a fully enclosed fixture because heat buildup will shorten life. Do not “hot swap” this bulb. Turn off fixture before replacing existing bulb. The more you dim the warmer the light Classic glass design No lead or mercury means easy and environmentally safe disposal Very long life - Rated to still put out 70% as much light after 25,000 hours of operation as it does when brand new Philips Dimmable 7W Warm Glow 2700K-2200K 25° PAR20 LED Bulb | 2700 | 83 | 500 | 71.4286 | 25000 | 7 | 6 | 9.79 | 1.6317 | 1.9173 | 2020Q3 | https://www.bulbs.com/product/7PAR20-LED-F25-827-822-E26-GL-DIM-120V | Bulbs.com | 2020 | No
LED Lighting | Reflector | Philips Lighting | True | Daylighting/Photocell, | Reflector (Flood/Spot) | PAR20 | E26 (Medium) | Damp Location Rated,Use With Timers,Dim to Warm,Use With Photo and/or Motion Sensors,Wet Location Rated,Recessed Fixtures Damp Location Rated,Use With Timers,Dim to Warm,Use With Photo and/or Motion Sensors,Wet Location Rated,Recessed Fixtures LED Reflector Light Bulbs Philips dimmable 7 watt PAR20 narrow flood LED bulb generates as much light as many 50 watt halogen bulbs. Classic glass design No lead or mercury means easy and environmentally safe disposal Very long life - Rated to still put out 70% as much light after 25,000 hours of operation as it does when brand new Do not use in a fully enclosed fixture because heat buildup will shorten life. Do not “hot swap” this bulb. Turn off fixture before replacing existing bulb. Classic glass design No lead or mercury means easy and environmentally safe disposal Very long life - Rated to still put out 70% as much light after 25,000 hours of operation as it does when brand new Philips Dimmable 7W 3000K 25° PAR20 LED Bulb | 3000 | 83 | 500 | 71.4286 | 25000 | 7 | 6 | 9.49 | 1.5817 | 1.8585 | 2020Q3 | https://www.bulbs.com/product/7PAR20-LED-F25-830-E26-GL-DIM-120V | Bulbs.com | 2020 | No
LED Lighting | Reflector | Philips Lighting | True | Daylighting/Photocell, | Reflector (Flood/Spot) | PAR20 | E26 (Medium) | Damp Location Rated,Use With Timers,Dim to Warm,Use With Photo and/or Motion Sensors,Wet Location Rated,Recessed Fixtures Damp Location Rated,Use With Timers,Dim to Warm,Use With Photo and/or Motion Sensors,Wet Location Rated,Recessed Fixtures LED Reflector Light Bulbs Philips PAR20 dimmable 7 watt 4000K narrow flood LED bulb generates as much light as many 50 watt halogen bulbs. Classic glass design No lead or mercury means easy and environmentally safe disposal Very long life - Rated to still put out 70% as much light after 25,000 hours of operation as it does when brand new Do not use in a fully enclosed fixture because heat buildup will shorten life. Do not “hot swap” this bulb. Turn off fixture before replacing existing bulb. Classic glass design No lead or mercury means easy and environmentally safe disposal Very long life - Rated to still put out 70% as much light after 25,000 hours of operation as it does when brand new Philips Dimmable 7W 4000K 25° PAR20 LED Bulb | 4000 | 81 | 500 | 71.4286 | 25000 | 7 | 6 | 9.49 | 1.5817 | 1.8585 | 2020Q3 | https://www.bulbs.com/product/7PAR20-LED-F25-840-E26-GL-DIM-120V | Bulbs.com | 2020 | No
LED Lighting | Reflector | Philips Lighting | True | Daylighting/Photocell, | Reflector (Flood/Spot) | PAR20 | E26 (Medium) | Damp Location Rated,Use With Timers,Dim to Warm,Use With Photo and/or Motion Sensors,Wet Location Rated,Recessed Fixtures Damp Location Rated,Use With Timers,Dim to Warm,Use With Photo and/or Motion Sensors,Wet Location Rated,Recessed Fixtures LED Reflector Light Bulbs Philips dimmable 7 watt flood PAR20 LED bulb generates as much light as many 50 watt halogen bulbs. Classic glass design No lead or mercury means easy and environmentally safe disposal Very long life - Rated to still put out 70% as much light after 25,000 hours of operation as it does when brand new Do not use in a fully enclosed fixture because heat buildup will shorten life. Do not “hot swap” this bulb. Turn off fixture before replacing existing bulb. Classic glass design No lead or mercury means easy and environmentally safe disposal Very long life - Rated to still put out 70% as much light after 25,000 hours of operation as it does when brand new Philips Dimmable 7W 3000K 40° PAR20 LED Bulb | 3000 | 83 | 500 | 71.4286 | 25000 | 7 | 6 | 9.49 | 1.5817 | 1.8585 | 2020Q3 | https://www.bulbs.com/product/7PAR20-LED-F40-830-E26-GL-DIM-120V | Bulbs.com | 2020 | No
LED Lighting | Reflector | Philips Lighting | True | Daylighting/Photocell, | Reflector (Flood/Spot) | PAR20 | E26 (Medium) | Damp Location Rated,Use With Timers,Dim to Warm,Use With Photo and/or Motion Sensors,Wet Location Rated,Recessed Fixtures Damp Location Rated,Use With Timers,Dim to Warm,Use With Photo and/or Motion Sensors,Wet Location Rated,Recessed Fixtures LED Reflector Light Bulbs Philips PAR20 dimmable 7 watt flood LED bulb generates as much light as many 50 watt halogen bulbs. Classic glass design No lead or mercury means easy and environmentally safe disposal Very long life - Rated to still put out 70% as much light after 25,000 hours of operation as it does when brand new Do not use in a fully enclosed fixture because heat buildup will shorten life. Do not “hot swap” this bulb. Turn off fixture before replacing existing bulb. Classic glass design No lead or mercury means easy and environmentally safe disposal Very long life - Rated to still put out 70% as much light after 25,000 hours of operation as it does when brand new Philips Dimmable 7W 4000K 40° PAR20 LED Bulb | 4000 | 81 | 500 | 71.4286 | 25000 | 7 | 6 | 9.49 | 1.5817 | 1.8585 | 2020Q3 | https://www.bulbs.com/product/7PAR20-LED-F40-840-E26-GL-DIM-120V | Bulbs.com | 2020 | No
LED Lighting | A-Type | Manufacturer: Satco | True |  | General Purpose Replacement | A19 | E26 (Medium) | Damp Location Rated Damp Location Rated Home > Energy Star Qualified Products > 5 Watt 450 Lumen Dimmable LED A19 Enclosed Fixture Rated 3500K ** Non-CEC Compliant - NOT Lawful for Sale in California ** Product Specifications - Quick Reference Input Voltage: Lumens: 120 Volt 450 Lumens Dimensions: Dimmable: 4-3/16" (MOL) x 2-3/8" (MOD) Yes LED Color: 3500K Bright White Life Time: 25,000 Hours Power Consumption: Luminous Efficacy: 5 Watts 90 lm/W CRI: Certifications: 80 CRI Energy Star, RoHS, cULus Satco's LED series of omni-directional dimmable LED A19 Lamps are here to replace your 40 watt and 60 watt incandescent light bulbs. Within this series, Satco is exhibiting their Solid State LED Lighting for these A shaped replacement light bulbs. This series of A19 LED lights bulbs are not only dimmable, but also are approved for totally enclosed fixtures. They have a long life of 25,000 hours and possess a 3 Year Limited Warranty. This series comes in either a 5 watt model or a 9.5 watt model and the following color temperatures: 2700K, 3000K, 3500K, 4000K and 5000K. This model is part number S9832, which produces 450 lumens of a 3500K bright white color. This bulb consumes just 5 watts of 120 volt energy. This light bulb is Energy Star certified, RoHS compliant, cULus - damp location rated, and enclosed fixture rated. This led light bulb is dimmable and has a CRI of 80, while producing zero UV or IR radiation. The innovative design of this a19 bulb features a smooth heat sink design to resemble traditional incandescent lamps. When you replace your 40A19 bulbs with these 5 watt A19 LED bulbs, your energy use decreases significantly while keeping the same look and feel of your old A19 bulbs. Click here for the complete Satco S9832 LED A19 Light Bulb Specification Sheet. Satco 5 Watt 450 Lumen Dimmable LED A19 Enclosed Fixture Rated 3500K | 3500 | 83 | 450 | 90 | 25000 | 5 | 1 | 2.05 | 2.05 | 2.4088 | 2020Q3 | https://www.greenelectricalsupply.com/5-watt-enclosed-fixture-rated-e26-a19-led-light-bulbs-3500k.aspx | Green Electrical Supply | 2020 | Yes
LED Lighting | A-Type | Manufacturer: TCP | False | Daylighting/Photocell, | General Purpose Replacement | A19 | E26 (Medium) | Use With Timers,Use With Photo and/or Motion Sensors,Damp Location Rated,Not for Use in Recessed Fixtures Use With Timers,Use With Photo and/or Motion Sensors,Damp Location Rated,Not for Use in Recessed Fixtures Home > Closeout Fixtures and Light Bulbs > 5 Watt 500 Lumen Non-Dimmable LED A19 Light Bulb 4100K Product Specifications - Quick Reference Input Voltage: Lumens: 120 Volt AC 500 Lumens Dimensions: Dimmable: 2.4" W x 4.3" MOL NO - Not Dimmable LED Color: 4100K Cool White Life Time: 25,000 Hours Power Consumption: Luminous Efficacy: 5 Watts 90 lm/W CRI: Certifications: 82 CRI UL listed Built off a 20-year history of producing energy efficient lighting, Technical Consumer Products, Inc. (TCP) is excited to announce its most advanced and comprehensive lineup of LED lamps: the LED Elite Series. With TCPs dedication to manufacturing high quality, state-of-the-art lighting, combined with excellent high color rendering index (CRI) and new shatterproof smooth housing (which gives the appearance of traditional halogen bulbs), the LED Elite Series bulbs are a perfect choice to transform nearly every lighted environment into something extraordinary. This is the TCP, LED Elite NON-Dimmable A19 lamp with 230 Degree Beam Angle, and it comes with a color temperature of 4100 Kelvin (K). UL approved, the TCP LED5A1941K offers a very durable, solid state lighting technology that significantly reduces lighting service and maintenance costs. These non-dimmable LED A19 light bulbs consume up to 80% LESS energy than a standard 40A19 40-watt incandescent light bulb. These LED A19 bulbs do not contain Mercury or any other harmful substance, generate no IR or UV rays and carry a 5 Year Limited Warranty. TCPs LED A19 lamps have the highest light output and are the most efficient LED A19 light bulbs available today. Consuming just 5 watts of 120 volt energy, this A19 bulb generates 500 lumens thats 100 Lumens per watt. This LED A19 40 watt equivalent bulb can be used outdoors when protected from the elements, is rated for 25,000 hours with a minimum starting temperature of -30 degrees Celsius and measures 4.3" MOL and 2.4" in diameter. Click here to see the TCP LED Elite A19 Series Specification Sheet. Typical Applications Typical applications for the TCP LED5A1941K, Elite non-dimmable A19 LED light bulbs include general indoor or outdoor lighting, table lamps, sconces, floor lamps and ceiling fixtures. TCP 5 Watt 500 Lumen Non-Dimmable LED A19 Light Bulb 4100K | 2700 | 81 | 450 | 90 | 15000 | 5 | 1 | 1.98 | 1.98 | 2.3266 | 2020Q3 | https://www.greenelectricalsupply.com/tcp-led5a1941k-elite-non-dimmable-led-a19-light-bulbs-4100k.aspx | Green Electrical Supply | 2020 | Yes
LED Lighting | A-Type | Satco | True |  | General Purpose Replacement | A19 | E26 (Medium) | Damp Location Rated Damp Location Rated Home Lamps, Bulbs, Ballasts Bulbs - LED LED - Traditional Lamps - A-Type S9832 LED Lamp, 5 Watt, A19, 450 Lumen, 3500K, 80 CRI, Medium Base, 120 Volt, Dimmable LED Lamp, 5 Watt, A19, 450 Lumen, 3500K, Medium Base, 120V Satco S9832 LED Lamp, 5 Watt, A19, 450 Lumen, 3500K, Medium Base, 120V | 3500 | 83 | 450 | 90 | 25000 | 5 | 1 | 4.24 | 4.24 | 4.9822 | 2020Q3 | https://www.rexelusa.com/usr/Root-Category/Lamps,-Bulbs,-Ballasts/Bulbs---LED/LED---Traditional/Lamps---A-Type/Satco-S9832-LED-Lamp,-5-Watt,-A19,-450-Lumen,-3500K,-Medium-Base,-120V/p/1230363?prevPageNumber=35 | Rexel Energy Solutions | 2020 | Yes
LED Lighting | Reflector | Philips Lighting | True |  |  | MR-16 | GU5.3 | LED MR Light Bulbs Philips dimmable 8.5 watt 2700K MR-16 narrow flood LED bulb generates as much light as many 75 watt halogen bulbs. Suitable for use in enclosed fixtures Intended for low-voltage transformers with AC output. Not intended for DC operation No lead or mercury means easy and environmentally safe disposal Very long life - Rated to still put out 70% as much light after 25,000 hours of operation as it does when brand new Do not “hot swap” this bulb. Turn off fixture before replacing existing bulb. Suitable for use in enclosed fixtures Intended for low-voltage transformers with AC output. Not intended for DC operation No lead or mercury means easy and environmentally safe disposal Very long life - Rated to still put out 70% as much light after 25,000 hours of operation as it does when brand new Philips Dimmable 8.5W 2700K 25° MR16 LED Bulb, GU5.3 Base, Enclosed Fixture Rated | 2700 | 80 | 600 | 70.5882 | 25000 | 8.5 | 10 | 13.29 | 1.329 | 1.5616 | 2020Q3 | https://www.bulbs.com/product/8-5MR16-LED-827-F25-DIM-12V | Bulbs.com | 2020 | No
LED Lighting | Reflector | Philips Lighting | True |  |  | MR-16 | GU5.3 | LED MR Light Bulbs Philips dimmable 8.5 watt 2700K MR-16 flood LED bulb generates as much light as many 75 watt halogen bulbs. Suitable for use in enclosed fixtures Intended for low-voltage transformers with AC output. Not intended for DC operation No lead or mercury means easy and environmentally safe disposal Very long life - Rated to still put out 70% as much light after 25,000 hours of operation as it does when brand new Do not “hot swap” this bulb. Turn off fixture before replacing existing bulb. Suitable for use in enclosed fixtures Intended for low-voltage transformers with AC output. Not intended for DC operation No lead or mercury means easy and environmentally safe disposal Very long life - Rated to still put out 70% as much light after 25,000 hours of operation as it does when brand new Philips Dimmable 8.5W 2700K 35° MR16 LED Bulb, GU5.3 Base, Enclosed Fixture Rated | 2700 | 80 | 600 | 70.5882 | 25000 | 8.5 | 10 | 13.29 | 1.329 | 1.5616 | 2020Q3 | https://www.bulbs.com/product/8-5MR16-LED-827-F35-DIM-12V | Bulbs.com | 2020 | No
LED Lighting | Reflector | Philips Lighting | True |  |  | MR-16 | GU5.3 | LED MR Light Bulbs Philips dimmable 8.5 watt 3000K MR-16 narrow flood LED bulb generates as much light as many 75 watt halogen bulbs. Suitable for use in enclosed fixtures Intended for low-voltage transformers with AC output. Not intended for DC operation No lead or mercury means easy and environmentally safe disposal Very long life - Rated to still put out 70% as much light after 25,000 hours of operation as it does when brand new Do not “hot swap” this bulb. Turn off fixture before replacing existing bulb. Suitable for use in enclosed fixtures Intended for low-voltage transformers with AC output. Not intended for DC operation No lead or mercury means easy and environmentally safe disposal Very long life - Rated to still put out 70% as much light after 25,000 hours of operation as it does when brand new Philips Dimmable 8.5W 3000K 25° MR16 LED Bulb, GU5.3 Base, Enclosed Fixture Rated | 3000 | 80 | 620 | 72.9412 | 25000 | 8.5 | 10 | 13.29 | 1.329 | 1.5616 | 2020Q3 | https://www.bulbs.com/product/8-5MR16-LED-830-F25-DIM-12V | Bulbs.com | 2020 | No
LED Lighting | Reflector | Philips Lighting | True |  |  | MR-16 | GU5.3 | LED MR Light Bulbs Philips dimmable 8.5 watt 3000K MR-16 flood LED bulb generates as much light as many 75 watt halogen bulbs. Suitable for use in enclosed fixtures Intended for low-voltage transformers with AC output. Not intended for DC operation No lead or mercury means easy and environmentally safe disposal Very long life - Rated to still put out 70% as much light after 25,000 hours of operation as it does when brand new Do not “hot swap” this bulb. Turn off fixture before replacing existing bulb. Suitable for use in enclosed fixtures Intended for low-voltage transformers with AC output. Not intended for DC operation No lead or mercury means easy and environmentally safe disposal Very long life - Rated to still put out 70% as much light after 25,000 hours of operation as it does when brand new Philips Dimmable 8.5W 3000K 35° MR16 LED Bulb, GU5.3 Base, Enclosed Rated | 3000 | 80 | 620 | 72.9412 | 25000 | 8.5 | 10 | 13.29 | 1.329 | 1.5616 | 2020Q3 | https://www.bulbs.com/product/8-5MR16-LED-830-F35-DIM-12V | Bulbs.com | 2020 | No
LED Lighting | Reflector | Philips Lighting | True |  |  | MR-16 | GU5.3 | LED MR Light Bulbs Philips dimmable 8.5 watt 4000K MR-16 narrow flood LED bulb generates as much light as many 75 watt halogen bulbs. Suitable for use in enclosed fixtures Intended for low-voltage transformers with AC output. Not intended for DC operation No lead or mercury means easy and environmentally safe disposal Very long life - Rated to still put out 70% as much light after 25,000 hours of operation as it does when brand new Do not “hot swap” this bulb. Turn off fixture before replacing existing bulb. Suitable for use in enclosed fixtures Intended for low-voltage transformers with AC output. Not intended for DC operation No lead or mercury means easy and environmentally safe disposal Very long life - Rated to still put out 70% as much light after 25,000 hours of operation as it does when brand new Philips Dimmable 8.5W 4000K 25° MR16 LED Bulb, GU5.3 Base, Enclosed Fixture Rated | 4000 | 80 | 660 | 77.6471 | 25000 | 8.5 | 10 | 13.29 | 1.329 | 1.5616 | 2020Q3 | https://www.bulbs.com/product/8-5MR16-LED-840-F25-DIM-12V | Bulbs.com | 2020 | No
LED Lighting | Reflector | Philips Lighting | True |  |  | MR-16 | GU5.3 | LED MR Light Bulbs Philips dimmable 8.5 watt 4000K MR-16 flood LED bulb generates as much light as many 75 watt halogen bulbs. Suitable for use in enclosed fixtures Intended for low-voltage transformers with AC output. Not intended for DC operation No lead or mercury means easy and environmentally safe disposal Very long life - Rated to still put out 70% as much light after 25,000 hours of operation as it does when brand new Do not “hot swap” this bulb. Turn off fixture before replacing existing bulb. Suitable for use in enclosed fixtures Intended for low-voltage transformers with AC output. Not intended for DC operation No lead or mercury means easy and environmentally safe disposal Very long life - Rated to still put out 70% as much light after 25,000 hours of operation as it does when brand new Philips Dimmable 8.5W 4000K 35° MR16 LED Bulb, GU5.3 Base, Enclosed Fixture Rated | 4000 | 80 | 660 | 77.6471 | 25000 | 8.5 | 10 | 13.29 | 1.329 | 1.5616 | 2020Q3 | https://www.bulbs.com/product/8-5MR16-LED-840-F35-DIM-12V | Bulbs.com | 2020 | No
LED Lighting | Reflector | Philips Lighting | True | Daylighting/Photocell, | Reflector (Flood/Spot) | PAR20 | E26 (Medium) | Damp Location Rated,Use With Timers,Use With Photo and/or Motion Sensors,Recessed Fixtures Damp Location Rated,Use With Timers,Use With Photo and/or Motion Sensors,Recessed Fixtures LED Reflector Light Bulbs Philips dimmable 8.5 watt 3000K flood 95 CRI PAR20 LED bulb generates as much light as a 50 watt halogen. Suitable for use in enclosed fixtures No lead or mercury means easy and safe disposal Very long life - Rated to put ot 70% as much light after 25,000 hours of operation as it does when brand new Do not "hot swap" this bulb. Turn off fixture before replacing the existing bulb. Suitable for use in enclosed fixtures No lead or mercury means easy and safe disposal Very long life - Rated to put ot 70% as much light after 25,000 hours of operation as it does when brand new Philips Dimmable 8.5W 3000K 40 Degree 95 CRI PAR20 LED Bulb, Enclosed Fixture Rated | 3000 | 97 | 610 | 71.7647 | 25000 | 8.5 | 6 | 12.69 | 2.115 | 2.4852 | 2020Q3 | https://www.bulbs.com/product/8-5PAR20-PER-930-F40-DIM-EC-120V | Bulbs.com | 2020 | Yes
LED Lighting | Downlight | Philips Lighting | False |  |  | Twin Tube Alt | G24q | LED Plug-in Light Bulbs Philips horizontal mounted PL LED lamp is a plug 'n play LED replacement for CFL downlights with a 4-pin G24q or GX24q socket. No need to rewire any ballasts, just unplug the old bulb and plug in the new for greater light output and a much longer bulb life cycle. These bulbs are likely to be found in a country club, retail shops looking for a softer rather than brighter light, hotel rooms, bedrooms, etc. the soft white color creates a warm inviting atmosphere. Compatible with most Philips Advance instant-start ballasts and some General Electric, Universal, Osram Sylvania and Howard Industries ballasts. Direct replacement for many 18, 26, 32 and 42 watt CFL applications. Includes a rotatable end cap to ensure the light is correctly aimed Non-Dimmable. Do not use with dimming ballasts Perfect for applications with frequent "on/off" switching cycles, and buildings that desire to be mercury free Instant on, no flicker or buzz Emits virtually no UV rays or IR No outter packaging for less than 10 pieces Call a lighting specialist to confirm ballast compatibility 888-455-2800 Compatible with most Philips Advance instant-start ballasts and some General Electric, Universal, Osram Sylvania and Howard Industries ballasts. Direct replacement for many 18, 26, 32 and 42 watt CFL applications. Includes a rotatable end cap to ensure the light is correctly aimed Non-Dimmable. Do not use with dimming ballasts Perfect for applications with frequent "on/off" switching cycles, and buildings that desire to be mercury free Instant on, no flicker or buzz Emits virtually no UV rays or IR No outter packaging for less than 10 pieces Philips 8.5W 4 Pin Horizontal 3000K G24q LED Bulb, Ballast Compatible | 3000 | 80 | 900 | 105.8824 | 40000 | 8.5 | 10 | 12.49 | 1.249 | 1.4676 | 2020Q3 | https://www.bulbs.com/product/8-5PL-C-T-LED-26H-3000-IF-4P | Bulbs.com | 2020 | No
LED Lighting | A-Type | Philips | False |  | A19/21 | E26 (Medium) | E26 (Medium) | Home / Light Bulbs / LED / Philips - 459164 - 18A21/LED/827 3WAY ND 120V Energy Star Rated; 30/70/100 Watt Incandescent Replacement 5;8;18W 3-Way LED Lamp - Universal - 450/800/1600 Lumens - Warm White (2700K) - 80 CRI - 25000 Hours - E26 (Medium) - 120 to 130V - Frost Philips - 459164 - 18A21/LED/827 3WAY ND 120V | 2700 | 80 | 450 | 90 | 25000 | 5 | 1 | 22 | 22 | 25.8509 | 2020Q3 | https://shop.regencylighting.com/lamps/led/18a21-led-827-3way-nd-120v-45916-4.html | Regency Lighting | 2020 | Yes
LED Lighting | A-Type | Philips | False |  | A19/21 | E26 (Medium) | E26 (Medium) | Home / Light Bulbs / LED / LED A-Line / Philips - 459164 - 18A21/LED/827 3WAY ND 120V Energy Star Rated; 30/70/100 Watt Incandescent Replacement 5;8;18W 3-Way LED Lamp - Universal - 450/800/1600 Lumens - Warm White (2700K) - 80 CRI - 25000 Hours - E26 (Medium) - 120 to 130V - Frost Philips - 459164 - 18A21/LED/827 3WAY ND 120V | 2700 | 80 | 450 | 90 | 25000 | 5 | 1 | 22 | 22 | 25.8509 | 2020Q3 | https://shop.regencylighting.com/lamps/led/a-line/18a21-led-827-3way-nd-120v-45916-4.html | Regency Lighting | 2020 | Yes
LED Lighting | A-Type | TCP | True |  | A19/21 | E26 (Medium) | E26 (Medium) | Home / Light Bulbs / LED / LED A-Line / TCP - LFA4025AD Damp Location; Filament Lamp 5W A19 LED Lamp - Universal - 450 Lumens - Warm White (2500K) - 80 CRI - 15000 Hours - E26 (Medium) - 120 to 130V - Amber TCP - LFA4025AD | 2500 | 80 | 450 | 90 | 15000 | 5 | 1 | 8.25 | 8.25 | 9.6941 | 2020Q3 | https://shop.regencylighting.com/lamps/led/a-line/lfa4025ad-tcp.html | Regency Lighting | 2020 | Yes
LED Lighting | A-Type | TCP | True |  | A19/21 | E26 (Medium) | E26 (Medium) | Home / Light Bulbs / LED / TCP - LFA4025AD Damp Location; Filament Lamp 5W A19 LED Lamp - Universal - 450 Lumens - Warm White (2500K) - 80 CRI - 15000 Hours - E26 (Medium) - 120 to 130V - Amber TCP - LFA4025AD | 2500 | 80 | 450 | 90 | 15000 | 5 | 1 | 8.25 | 8.25 | 9.6941 | 2020Q3 | https://shop.regencylighting.com/lamps/led/lfa4025ad-tcp.html | Regency Lighting | 2020 | Yes
LED Lighting | Reflector | Philips Lighting | True |  | Reflector (Flood/Spot) | BR40 | E26 (Medium) | Damp Location Rated,Recessed Fixtures Damp Location Rated,Recessed Fixtures LED Reflector Light Bulbs Philips 8.8 watt dimmable Warm Glow 2700K to 2200K 90 CRI BR40 LED bulb generates as much light as many 65 watt incandescent bulbs. Title 20 compliant The more you dim the warmer the light Suitable for use in enclosed fixtures No lead or mercury means easy and environmentally safe disposal Saves 56.2 watts compared to a 65 watt BR40 incandescent bulb Very long life - Rated to still put out 70% as much light after 15,000 hours of operation as it does when brand new Compatible with Lutron DV-600P dimmer, a maximum of 13 bulbs per circuit Do not "hot swap" this bulb. Turn off fixture before replacing the existing bulb. Title 20 compliant The more you dim the warmer the light Suitable for use in enclosed fixtures No lead or mercury means easy and environmentally safe disposal Saves 56.2 watts compared to a 65 watt BR40 incandescent bulb Very long life - Rated to still put out 70% as much light after 15,000 hours of operation as it does when brand new Compatible with Lutron DV-600P dimmer, a maximum of 13 bulbs per circuit Philips Dimmable 8.8W Warm Glow 2700K to 2200K 90 CRI BR40 LED Bulb, Title 20 Compliant, Enclosed Rated | 2700 | 95 | 800 | 90.9091 | 15000 | 8.8 | 6 | 7.19 | 1.1983 | 1.4081 | 2020Q3 | https://www.bulbs.com/product/8-8BR40-PER-927-22-P-E26-WG | Bulbs.com | 2020 | No
LED Lighting | Reflector | Philips Lighting | True | Daylighting/Photocell, | Reflector (Flood/Spot) | BR40 | E26 (Medium) | Damp Location Rated,Use With Timers,Use With Photo and/or Motion Sensors,Recessed Fixtures Damp Location Rated,Use With Timers,Use With Photo and/or Motion Sensors,Recessed Fixtures LED Reflector Light Bulbs Philips 8.8 watt dimmable 4000K BR40 LED bulb generates as much light as many 65 watt incandescent bulbs. Title 20 compliant Suitable for use in enclosed fixtures No lead or mercury means easy and environmentally safe disposal Saves 56.2 watts compared to a 65 watt BR40 incandescent bulb Very long life - Rated to still put out 70% as much light after 15,000 hours of operation as it does when brand new Compatible with Lutron DV-600P dimmer, a maximum of 13 bulbs per circuit Do not "hot swap" this bulb. Turn off fixture before replacing the existing bulb. Title 20 compliant Suitable for use in enclosed fixtures No lead or mercury means easy and environmentally safe disposal Saves 56.2 watts compared to a 65 watt BR40 incandescent bulb Very long life - Rated to still put out 70% as much light after 15,000 hours of operation as it does when brand new Compatible with Lutron DV-600P dimmer, a maximum of 13 bulbs per circuit Philips Dimmable 8.8W 4000K BR40 LED Bulb, Title 20 Compliant, Enclosed Fixture Rated | 4000 | 92 | 800 | 90.9091 | 15000 | 8.8 | 6 | 5.59 | 0.93167 | 1.0947 | 2020Q3 | https://www.bulbs.com/product/8-8BR40-PER-940-P-E26-DIM-6-1FB-T20 | Bulbs.com | 2020 | No
LED Lighting | Reflector | Philips Lighting | True | Daylighting/Photocell, | Reflector (Flood/Spot) | BR40 | E26 (Medium) | Use With Timers,Use With Photo and/or Motion Sensors,Damp Location Rated,Recessed Fixtures Use With Timers,Use With Photo and/or Motion Sensors,Damp Location Rated,Recessed Fixtures LED Reflector Light Bulbs Philips 8.8 watt dimmable 5000K 90 CRI BR40 LED bulb generates as much light as many 65 watt incandescent bulbs. Title 20 compliant Suitable for use in enclosed fixtures No lead or mercury means easy and environmentally safe disposal Saves 56.2 watts compared to a 65 watt BR40 incandescent bulb Very long life - Rated to still put out 70% as much light after 15,000 hours of operation as it does when brand new Compatible with Lutron DV-600P dimmer, a maximum of 13 bulbs per circuit Do not "hot swap" this bulb. Turn off fixture before replacing the existing bulb. Title 20 compliant Suitable for use in enclosed fixtures No lead or mercury means easy and environmentally safe disposal Saves 56.2 watts compared to a 65 watt BR40 incandescent bulb Very long life - Rated to still put out 70% as much light after 15,000 hours of operation as it does when brand new Compatible with Lutron DV-600P dimmer, a maximum of 13 bulbs per circuit Philips Dimmable 8.8W 5000K 90 CRI BR40 LED Bulb, Title 20 Compliant, Enclosed Fixture Rated | 5000 | 96 | 800 | 90.9091 | 15000 | 8.8 | 6 | 5.59 | 0.93167 | 1.0947 | 2020Q3 | https://www.bulbs.com/product/8-8BR40-PER-950-P-E26-DIM-6-1FB-T20 | Bulbs.com | 2020 | No
LED Lighting | A-Type | Green Creative | True |  |  | A19 | Medium (E26) | Description Cut down on energy costs while still keeping the vintage incandescent look you love with this LED A19 bulb. Uses only 5 Watts to emit 450 Lumens Great for decorative fixtures Dimmable 450 Lumens - 2700 Kelvin - Incandescent Match - 120 Volt - Green Creative 98376 LED A19 Bulb - 5 Watt - 40 Watt Equal | 2700 |  | 450 | 90 |  | 5 | 6 | 22.92 | 3.82 | 4.4886 | 2020Q3 | https://www.1000bulbs.com/product/211183/GREENCREATIVE-98376.html | 1000bulbs.com | 2020 | Yes
LED Lighting | Reflector | Philips Lighting | False | Scene Controls, Daylighting/Photocell, | Reflector (Flood/Spot) | BR30 | E26 (Medium) | Damp Location Rated,Use With Timers,Use With Photo and/or Motion Sensors,White-Tunable,Recessed Fixtures Damp Location Rated,Use With Timers,Use With Photo and/or Motion Sensors,White-Tunable,Recessed Fixtures LED Reflector Light Bulbs Philips non-dimmable SceneSwitch BR30 LED bulb has three color settings, 2700K, 5000K and 2200K. Use the 2700K setting for functional light, the 5000K setting for energizing light and the 2200K setting for cozy light. Generate as much light as a 65 watt incandescent bulb. Provides three different color settings using your existing switch - 2700K, 5000K, 2200K Memory feature remembers previous setting No lead or mercury means easy and environmentally safe disposal Very long life - Rated to still put out 70% as much light after 25,000 hours of operation as it does when brand new Do not use in enclosed fixtures as this will shorten the life of the bulb dramatically. Do not “hot swap” this bulb. Turn off fixture before replacing existing bulb. Provides three different color settings using your existing switch - 2700K, 5000K, 2200K Memory feature remembers previous setting No lead or mercury means easy and environmentally safe disposal Very long life - Rated to still put out 70% as much light after 25,000 hours of operation as it does when brand new Philips Non-Dimmable 8/7/3 Watt 2700K/5000K/2200K BR30 SceneSwitch LED Bulb | 2700 | 82 | 650 | 81.25 | 25000 | 8 | 6 | 8.16 | 1.36 | 1.5981 | 2020Q3 | https://www.bulbs.com/product/8BR30-LED-827-50-22-E26-SSCC-FB-1PK | Bulbs.com | 2020 | No
LED Lighting | Downlight | Green Creative | False |  |  | Twin Tube Alt | G24q/G24d | LED Plug-in Light Bulbs The horizontal mounted non-dimmable PL LED lamp from Green Creative is a line driven or plug 'n play LED replacement for CFL downlights with a 2-pin or 4-pin G24q, GX24q, G24d or GX24d socket. Can be used with either a magnetic ballast or line driven installation without a ballast. Not compatible with electronic ballasts. Compatible with 13W, 18W, 26W, and 42W non-lensed fixtures only. Not for use in enclosed fixtures. Do not "hot swap" this lamp. Turn off fixture before replacing existing bulb. If the lamp does not light when the luminaire is turned on, remove the lamp from the luminaire. If the lamp or luminaire exhibits undesirable operation (buzzing, flickering, etc.) immediately turn off power and remove lamp. Green Creative Non-Dimmable 8W Horizontal 2 or 4 Pin 3500K G24 LED Hybrid Bulb | 3500 | 80 | 920 | 115 | 40000 | 8 | 6 | 15.99 | 2.665 | 3.1315 | 2020Q3 | https://www.bulbs.com/product/8PLH-835-HYBM | Bulbs.com | 2020 | No
LED Lighting | Downlight | Green Creative | False |  |  | Twin Tube Alt | G24q/G24d | LED Plug-in Light Bulbs The horizontal mounted non-dimmable PL LED lamp from Green Creative is a line driven or plug 'n play LED replacement for CFL downlights with a 2-pin or 4-pin G24q, GX24q, G24d or GX24d socket. Can be used with either a magnetic ballast or line driven installation without a ballast. Not compatible with electronic ballasts. Compatible with 13W, 18W, 26W, and 42W non-lensed fixtures only. Not for use in enclosed fixtures. Do not "hot swap" this lamp. Turn off fixture before replacing existing bulb. If the lamp does not light when the luminaire is turned on, remove the lamp from the luminaire. If the lamp or luminaire exhibits undesirable operation (buzzing, flickering, etc.) immediately turn off power and remove lamp. Green Creative Non-Dimmable 8W Horizontal 2 or 4 Pin 4000K G24 LED Hybrid Bulb | 4000 | 80 | 950 | 118.75 | 50000 | 8 | 6 | 15.99 | 2.665 | 3.1315 | 2020Q3 | https://www.bulbs.com/product/8PLH-840-HYBM | Bulbs.com | 2020 | No
LED Lighting | Reflector | Satco Products, Inc. | True |  | Reflector (Flood/Spot) | BR30 | E26 (Medium) | Damp Location Rated,Recessed Fixtures Damp Location Rated,Recessed Fixtures LED Reflector Light Bulbs Satco dimmable 9.5 watt 2700K LED bulb generates as much light as many 65 watt halogen bulbs. No lead or mercury means easy and environmentally safe disposal Very long life - Rated to still put out 70% as much light after 25,000 hours of operation as it does when brand new Not recommended for use in fully enclosed fixtures because heat buildup will shorten life. Do not “hot swap” this bulb. Turn off fixture before replacing existing bulb. No lead or mercury means easy and environmentally safe disposal Very long life - Rated to still put out 70% as much light after 25,000 hours of operation as it does when brand new Satco Dimmable 9.5W 2700K BR30 LED Bulb | 2700 | 82 | 750 | 78.9474 | 25000 | 9.5 | 12 | 5.95 | 0.49583 | 0.58262 | 2020Q3 | https://www.bulbs.com/product/9-5BR30-LED-2700K-750L-120V | Bulbs.com | 2020 | No
LED Lighting | Reflector | Satco Products, Inc. | True |  | Reflector (Flood/Spot) | BR30 | E26 (Medium) | Damp Location Rated,Recessed Fixtures Damp Location Rated,Recessed Fixtures LED Reflector Light Bulbs Satco dimmable 9.5 watt 3000K LED bulb generates as much light as many 65 watt halogen bulbs. No lead or mercury means easy and environmentally safe disposal Very long life - Rated to still put out 70% as much light after 25,000 hours of operation as it does when brand new Not recommended for use in fully enclosed fixtures because heat buildup will shorten life. Do not “hot swap” this bulb. Turn off fixture before replacing existing bulb. No lead or mercury means easy and environmentally safe disposal Very long life - Rated to still put out 70% as much light after 25,000 hours of operation as it does when brand new Satco Dimmable 9.5W 3000K BR30 LED Bulb | 3000 | 83 | 800 | 84.2105 | 25000 | 9.5 | 12 | 5.95 | 0.49583 | 0.58262 | 2020Q3 | https://www.bulbs.com/product/9-5BR30-LED-3000K-800L-120V | Bulbs.com | 2020 | No
LED Lighting | Reflector | Satco Products, Inc. | True |  | Reflector (Flood/Spot) | BR30 | E26 (Medium) | Damp Location Rated,Recessed Fixtures Damp Location Rated,Recessed Fixtures LED Reflector Light Bulbs Satco dimmable 9.5 watt 4000K BR30 LED bulb generates as much light as many 65 watt halogen bulbs. No lead or mercury means easy and environmentally safe disposal Very long life - Rated to still put out 70% as much light after 25,000 hours of operation as it does when brand new Not recommended for use in fully enclosed fixtures because heat buildup will shorten life. Do not “hot swap” this bulb. Turn off fixture before replacing existing bulb. No lead or mercury means easy and environmentally safe disposal Very long life - Rated to still put out 70% as much light after 25,000 hours of operation as it does when brand new Satco Dimmable 9.5W 4000K BR30 LED Bulb | 4000 | 83 | 830 | 87.3684 | 25000 | 9.5 | 12 | 5.95 | 0.49583 | 0.58262 | 2020Q3 | https://www.bulbs.com/product/9-5BR30-LED-4000K-750L-120V | Bulbs.com | 2020 | No
LED Lighting | Reflector | Satco Products, Inc. | True |  | Reflector (Flood/Spot) | BR30 | E26 (Medium) | Damp Location Rated,Recessed Fixtures Damp Location Rated,Recessed Fixtures LED Reflector Light Bulbs Satco dimmable 9.5 watt BR30 LED bulb generates as much light as many 65 watt halogen bulbs. No lead or mercury means easy and environmentally safe disposal Very long life - Rated to still put out 70% as much light after 25,000 hours of operation as it does when brand new Not recommended for use in fully enclosed fixtures because heat buildup will shorten life. Do not “hot swap” this bulb. Turn off fixture before replacing existing bulb. No lead or mercury means easy and environmentally safe disposal Very long life - Rated to still put out 70% as much light after 25,000 hours of operation as it does when brand new Satco Dimmable 9.5W 5000K BR30 LED Bulb | 5000 | 81 | 860 | 90.5263 | 25000 | 9.5 | 12 | 5.95 | 0.49583 | 0.58262 | 2020Q3 | https://www.bulbs.com/product/9-5BR30-LED-5000K-750L-120V-D | Bulbs.com | 2020 | No
LED Lighting | Downlight | Green Creative | True |  |  | Twin Tube Alt | G24q/GX24q | LED Plug-in Light Bulbs The omni directional dimmable LED lamp from Green Creative is a ballast compatible (plug 'n play) LED replacement for CFL downlights with a 4-pin G24q or GX24q socket and is equivalent to a 26 watt CFL. Compatible with most electronic ballasts. Omni directional light distribution equivalent to fluorescent lamps May be installed horizontally or vertically Replaces G24q and GX24q (4-pin) 26 watt CFL lamps Compatible with most electronic ballast 0-10V dimmable with a compatible dimmable electronic ballast Lamp CCT falls within 4 SDCM for consistent CC Horizontal installation Lamp compartment dimensions - 6 1/8" diameter; 4 3/4" height Maximum lamps in luminaire - 2 Lampholder-to-lampholder spacing - 3/8" Vertical installation Lamp compartment dimensions - 6 5/16" diameter; 9 1/16" height Maximum lamps in luminaire - 1 Do not "hot swap" this lamp. Turn off fixture before replacing existing bulb. If the lamp does not light when the luminaire is turned on, remove the lamp from the luminaire. If the lamp or luminaire exhibits undesirable operation (buzzing, flickering, etc.) immediately turn off power and remove lamp. Omni directional light distribution equivalent to fluorescent lamps May be installed horizontally or vertically Replaces G24q and GX24q (4-pin) 26 watt CFL lamps Compatible with most electronic ballast 0-10V dimmable with a compatible dimmable electronic ballast Lamp CCT falls within 4 SDCM for consistent CC Horizontal installation Lamp compartment dimensions - 6 1/8" diameter; 4 3/4" height Maximum lamps in luminaire - 2 Lampholder-to-lampholder spacing - 3/8" Vertical installation Lamp compartment dimensions - 6 5/16" diameter; 9 1/16" height Maximum lamps in luminaire - 1 Green Creative 9.5W Omni Directional 4 Pin G24q 2700K, Ballast Compatible | 2700 | 82 | 1050 | 110.5263 | 50000 | 9.5 | 6 | 16.98 | 2.83 | 3.3254 | 2020Q3 | https://www.bulbs.com/product/9-5PLO-827-DIR | Bulbs.com | 2020 | No
LED Lighting | Downlight | Green Creative | True |  |  | Twin Tube Alt | G24q/GX24q | LED Plug-in Light Bulbs The omni directional dimmable LED lamp from Green Creative is a ballast compatible (plug 'n play) LED replacement for CFL downlights with a 4-pin G24q or GX24q socket and is equivalent to a 26 watt CFL. Compatible with most electronic ballasts. Omni directional light distribution equivalent to fluorescent lamps May be installed horizontally or vertically Replaces G24q and GX24q (4-pin) 26 watt CFL lamps Compatible with most electronic ballast 0-10V dimmable with a compatible dimmable electronic ballast Lamp CCT falls within 4 SDCM for consistent CCT Horizontal installation Lamp compartment dimensions - 6 1/8" diameter; 4 3/4" height Maximum lamps in luminaire - 2 Lampholder-to-lampholder spacing - 3/8" Vertical installation Lamp compartment dimensions - 6 5/16" diameter; 9 1/16" height Maximum lamps in luminaire - 1 Do not "hot swap" this lamp. Turn off fixture before replacing existing bulb. If the lamp does not light when the luminaire is turned on, remove the lamp from the luminaire. If the lamp or luminaire exhibits undesirable operation (buzzing, flickering, etc.) immediately turn off power and remove lamp. Omni directional light distribution equivalent to fluorescent lamps May be installed horizontally or vertically Replaces G24q and GX24q (4-pin) 26 watt CFL lamps Compatible with most electronic ballast 0-10V dimmable with a compatible dimmable electronic ballast Lamp CCT falls within 4 SDCM for consistent CCT Horizontal installation Lamp compartment dimensions - 6 1/8" diameter; 4 3/4" height Maximum lamps in luminaire - 2 Lampholder-to-lampholder spacing - 3/8" Vertical installation Lamp compartment dimensions - 6 5/16" diameter; 9 1/16" height Maximum lamps in luminaire - 1 Green Creative 9.5W Omni Directional 4 Pin G24q 3000K, Ballast Compatible | 3000 | 82 | 1100 | 115.7895 | 50000 | 9.5 | 6 | 16.98 | 2.83 | 3.3254 | 2020Q3 | https://www.bulbs.com/product/9-5PLO-830-DIR | Bulbs.com | 2020 | No
LED Lighting | Downlight | Green Creative | True |  |  | Twin Tube Alt | G24q/GX24q | LED Plug-in Light Bulbs The omni directional dimmable LED lamp from Green Creative is a ballast compatible (plug 'n play) LED replacement for CFL downlights with a 4-pin G24q or GX24q socket and is equivalent to a 26 watt CFL. Compatible with most electronic ballasts. Omni directional light distribution equivalent to fluorescent lamps May be installed horizontally or vertically Replaces G24q and GX24q (4-pin) 26 watt CFL lamps Compatible with most electronic ballast 0-10V dimmable with a compatible dimmable electronic ballast Lamp CCT falls within 4 SDCM for consistent CCT Horizontal installation Lamp compartment dimensions - 6 1/8" diameter; 4 3/4" height Maximum lamps in luminaire - 2 Lampholder-to-lampholder spacing - 3/8" Vertical installation Lamp compartment dimensions - 6 5/16" diameter; 9 1/16" height Maximum lamps in luminaire - 1 Do not "hot swap" this lamp. Turn off fixture before replacing existing bulb. If the lamp does not light when the luminaire is turned on, remove the lamp from the luminaire. If the lamp or luminaire exhibits undesirable operation (buzzing, flickering, etc.) immediately turn off power and remove lamp. Omni directional light distribution equivalent to fluorescent lamps May be installed horizontally or vertically Replaces G24q and GX24q (4-pin) 26 watt CFL lamps Compatible with most electronic ballast 0-10V dimmable with a compatible dimmable electronic ballast Lamp CCT falls within 4 SDCM for consistent CCT Horizontal installation Lamp compartment dimensions - 6 1/8" diameter; 4 3/4" height Maximum lamps in luminaire - 2 Lampholder-to-lampholder spacing - 3/8" Vertical installation Lamp compartment dimensions - 6 5/16" diameter; 9 1/16" height Maximum lamps in luminaire - 1 Green Creative 9.5W Omni Directional 4 Pin G24q 3500K, Ballast Compatible | 3500 | 82 | 1150 | 121.0526 | 50000 | 9.5 | 6 | 16.98 | 2.83 | 3.3254 | 2020Q3 | https://www.bulbs.com/product/9-5PLO-835-DIR | Bulbs.com | 2020 | No
LED Lighting | Downlight | Green Creative | True |  |  | Twin Tube Alt | G24q/GX24q | LED Plug-in Light Bulbs The omni directional dimmable LED lamp from Green Creative is a ballast compatible (plug 'n play) LED replacement for CFL downlights with a 4-pin G24q or GX24q socket and is equivalent to a 26 watt CFL. Compatible with most electronic ballasts. Omni directional light distribution equivalent to fluorescent lamps May be installed horizontally or vertically Replaces G24q and GX24q (4-pin) 26 watt CFL lamps Compatible with most electronic ballast 0-10V dimmable with a compatible dimmable electronic ballast Lamp CCT falls within 4 SDCM for consistent CCT Horizontal installation Lamp compartment dimensions - 6 1/8" diameter; 4 3/4" height Maximum lamps in luminaire - 2 Lampholder-to-lampholder spacing - 3/8" Vertical installation Lamp compartment dimensions - 6 5/16" diameter; 9 1/16" height Maximum lamps in luminaire - 1 Do not "hot swap" this lamp. Turn off fixture before replacing existing bulb. If the lamp does not light when the luminaire is turned on, remove the lamp from the luminaire. If the lamp or luminaire exhibits undesirable operation (buzzing, flickering, etc.) immediately turn off power and remove lamp. Omni directional light distribution equivalent to fluorescent lamps May be installed horizontally or vertically Replaces G24q and GX24q (4-pin) 26 watt CFL lamps Compatible with most electronic ballast 0-10V dimmable with a compatible dimmable electronic ballast Lamp CCT falls within 4 SDCM for consistent CCT Horizontal installation Lamp compartment dimensions - 6 1/8" diameter; 4 3/4" height Maximum lamps in luminaire - 2 Lampholder-to-lampholder spacing - 3/8" Vertical installation Lamp compartment dimensions - 6 5/16" diameter; 9 1/16" height Maximum lamps in luminaire - 1 Green Creative 9.5W Omni Directional 4 Pin G24q 4000K, Ballast Compatible | 4000 | 82 | 1200 | 126.3158 | 50000 | 9.5 | 6 | 16.98 | 2.83 | 3.3254 | 2020Q3 | https://www.bulbs.com/product/9-5PLO-840-DIR | Bulbs.com | 2020 | No
LED Lighting | A-Type | Philips Lighting | True | Daylighting/Photocell, | General Purpose Replacement | A19 | E26 (Medium) | Damp Location Rated,Use With Timers,Dim to Warm,Use With Photo and/or Motion Sensors,Recessed Fixtures Damp Location Rated,Use With Timers,Dim to Warm,Use With Photo and/or Motion Sensors,Recessed Fixtures LED A-Style Light Bulbs Philips A-19 Warm Glow dimmable 90 CRI 2700K-2200K 5 watt LED bulb generates as much light as many 40 watt incandescent bulbs. The more you dim the warmer the light Title 20 compliant Suitable for use in enclosed fixtures No lead or mercury means easy and environmentally safe disposal Very long life - Rated to still put out 70% as much light after 15,000 hours of operation as it does when brand new Compatible with Lutron dimmer DV-600P - Maximum of 12 sockets Do not “hot swap” this bulb. Turn off fixture before replacing existing bulb. The more you dim the warmer the light Title 20 compliant Suitable for use in enclosed fixtures No lead or mercury means easy and environmentally safe disposal Very long life - Rated to still put out 70% as much light after 15,000 hours of operation as it does when brand new Compatible with Lutron dimmer DV-600P - Maximum of 12 sockets Philips Dimmable 5W Warm Glow 90 CRI 2700K-2200K A-19 LED Bulb, Enclosed Fixture Rated, Title 20 Compliant | 2700 | 91 | 450 | 90 | 15000 | 5 | 6 | 3.29 | 0.54833 | 0.64431 | 2020Q3 | https://www.bulbs.com/product/5A19-PER-927-22-P-E26-WG-6-1FB-T20 | Bulbs.com | 2020 | Yes
LED Lighting | A-Type | Philips Lighting | True | Daylighting/Photocell, | General Purpose Replacement | A19 | E26 (Medium) | Damp Location Rated,Use With Timers,Use With Photo and/or Motion Sensors,Recessed Fixtures Damp Location Rated,Use With Timers,Use With Photo and/or Motion Sensors,Recessed Fixtures LED A-Style Light Bulbs Philips dimmable 5 watt 2700K 90 CRI A19 LED bulb generates as much light as many 40 watt incandescent bulbs. Suitable for use in enclosed fixtures Title 20 compliant No lead or mercury means easy and environmentally safe disposal Very long life - Rated to still put out 70% as much light after 15,000 hours of operation as it does when brand new Compatible with Lutron DVCL-153P and MACL-153M dimmers, a maximum of 20 lamps per circuit Do not “hot swap” this bulb. Turn off fixture before replacing existing bulb. Suitable for use in enclosed fixtures Title 20 compliant No lead or mercury means easy and environmentally safe disposal Very long life - Rated to still put out 70% as much light after 15,000 hours of operation as it does when brand new Compatible with Lutron DVCL-153P and MACL-153M dimmers, a maximum of 20 lamps per circuit Philips Dimmable 5W 2700K A19 LED Bulb, 90 CRI, Title 20 Compliant, Enclosed Fixture Rated | 2700 | 91 | 450 | 90 | 15000 | 5 | 6 | 2.89 | 0.48167 | 0.56598 | 2020Q3 | https://www.bulbs.com/product/5A19-PER-927-P-E26-DIM | Bulbs.com | 2020 | Yes
LED Lighting | A-Type | Green Creative | True |  | LED | A19 | Medium (E26) | Product Description Save up to 40 percent of your energy cost with this 5W A19 LED bulb from Green Creative. This Green Creative 5FA19DIM/827 98376 offers a direct replacement for traditional halogen bulbs with a standard E26 base, and you'll enjoy and up to 15,000 hours of trouble-free illumination with 2700K of soft white light. Green Creative 98376 Features: Direct replacement for 40 watt halogen bulbs Classic A19 profile, compatible with E26 base lamps Suitable for damp locations Warm, diffused lighting at 2700k Color accuracy of 82 CRI ETL listed Dimmable to 10 percent Lifespan of up to 15,000 hours Limited three-year warranty Green Creative 98376 Applications: Decorative fixtures Table lamps Floor lamps Ceiling fixtures Medium (E26) 5FA19DIM/827 - 450 Lumens - 82 CRI - 40W Halogen Equivalent - 120V Green Creative 98376 - 5W LED A19 Filament - 2700K | 2700 | 82 | 450 | 90 | 15000 | 5 | 1 | 5.48 | 5.48 | 6.4392 | 2020Q3 | https://www.energyavenue.com/Green-Creative/98376 | Energy Avenue | 2020 | Yes
LED Lighting | A-Type | Green Creative | True |  | A19 (Arbitrary) |  | Medium Screw (E26), Medium Screw (E26), Medium Screw (E26) | Home Lamps, Bulbs, Ballasts Bulbs - LED LED - Traditional Lamps - A-Type Dimmable Filament LED Lamp, 5W, Bulb: A19b, Base: Medium (E26), Vs: 120, Lumens: 450, Color Temp.: 2700K, Rated Life: 15,000 Hrs, Finish: Clear. P/N: 98376, 5FA19DIM/827 Green Creative 98376 LED A19 5W FILAMENT | 2700 | 82 | 450 | 90 |  | 5 | 1 | 4.67 | 4.67 | 5.4874 | 2020Q3 | https://www.platt.com/platt-electric-supply/LED-Traditional-Lamps-A-Type/Green-Creative/98376/product.aspx?zpid=1315108 | Platt | 2020 | Yes
LED Lighting | A-Type | Philips Lighting | True |  |  |  |  | Home Lamps, Bulbs, Ballasts Bulbs - LED LED - Traditional Lamps - A-Type 5 Watt Frosted A19 Lamp, Lumens: 450, Color Temperature: 2200K-2700K, CRI: 90, Dimmable, Title 20 Compliant Philips Lighting 479428 5A19/PER/927-22/P/E26/WG 6/1FB T20 | 2200 |  | 450 | 90 |  | 5 | 1 | 5.36 | 5.36 | 6.2982 | 2020Q3 | https://www.platt.com/platt-electric-supply/LED-Traditional-Lamps-A-Type/Philips-Lighting/479428/product.aspx?zpid=1172948 | Platt | 2020 | Yes
LED Lighting | A-Type | Philips Lighting | True |  |  |  |  | Home Lamps, Bulbs, Ballasts Bulbs - LED LED - Traditional Lamps - A-Type 5.5A19/PER/827-22/P/E26/WG-6/1FB 5 Watt Frosted A19 Lamp, Lumens: 450, Color Temperature: 2200K-2700K, CRI: 90, Dimmable, Title 20 Compliant 5A19/PER/927-22/P/E26/WG 6/1FB T20 Philips Lighting 5.5A19/PER/827-22/P/E26/WG-6/1FB 5A19/PER/927-22/P/E26/WG 6/1FB T20 | 2200 |  | 450 | 90 |  | 5 | 1 | 4.87 | 4.87 | 5.7224 | 2020Q3 | https://www.rexelusa.com/usr/Root-Category/Lamps,-Bulbs,-Ballasts/Bulbs---LED/LED---Traditional/Lamps---A-Type/Philips-Lighting-5-5A19-PER-827-22-P-E26-WG-6-1FB-5A19-PER-927-22-P-E26-WG-6-1FB-T20/p/1361832?prevPageNumber=56 | Rexel Energy Solutions | 2020 | Yes
LED Lighting | A-Type | SYLVANIA |  |  |  | A19 (Arbitrary) | Medium Screw (E26) | Home Lamps, Bulbs, Ballasts Bulbs - LED LED - Traditional Lamps - A-Type LED4.5A19DIM822VINRP Filament LED Lamp, 4.5 Watt, Bulb: A19, Finish: Amber, Base: Medium(E26), 120 Volt, 380 Lumen, CRI: 80, Color: 2200K, Life: 15,000 Hrs, Standard Package Qty: 6 *Sylvania # 75347* Filament LED Lamp, 4.5W, A19, 120V Amber SYLVANIA LED4.5A19DIM822VINRP Filament LED Lamp, 4.5W, A19, 120V Amber | 2200 | 80 | 450 | 90 |  | 5 | 1 | 4.99 | 4.99 | 5.8634 | 2020Q3 | https://www.rexelusa.com/usr/Root-Category/Lamps,-Bulbs,-Ballasts/Bulbs---LED/LED---Traditional/Lamps---A-Type/SYLVANIA-LED4-5A19DIM822VINRP-Filament-LED-Lamp,-4-5W,-A19,-120V-Amber/p/1162584?prevPageNumber=26 | Rexel Energy Solutions | 2020 | Yes
LED Lighting | A-Type | SYLVANIA | True |  |  | A19 (Arbitrary) | Medium Screw (E26) | Home Lamps, Bulbs, Ballasts Bulbs - LED LED - Traditional Lamps - A-Type LED5.5A19DIMO827U LED Lamp, 5.5 Watt, 120 Volt, Bulb: A19, Dimmable, Base: Medium Screw (E26), Lumens: 450, CRI: 80, Color Temperature: 2700K, Lamp Finish: Frosted, Rated Hours: 15000, Standard Case Qty: 6 Sylvania Part # 74435 *** Discontinued *** LED Lamp, A19, 5.5W, 120V, 2700K, Frosted *** Discontinued *** SYLVANIA LED5.5A19DIMO827U LED Lamp, A19, 5.5W, 120V, 2700K, Frosted *** Discontinued *** | 2700 | 80 | 450 | 90 |  | 5 | 1 | 8.25 | 8.25 | 9.6941 | 2020Q3 | https://www.rexelusa.com/usr/Root-Category/Lamps,-Bulbs,-Ballasts/Bulbs---LED/LED---Traditional/Lamps---A-Type/SYLVANIA-LED5-5A19DIMO827U-LED-Lamp,-A19,-5-5W,-120V,-2700K,-Frosted-Discontinued-/p/1065699?prevPageNumber=14 | Rexel Energy Solutions | 2020 | Yes
LED Lighting | A-Type | Standard Products | True |  | LED | A19 | E26 (Medium) | Topbulb » LED Bulbs » LED Filament / Vintage » Standard - 5W LED Filament Style - A19 - Clear - Medium Base Standard LED filament style bulbs with 2700K warm white light provide provide the decorative appeal of exposed filament lighting with the added benefits of energy efficiency and long bulb life. The dimmable 2700K color temperature series allows users to get both a bright modern look at full light output as well as the ability to dim the light when desired. See the specification sheet below for compatible dimmers which will optimize dimming performance. Shipping Notice This item has certain shipping restrictions. Please refer to specifications table on this page for restricted shipping zones. LED Technology Notice Due to constantly evolving nature of LED technology, manufacturers will reserve the right to replace this product with next generation technology. We appreciate your understanding and acceptance of this policy. Documents Standard 64265 Specification Sheet About Standard Standard Products Inc., head office located in Montreal, Canada, supplies a full range of lighting solutions to the North American market. Standard surpasses market norms on quality products and innovative ideas across their entire line of lamps. Standard Products Inc. is a Gold Standard Winner as one of Canada's Best Managed Companies. 40W Equal • 2700K Warm White • Dimmable Standard - 5W LED Filament Style - A19 - Clear - Medium Base | 2700 | 80 | 450 | 90 | 15000 | 5 | 1 | 17.95 | 17.95 | 21.0919 | 2020Q3 | https://www.topbulb.com/standard-5w-led-filament-style-a19-clear-medium-base | Top Bulb | 2020 | Yes
LED Lighting | A-Type | Brand Generic | True |  | General Purpose Replacement | A19 | E26 (Medium) | Damp Location Rated CAC LED 5W A19 40W Equivalent 25,000 Hour 4-pack 5 Watts 120 Volts E26 Base 2700 Kelvin 450 Lumens 90 CRI 25,000 Hour Life Replaces 40W Incandescent Mfg #OM40DM/927CA/4 CAC LED 5W A19 40W Equiv, 2700K, 25000 Hr 4-Pack | 2700 | 91 | 450 | 90 | 25000 | 5 | 1 | 11.71 | 11.71 | 13.7597 | 2020Q2 | https://hdsupplysolutions.com/p/led-00-75-10-35/cac-led-5w-a19-40w-equiv-2700k-25000-hr-4-pack-p132832 | HD Supply | 2020 | Yes
LED Lighting | A-Type | Brand Generic | True |  | General Purpose Replacement | A19 | E26 (Medium) | Damp Location Rated CAC LED Filament 5W A19 Clear 40W Equivalent, 15,000 Hour 2-pack 5 Watts 120 Volts E26 Base 2700 Kelvin 450 Lumens 90 CRI 15,000 Hour Life Replaces 40W Incandescent Mfg #BPA1940CL927CAFIL2RP CAC LED Filament 5W A19 Clear 40W Equiv, 2700K, 15000 Hr 2-Pack | 2700 | 92 | 450 | 90 | 15000 | 5 | 1 | 11.8 | 11.8 | 13.8655 | 2020Q2 | https://hdsupplysolutions.com/p/led-00-75-10-35/cac-led-filament-5w-a19-clear-40w-equiv-2700k-15000-hr-2-pack-p132845 | HD Supply | 2020 | Yes
LED Lighting | A-Type | Feit | True |  | General Purpose Replacement | A19 | E26 (Medium) | Damp Location Rated Home / Light Bulbs / LED / LED A-Line / Feit - A1940/927CA/FIL/4 4 Pack / Priced per Lamp; Damp Location Rated; Energy Star Approved 5W A19 LED Lamp - Universal - 450 Lumens - Warm White (2700K) - 90 CRI - 15000 hrs. - E26 (Medium) - 120 to 130V - Soft White Feit - A1940/927CA/FIL/4 | 2700 | 91 | 450 | 90 | 15000 | 5 | 1 | 28.29 | 28.29 | 33.2418 | 2020Q2 | https://shop.regencylighting.com/lamps/led/a-line/a1940-927ca-fil-4-fet.html | Regency Lighting | 2020 | Yes
LED Lighting | Downlight | Aleddra LED Lighting | False |  |  | Twin Tube Alt | GU24 | LED Plug-in Light Bulbs The non-dimmable GU24 base PL LED lamp from Aleddra is a ballast bypass LED replacement for CFL downlights with a GU24 socket. Replaces 26W CFL bulbs in non-dimmable 120-277V fixtures only. Suitable for use in enclosed fixtures Can be installed horizontally or vertically with the same beam spread as traditional CFL lamps Suitable for damp locations No lead or mercury means easy and environmentally safe disposal Do not use with dimmers, timers, other controls or in emergency lighting Saves 15 watts compared to a 26W CFL Very long life - Rated to put out 70% as much light after 50,000 hours of operation as it does when new Do not "hot swap" this lamp. Turn off the fixture before replacing the existing bulb. Suitable for use in enclosed fixtures Can be installed horizontally or vertically with the same beam spread as traditional CFL lamps Suitable for damp locations No lead or mercury means easy and environmentally safe disposal Do not use with dimmers, timers, other controls or in emergency lighting Saves 15 watts compared to a 26W CFL Very long life - Rated to put out 70% as much light after 50,000 hours of operation as it does when new Aleddra Non-Dimmable 11W 3000K GU24 Base LED Bulb, Ballast Bypass | 3000 | 80 | 1100 | 100 | 50000 | 11 | 25 | 18.39 | 0.7356 | 0.86436 | 2020Q3 | https://www.bulbs.com/product/APL-11-A-GU24-30K | Bulbs.com | 2020 | No
LED Lighting | Downlight | Aleddra LED Lighting | False |  |  | Twin Tube Alt | GU24 | LED Plug-in Light Bulbs The non-dimmable GU24 base PL LED lamp from Aleddra is a ballast bypass LED replacement for CFL downlights with a GU24 socket. Replaces 26W CFL bulbs in non-dimmable 120-277V fixtures only. Suitable for use in enclosed fixtures Can be installed horizontally or vertically with the same beam spread as traditional CFL lamps Suitable for damp locations Do not use with dimmers, timers, other controls or in emergency lighting No lead or mercury means easy and environmentally safe disposal Saves 15 watts compared to a 26W CFL Very long life - Rated to put out 70% as much light after 50,000 hours of operation as it does when new Do not "hot swap" this lamp. Turn off the fixture before replacing the existing bulb. Suitable for use in enclosed fixtures Can be installed horizontally or vertically with the same beam spread as traditional CFL lamps Suitable for damp locations Do not use with dimmers, timers, other controls or in emergency lighting No lead or mercury means easy and environmentally safe disposal Saves 15 watts compared to a 26W CFL Very long life - Rated to put out 70% as much light after 50,000 hours of operation as it does when new Aleddra Non-Dimmable 11W 4000K GU24 Base LED Bulb, Ballast Bypass | 4000 | 80 | 1100 | 100 | 50000 | 11 | 25 | 18.39 | 0.7356 | 0.86436 | 2020Q3 | https://www.bulbs.com/product/APL-11-A-GU24-40K | Bulbs.com | 2020 | No
LED Lighting | A-Type | Sylvania | True | Daylighting/Photocell, | General Purpose Replacement | A19 | E26 (Medium) | Use With Timers,Use With Photo and/or Motion Sensors,Damp Location Rated,Not for Use in Recessed Fixtures Home / Light Bulbs / LED / LED A-Line / Sylvania - 40178 - LED5A19/DIM/O/927/CEC/GL/RP Filament Style; HD Glass Lamp; JA8 Compliant; Energy Star Certified; Damp Location Rated; Suitable for Totally Enclosed Fixtures 5W A19 LED Lamp - Universal - 450 Lumens - Warm White (2700K) - 90 CRI - 15000 hrs. - E26 (Medium) - 120 to 130V - Clear Sylvania - 40178 - LED5A19/DIM/O/927/CEC/GL/RP | 2700 | 81 | 450 | 90 | 15000 | 5 | 1 | 5.63 | 5.63 | 6.6155 | 2020Q2 | https://shop.regencylighting.com/lamps/led/a-line/led5a19-dim-o-927-cec-gl-rp-40178.html | Regency Lighting | 2020 | Yes
LED Lighting | Reflector | Cree Lighting | True |  | Reflector (Flood/Spot) | BR40 | E26 (Medium) | Damp Location Rated,Not Rated for Recessed Fixtures Damp Location Rated,Not Rated for Recessed Fixtures LED Reflector Light Bulbs Cree dimmable 21.5 watt 2700K 90 CRI BR40 LED bulb generates as much light as many 120 watt halogen bulbs. Suitable for use in enclosed fixtures Saves 98.5 watts compared to a 120 watt halogen No lead or mercury means easy and environmentally safe disposal Very long life - Rated to still put out 70% as much light after 25,000 hours of operation as it does when brand new Compatible with Lutron DVCL-153P and MACL-153M dimmers, a maximum of seven lamps per circuit Not for use in enclosed fixtures because heat build up will shorten life. Do not “hot swap” this bulb. Turn off fixture before replacing existing bulb. Suitable for use in enclosed fixtures Saves 98.5 watts compared to a 120 watt halogen No lead or mercury means easy and environmentally safe disposal Very long life - Rated to still put out 70% as much light after 25,000 hours of operation as it does when brand new Compatible with Lutron DVCL-153P and MACL-153M dimmers, a maximum of seven lamps per circuit Cree Dimmable 21.5 Watt 90 CRI 2700K BR40 LED Bulb | 2700 | 92 | 1800 | 83.7209 | 25000 | 21.5 | 5 | 4.99 | 0.998 | 1.1727 | 2020Q3 | https://www.bulbs.com/product/BR40-120W-27K-U1 | Bulbs.com | 2020 | No
LED Lighting | A-Type | Feit | True |  | General Purpose Replacement | A19 | E26 (Medium) | Damp Location Rated Home / Light Bulbs / LED / Feit - A1940/927CA/FIL/4 4 Pack / Priced per Lamp; Damp Location Rated; Energy Star Approved 5W A19 LED Lamp - Universal - 450 Lumens - Warm White (2700K) - 90 CRI - 15000 hrs. - E26 (Medium) - 120 to 130V - Soft White Feit - A1940/927CA/FIL/4 | 2700 | 91 | 450 | 90 | 15000 | 5 | 1 | 28.29 | 28.29 | 33.2418 | 2020Q2 | https://shop.regencylighting.com/lamps/led/a1940-927ca-fil-4-fet.html | Regency Lighting | 2020 | Yes
LED Lighting | Reflector | C-Lite By Cree | True |  |  | BR-30 | Medium (E26) | LED Reflector Light Bulbs C-Lite By Cree brand dimmable 8.5 watt LED bulb generates as much light as many 65 watt halogen bulbs. No lead or mercury means easy and environmentally safe disposal Very long life - Rated to still put out 70% as much light after 10,000 hours of operation as it does when brand new Not recommended for use in fully enclosed fixtures because heat buildup will shorten life. Do not “hot swap” this bulb. Turn off fixture before replacing existing bulb. No lead or mercury means easy and environmentally safe disposal Very long life - Rated to still put out 70% as much light after 10,000 hours of operation as it does when brand new C-Lite By Cree Dimmable 8.5W 2700K BR30 LED Bulb (Pack of 2) | 2700 | 80 | 750 | 88.2353 | 10000 | 8.5 | 2 | 7.78 | 3.89 | 4.5709 | 2020Q3 | https://www.bulbs.com/product/C-BR30-A-65W-DIM-27K-B2 | Bulbs.com | 2020 | Yes
LED Lighting | Downlight | Halco Lighting | True |  | LED |  |  | Downlight Solid State Retrofit Downlight Solid State Retrofit LED Recessed Downlights Halco dimmable 6" 15 watt LED recessed downlight retrofit replaces a 120 watt incandescent and includes an integrated junction box for a quick and easy install. Ideal for offices, lobby, hospitality, retail and conference rooms. Comes affixed with a standard junction box J-box can be wired directly to the power source or fed to downlight J-box with supplied 24" flexible conduit 120-277V, dimmable at 120V only Reinforced strong spring clips secures housing to downlight housings, drywall or ceiling tiles Compatible with Lutron AYCL, DVCL, CTCL, and MACL dimmers. CHECK PRODUCT FIT BEFORE INVESTING IN MANY Comes affixed with a standard junction box J-box can be wired directly to the power source or fed to downlight J-box with supplied 24" flexible conduit 120-277V, dimmable at 120V only Reinforced strong spring clips secures housing to downlight housings, drywall or ceiling tiles Compatible with Lutron AYCL, DVCL, CTCL, and MACL dimmers. Halco Dimmable 15 Watt 3000K, 6" LED Recessed Downlight Retrofit | 2700 | 92 | 1000 | 66.6667 | 50000 | 15 | 12 | 23.49 | 1.9575 | 2.3001 | 2020Q3 | https://www.bulbs.com/product/CDL6FR15-930-RTJB-LED | Bulbs.com | 2020 | No
LED Lighting | Downlight | Halco Lighting | True |  | LED |  |  | Downlight Solid State Retrofit Downlight Solid State Retrofit LED Recessed Downlights Halco dimmable 6" 15 watt LED recessed downlight retrofit replaces a 120 watt incandescent and includes an integrated junction box for a quick and easy install. Ideal for offices, lobby, hospitality, retail and conference rooms. Comes affixed with a standard junction box J-box can be wired directly to the power source or fed to downlight J-box with supplied 24" flexible conduit 120-277V, dimmable at 120V only Reinforced strong spring clips secures housing to downlight housings, drywall or ceiling tiles Compatible with Lutron AYCL, DVCL, CTCL, and MACL dimmers. CHECK PRODUCT FIT BEFORE INVESTING IN MANY Comes affixed with a standard junction box J-box can be wired directly to the power source or fed to downlight J-box with supplied 24" flexible conduit 120-277V, dimmable at 120V only Reinforced strong spring clips secures housing to downlight housings, drywall or ceiling tiles Compatible with Lutron AYCL, DVCL, CTCL, and MACL dimmers. Halco Dimmable 15 Watt 4000K, 6" LED Recessed Downlight Retrofit | 2700 | 92 | 1000 | 66.6667 | 50000 | 15 | 12 | 23.49 | 1.9575 | 2.3001 | 2020Q3 | https://www.bulbs.com/product/CDL6FR15-940-RTJB-LED | Bulbs.com | 2020 | No
LED Lighting | Downlight | Halco Lighting | True |  | LED |  |  | Downlight Solid State Retrofit Downlight Solid State Retrofit LED Recessed Downlights Halco dimmable 6" 15 watt LED recessed downlight retrofit replaces a 120 watt incandescent and includes an integrated junction box for a quick and easy install. Ideal for offices, lobby, hospitality, retail and conference rooms. Comes affixed with a standard junction box J-box can be wired directly to the power source or fed to downlight J-box with supplied 24" flexible conduit 120-277V, dimmable at 120V only Reinforced strong spring clips secures housing to downlight housings, drywall or ceiling tiles Compatible with Lutron AYCL, DVCL, CTCL, and MACL dimmers. CHECK PRODUCT FIT BEFORE INVESTING IN MANY Comes affixed with a standard junction box J-box can be wired directly to the power source or fed to downlight J-box with supplied 24" flexible conduit 120-277V, dimmable at 120V only Reinforced strong spring clips secures housing to downlight housings, drywall or ceiling tiles Compatible with Lutron AYCL, DVCL, CTCL, and MACL dimmers. Halco Dimmable 15 Watt 5000K, 6" LED Recessed Downlight Retrofit | 2700 | 92 | 1000 | 66.6667 | 50000 | 15 | 12 | 23.49 | 1.9575 | 2.3001 | 2020Q3 | https://www.bulbs.com/product/CDL6FR15-950-RTJB-LED | Bulbs.com | 2020 | No
LED Lighting | Downlight | Halco Lighting | True |  | LED |  |  | Downlight Recessed Downlight Recessed LED Recessed Downlights Halco dimmable 8" 30 watt LED recessed downlight retrofit replaces a 200 watt incandescent and includes an integrated junction box for a quick and easy install. Ideal for offices, lobby, hospitality, retail and conference rooms. Comes affixed with a standard junction box J-box can be wired directly to the power source or fed to downlight J-box with supplied 24" flexible conduit 120-277V, dimmable at 120V only Reinforced strong spring clips secures housing to downlight housings, drywall or ceiling tiles Compatible with Lutron AYCL, DVCL, CTCL, and MACL dimmers. CHECK PRODUCT FIT BEFORE INVESTING IN MANY Comes affixed with a standard junction box J-box can be wired directly to the power source or fed to downlight J-box with supplied 24" flexible conduit 120-277V, dimmable at 120V only Reinforced strong spring clips secures housing to downlight housings, drywall or ceiling tiles Compatible with Lutron AYCL, DVCL, CTCL, and MACL dimmers. Halco Dimmable 30 Watt 3000K, 8" LED Recessed Downlight Retrofit | 2700 | 92 | 2000 | 66.6667 | 50000 | 30 | 6 | 49.59 | 8.265 | 9.7117 | 2020Q3 | https://www.bulbs.com/product/CDL8FR30-930-RTJB-LED | Bulbs.com | 2020 | Yes
LED Lighting | Downlight | Halco Lighting | True |  | LED |  |  | Downlight Recessed Downlight Recessed LED Recessed Downlights Halco dimmable 8" 30 watt LED recessed downlight retrofit replaces a 200 watt incandescent and includes an integrated junction box for a quick and easy install. Ideal for offices, lobby, hospitality, retail and conference rooms. Comes affixed with a standard junction box J-box can be wired directly to the power source or fed to downlight J-box with supplied 24" flexible conduit 120-277V, dimmable at 120V only Reinforced strong spring clips secures housing to downlight housings, drywall or ceiling tiles Compatible with Lutron AYCL, DVCL, CTCL, and MACL dimmers. CHECK PRODUCT FIT BEFORE INVESTING IN MANY Comes affixed with a standard junction box J-box can be wired directly to the power source or fed to downlight J-box with supplied 24" flexible conduit 120-277V, dimmable at 120V only Reinforced strong spring clips secures housing to downlight housings, drywall or ceiling tiles Compatible with Lutron AYCL, DVCL, CTCL, and MACL dimmers. Halco Dimmable 30 Watt 4000K, 8" LED Recessed Downlight Retrofit | 2700 | 92 | 2000 | 66.6667 | 50000 | 30 | 6 | 49.99 | 8.3317 | 9.79 | 2020Q3 | https://www.bulbs.com/product/CDL8FR30-940-RTJB-LED | Bulbs.com | 2020 | Yes
LED Lighting | Downlight | Halco Lighting | True |  | LED |  |  | Downlight Recessed Downlight Recessed LED Recessed Downlights Halco dimmable 8" 30 watt LED recessed downlight retrofit replaces a 200 watt incandescent and includes an integrated junction box for a quick and easy install. Ideal for offices, lobby, hospitality, retail and conference rooms. Comes affixed with a standard junction box J-box can be wired directly to the power source or fed to downlight J-box with supplied 24" flexible conduit 120-277V, dimmable at 120V only Reinforced strong spring clips secures housing to downlight housings, drywall or ceiling tiles Compatible with Lutron AYCL, DVCL, CTCL, and MACL dimmers. CHECK PRODUCT FIT BEFORE INVESTING IN MANY Comes affixed with a standard junction box J-box can be wired directly to the power source or fed to downlight J-box with supplied 24" flexible conduit 120-277V, dimmable at 120V only Reinforced strong spring clips secures housing to downlight housings, drywall or ceiling tiles Compatible with Lutron AYCL, DVCL, CTCL, and MACL dimmers. Halco Dimmable 30 Watt 5000K, 8" LED Recessed Downlight Retrofit | 2700 | 92 | 2000 | 66.6667 | 50000 | 30 | 6 | 46.99 | 7.8317 | 9.2025 | 2020Q3 | https://www.bulbs.com/product/CDL8FR30-950-RTJB-LED | Bulbs.com | 2020 | Yes
LED Lighting | Downlight | TCP | True |  | LED | LED Retrofit Kit |  | Downlight Surface Mount Downlight Surface Mount LED Recessed Downlights You'll no longer need a recessed can or a junction box with TCP's ultra-thin snap-in LED downlight. Using the two spring clips they can be directly mounted to drywall, drop ceilings and other locations. Simply shape a hole and place the downlight inside. When installed the fixture reveals only 1/8" below the ceiling. Please consult a licensed electrician for proper placement of the LED driver. Frosted glass lens Snap-in mounting springs for use without a junction box or recessed can Sturdy, steel encased, separated LED driver with watertight seal Triac dimming IC rated Easy wiring access for quick install Compatible with Lutron AYCL, DVCL, CTCL, and MACL dimmers. Frosted glass lens Snap-in mounting springs for use without a junction box or recessed can Sturdy, steel encased, separated LED driver with watertight seal Triac dimming IC rated Easy wiring access for quick install Compatible with Lutron AYCL, DVCL, CTCL, and MACL dimmers. TCP Dimmable 13 Watt 4" Round 3000K Flat LED Downlight | 2700 | 81 | 850 | 65.3846 | 40000 | 13 | 24 | 11.59 | 0.48292 | 0.56745 | 2020Q3 | https://www.bulbs.com/product/DDR40130 | Bulbs.com | 2020 | No
LED Lighting | Downlight | TCP | True |  | LED |  | Wired | LED Recessed Downlights You'll no longer need a recessed can or a junction box with TCP's ultra-thin snap-in LED downlight. Using the two spring clips they can be directly mounted to drywall, drop ceilings and other locations. Simply shape a hole and place the downlight inside. When installed the fixture reveals only 1/8" below the ceiling. Please consult a licensed electrician for proper placement of the LED driver. Frosted glass lens Snap-in mounting springs for use without a junction box or recessed can Sturdy, steel encased, separated LED driver with watertight seal Triac dimming IC rated Easy wiring access for quick install Compatible with Lutron AYCL, DVCL, CTCL, and MACL dimmers. Frosted glass lens Snap-in mounting springs for use without a junction box or recessed can Sturdy, steel encased, separated LED driver with watertight seal Triac dimming IC rated Easy wiring access for quick install Compatible with Lutron AYCL, DVCL, CTCL, and MACL dimmers. TCP Dimmable 13 Watt 4" Round 4000K Flat LED Downlight | 4000 | 80 | 850 | 65.3846 | 40000 | 13 | 24 | 11.59 | 0.48292 | 0.56745 | 2020Q3 | https://www.bulbs.com/product/DDR40140 | Bulbs.com | 2020 | No
LED Lighting | Downlight | TCP | True |  | LED |  | Wired | LED Recessed Downlights You'll no longer need a recessed can or a junction box with TCP's ultra-thin snap-in LED downlight. Using the two spring clips they can be directly mounted to drywall, drop ceilings and other locations. Simply shape a hole and place the downlight inside. When installed the fixture reveals only 1/8" below the ceiling. Please consult a licensed electrician for proper placement of the LED driver. Frosted glass lens Snap-in mounting springs for use without a junction box or recessed can Sturdy, steel encased, separated LED driver with watertight seal Triac dimming IC rated Easy wiring access for quick install Compatible with Lutron AYCL, DVCL, CTCL, and MACL dimmers. Frosted glass lens Snap-in mounting springs for use without a junction box or recessed can Sturdy, steel encased, separated LED driver with watertight seal Triac dimming IC rated Easy wiring access for quick install Compatible with Lutron AYCL, DVCL, CTCL, and MACL dimmers. TCP Dimmable 13 Watt 4" Round 5000K Flat LED Downlight | 5000 | 80 | 850 | 65.3846 | 40000 | 13 | 24 | 11.59 | 0.48292 | 0.56745 | 2020Q3 | https://www.bulbs.com/product/DDR40150 | Bulbs.com | 2020 | No
LED Lighting | Downlight | TCP | True |  | LED | LED Retrofit Kit |  | Downlight Surface Mount Downlight Surface Mount LED Recessed Downlights You'll no longer need a recessed can or a junction box with TCP's ultra-thin snap-in LED downlight. Using the two spring clips they can be directly mounted to drywall, drop ceilings and other locations. Simply shape a hole and place the downlight inside. When installed the fixture reveals only 1/8" below the ceiling. Please consult a licensed electrician for proper placement of the LED driver. Frosted glass lens Snap-in mounting springs for use without a junction box or recessed can Sturdy, steel encased, separated LED driver with watertight seal Triac dimming IC rated Easy wiring access for quick install Compatible with Lutron AYCL, DVCL, CTCL, and MACL dimmers. Frosted glass lens Snap-in mounting springs for use without a junction box or recessed can Sturdy, steel encased, separated LED driver with watertight seal Triac dimming IC rated Easy wiring access for quick install Compatible with Lutron AYCL, DVCL, CTCL, and MACL dimmers. TCP Dimmable 14 Watt 6" Round 3000K Flat LED Downlight | 2700 | 82 | 1100 | 78.5714 | 40000 | 14 | 24 | 14.39 | 0.59958 | 0.70453 | 2020Q3 | https://www.bulbs.com/product/DDR60130 | Bulbs.com | 2020 | No
LED Lighting | Downlight | TCP | True |  | LED | LED Retrofit Kit |  | Downlight Surface Mount Downlight Surface Mount LED Recessed Downlights You'll no longer need a recessed can or a junction box with TCP's ultra-thin snap-in LED downlight. Using the two spring clips they can be directly mounted to drywall, drop ceilings and other locations. Simply shape a hole and place the downlight inside. When installed the fixture reveals only 1/8" below the ceiling. Please consult a licensed electrician for proper placement of the LED driver. Frosted glass lens Snap-in mounting springs for use without a junction box or recessed can Sturdy, steel encased, separated LED driver with watertight seal Triac dimming IC rated Easy wiring access for quick install Compatible with Lutron AYCL, DVCL, CTCL, and MACL dimmers. Frosted glass lens Snap-in mounting springs for use without a junction box or recessed can Sturdy, steel encased, separated LED driver with watertight seal Triac dimming IC rated Easy wiring access for quick install Compatible with Lutron AYCL, DVCL, CTCL, and MACL dimmers. TCP Dimmable 14 Watt 6" Round 4000K Flat LED Downlight | 2700 | 82 | 1100 | 78.5714 | 40000 | 14 | 24 | 14.39 | 0.59958 | 0.70453 | 2020Q3 | https://www.bulbs.com/product/DDR60140 | Bulbs.com | 2020 | No
LED Lighting | Downlight | TCP | True |  | LED | LED Retrofit Kit |  | Downlight Surface Mount Downlight Surface Mount LED Recessed Downlights You'll no longer need a recessed can or a junction box with TCP's ultra-thin snap-in LED downlight. Using the two spring clips they can be directly mounted to drywall, drop ceilings and other locations. Simply shape a hole and place the downlight inside. When installed the fixture reveals only 1/8" below the ceiling. Please consult a licensed electrician for proper placement of the LED driver. Frosted glass lens Snap-in mounting springs for use without a junction box or recessed can Sturdy, steel encased, separated LED driver with watertight seal Triac dimming IC rated Easy wiring access for quick install Compatible with Lutron AYCL, DVCL, CTCL, and MACL dimmers. Frosted glass lens Snap-in mounting springs for use without a junction box or recessed can Sturdy, steel encased, separated LED driver with watertight seal Triac dimming IC rated Easy wiring access for quick install Compatible with Lutron AYCL, DVCL, CTCL, and MACL dimmers. TCP Dimmable 14 Watt 6" Round 5000K Flat LED Downlight | 2700 | 82 | 1100 | 78.5714 | 40000 | 14 | 24 | 14.39 | 0.59958 | 0.70453 | 2020Q3 | https://www.bulbs.com/product/DDR60150 | Bulbs.com | 2020 | No
LED Lighting | Downlight | TCP | True |  | LED |  | Wired | LED Recessed Downlights You'll no longer need a recessed can or a junction box with TCP's ultra-thin snap-in LED downlight. Using the two spring clips they can be directly mounted to drywall, drop ceilings and other locations. Simply shape a hole and place the downlight inside. When installed the fixture reveals only 1/8" below the ceiling. Please consult a licensed electrician for proper placement of the LED driver. Frosted glass lens Snap-in mounting springs for use without a junction box or recessed can Sturdy, steel encased, separated LED driver with watertight seal Triac dimming IC rated Easy wiring access for quick install Compatible with Lutron AYCL, DVCL, CTCL, and MACL dimmers. Frosted glass lens Snap-in mounting springs for use without a junction box or recessed can Sturdy, steel encased, separated LED driver with watertight seal Triac dimming IC rated Easy wiring access for quick install Compatible with Lutron AYCL, DVCL, CTCL, and MACL dimmers. TCP Dimmable 18 Watt 8" Round 3000K Flat LED Downlight | 3000 | 80 | 1550 | 86.1111 | 40000 | 18 | 12 | 19.99 | 1.6658 | 1.9574 | 2020Q3 | https://www.bulbs.com/product/DDR80130 | Bulbs.com | 2020 | No
LED Lighting | Downlight | TCP | True |  | LED |  | Wired | LED Recessed Downlights You'll no longer need a recessed can or a junction box with TCP's ultra-thin snap-in LED downlight. Using the two spring clips they can be directly mounted to drywall, drop ceilings and other locations. Simply shape a hole and place the downlight inside. When installed the fixture reveals only 1/8" below the ceiling. Please consult a licensed electrician for proper placement of the LED driver. Frosted glass lens Snap-in mounting springs for use without a junction box or recessed can Sturdy, steel encased, separated LED driver with watertight seal Triac dimming IC rated Easy wiring access for quick install Compatible with Lutron AYCL, DVCL, CTCL, and MACL dimmers. Frosted glass lens Snap-in mounting springs for use without a junction box or recessed can Sturdy, steel encased, separated LED driver with watertight seal Triac dimming IC rated Easy wiring access for quick install Compatible with Lutron AYCL, DVCL, CTCL, and MACL dimmers. TCP Dimmable 18 Watt 8" Round 4000K Flat LED Downlight | 4000 | 80 | 1550 | 86.1111 | 40000 | 18 | 12 | 19.99 | 1.6658 | 1.9574 | 2020Q3 | https://www.bulbs.com/product/DDR80140 | Bulbs.com | 2020 | No
LED Lighting | Downlight | TCP | True |  | LED | LED Retrofit Kit |  | Downlight Surface Mount Downlight Surface Mount LED Recessed Downlights You'll no longer need a recessed can or a junction box with TCP's ultra-thin snap-in LED downlight. Using the two spring clips they can be directly mounted to drywall, drop ceilings and other locations. Simply shape a hole and place the downlight inside. When installed the fixture reveals only 1/8" below the ceiling. Please consult a licensed electrician for proper placement of the LED driver. Frosted glass lens Snap-in mounting springs for use without a junction box or recessed can Sturdy, steel encased, separated LED driver with watertight seal Triac dimming IC rated Easy wiring access for quick install Compatible with Lutron AYCL, DVCL, CTCL, and MACL dimmers. Frosted glass lens Snap-in mounting springs for use without a junction box or recessed can Sturdy, steel encased, separated LED driver with watertight seal Triac dimming IC rated Easy wiring access for quick install Compatible with Lutron AYCL, DVCL, CTCL, and MACL dimmers. TCP Dimmable 18 Watt 8" Round 5000K Flat LED Downlight | 2700 | 82 | 1550 | 86.1111 | 40000 | 18 | 12 | 19.99 | 1.6658 | 1.9574 | 2020Q3 | https://www.bulbs.com/product/DDR80150 | Bulbs.com | 2020 | No
LED Lighting | Downlight | ETi Solid State Lighting | True |  | LED | LED Retrofit Kit | LED Retrofit Kit | Downlight Solid State Retrofit Downlight Solid State Retrofit LED Recessed Downlights ETI dimmable 10.4 watt 4" color selectable LED recessed downlight with nightlight trim replaces a 60 watt incandescent with a more energy efficient, longer lasting, and more technologically advanced alternative. The integrated nightlight trim is a warm 2000K and is ideal for bathrooms. The downlight has five color temperature selections (2700K/3000K/3500K/4000K/5000K) in one product. Select the kelvin needed by simply sliding the switch on the back of the product. IC rated for direct contact with insulation Use a wall switch to change to Nightlight mode After turning the fixture off from downlight mode wait 30 seconds to turn back on to downlight mode No lead or mercury means easy and environmentally safe disposal Very long life - Rated to still put out 70% as much light after 50,000 hours of operation as it does when brand new Compatible with Lutron AYCL, DVCL, CTCL, and MACL dimmers. IC rated for direct contact with insulation Use a wall switch to change to Nightlight mode After turning the fixture off from downlight mode wait 30 seconds to turn back on to downlight mode No lead or mercury means easy and environmentally safe disposal Very long life - Rated to still put out 70% as much light after 50,000 hours of operation as it does when brand new Compatible with Lutron AYCL, DVCL, CTCL, and MACL dimmers. ETI Dimmable 10.4 Watt Color Selectable 4" LED Recessed Downlight Retrofit with Nightlight Trim | 2700 | 93 | 625 | 60.0962 | 50000 | 10.4 | 8 | 25.99 | 3.2487 | 3.8174 | 2020Q3 | https://www.bulbs.com/product/DL-4-625-907-SV-D | Bulbs.com | 2020 | Yes
LED Lighting | Downlight | ETi Solid State Lighting | True |  | LED | Other | Other | Downlight Solid State Retrofit Downlight Solid State Retrofit LED Recessed Downlights ETI dimmable 11/14/17 watt 6" color selectable (2700K/3000K/3500K/4000K/5000K) and lumen selectable (700/900/1100) 90 CRI LED recessed downlight replaces a 65/75/85 watt incandescent with a more energy efficient, longer lasting, and more technologically advanced alternative. The downlight has five color temperature selections (2700K/3000K/3500K/4000K/5000K) and three lumen output selections in one product. Select the kelvin and lumen output needed by simply sliding the switches on the back of the product. IC rated for direct contact with insulation No lead or mercury means easy and environmentally safe disposal Black and white baffles included Very long life - Rated to still put out 70% as much light after 50,000 hours of operation as it does when brand new Compatible with Lutron AYCL, DVCL, CTCL, and MACL dimmers. IC rated for direct contact with insulation No lead or mercury means easy and environmentally safe disposal Black and white baffles included Very long life - Rated to still put out 70% as much light after 50,000 hours of operation as it does when brand new Compatible with Lutron AYCL, DVCL, CTCL, and MACL dimmers. ETI Dimmable Color & Lumen Selectable 6" LED Recessed Downlight Retrofit | 2700 | 90 | 1100 | 64.7059 | 50000 | 17 | 4 | 24.19 | 6.0475 | 7.106 | 2020Q3 | https://www.bulbs.com/product/DL-6-11-907-SV-D | Bulbs.com | 2020 | Yes
LED Lighting | Downlight | ETi Solid State Lighting | True |  | LED | LED Retrofit Kit | LED Retrofit Kit | Downlight Solid State Retrofit Downlight Solid State Retrofit LED Recessed Downlights ETI dimmable 11 watt 6" color selectable LED recessed downlight with nightlight trim replaces a 60 watt incandescent with a more energy efficient, longer lasting, and more technologically advanced alternative. The integrated nightlight trim is a warm 2000K and is ideal for bathrooms. The downlight has five color temperature selections (2700K/3000K/3500K/4000K/5000K) in one product. Select the kelvin needed by simply sliding the switch on the back of the product. IC rated for direct contact with insulation Use a wall switch to change to Nightlight mode After turning the fixture off from downlight mode wait 30 seconds to turn back on to downlight mode No lead or mercury means easy and environmentally safe disposal Very long life - Rated to still put out 70% as much light after 50,000 hours of operation as it does when brand new Compatible with Lutron AYCL, DVCL, CTCL, and MACL dimmers. IC rated for direct contact with insulation Use a wall switch to change to Nightlight mode After turning the fixture off from downlight mode wait 30 seconds to turn back on to downlight mode No lead or mercury means easy and environmentally safe disposal Very long life - Rated to still put out 70% as much light after 50,000 hours of operation as it does when brand new Compatible with Lutron AYCL, DVCL, CTCL, and MACL dimmers. ETI Dimmable 11 Watt Color Selectable 6" LED Recessed Downlight Retrofit with Nightlight Trim | 2700 | 92 | 670 | 60.9091 | 50000 | 11 | 8 | 27.49 | 3.4362 | 4.0377 | 2020Q3 | https://www.bulbs.com/product/DL-6-67-907-SV-D | Bulbs.com | 2020 | Yes
LED Lighting | Downlight | Halco Lighting | True |  | LED | LED Light Engine | LED Retrofit Kit | Downlight Surface Mount Downlight Surface Mount LED Recessed Downlights Halco dimmable 10 watt 4" 5000K LED recessed downlight replaces a 65 watt incandescent with a more energy efficient, longer lasting, and more technologically advanced alternative. Friction clips secure strongly into a 4" recessed housing Pre-wired E26 socket assembly included JA8 compliant No lead or mercury means easy and environmentally safe disposal Very long life - Rated to still put out 70% as much light after 50,000 hours of operation as it does when brand new ENERGY STAR certified Compatible with Lutron AYCL, DVCL, CTCL, and MACL dimmers. Friction clips secure strongly into a 4" recessed housing Pre-wired E26 socket assembly included JA8 compliant No lead or mercury means easy and environmentally safe disposal Very long life - Rated to still put out 70% as much light after 50,000 hours of operation as it does when brand new ENERGY STAR certified Compatible with Lutron AYCL, DVCL, CTCL, and MACL dimmers. Halco Dimmable 10W 5000K 4" Recessed LED Downlight, JA8 Compliant | 2700 | 95 | 650 | 65 | 50000 | 10 | 12 | 6.49 | 0.54083 | 0.6355 | 2020Q3 | https://www.bulbs.com/product/DL4FR10-950-ECO-LED2 | Bulbs.com | 2020 | No
LED Lighting | Downlight | Halco Lighting | True |  | LED | Other | Other | Downlight Solid State Retrofit Downlight Solid State Retrofit LED Recessed Downlights Halco dimmable 9 watt 4" 2700K LED recessed downlight replaces a 65 watt incandescent with a more energy efficient, longer lasting, and more technologically advanced alternative. Friction clips secure strongly into a 4" recessed housing Pre-wired E26 socket assembly included Title 20, Title 24 and JA8 compliant Suitable for use in wet locations No lead or mercury means easy and environmentally safe disposal Very long life - Rated to still put out 70% as much light after 50,000 hours of operation as it does when brand new ENERGY STAR Certified Compatible with Lutron AYCL, DVCL, CTCL, and MACL dimmers. Friction clips secure strongly into a 4" recessed housing Pre-wired E26 socket assembly included Title 20, Title 24 and JA8 compliant Suitable for use in wet locations No lead or mercury means easy and environmentally safe disposal Very long life - Rated to still put out 70% as much light after 50,000 hours of operation as it does when brand new ENERGY STAR Certified Compatible with Lutron AYCL, DVCL, CTCL, and MACL dimmers. Halco Dimmable 9W 2700K 90 CRI 4" Recessed LED Downlight, JA8 Compliant, Wet Rated, E26 Adapter Included | 2700 | 93 | 765 | 85 | 50000 | 9 | 24 | 9.19 | 0.38292 | 0.44994 | 2020Q3 | https://www.bulbs.com/product/DL4FR9-927-LED3 | Bulbs.com | 2020 | No
LED Lighting | Downlight | Halco Lighting | True |  | LED | Other | Other | Downlight Solid State Retrofit Downlight Solid State Retrofit LED Recessed Downlights Halco dimmable 9 watt 4" 3000K LED recessed downlight replaces a 65 watt incandescent with a more energy efficient, longer lasting, and more technologically advanced alternative. Friction clips secure strongly into a 4" recessed housing Pre-wired E26 socket assembly included Title 20, Title 24 and JA8 compliant Suitable for use in wet locations No lead or mercury means easy and environmentally safe disposal Very long life - Rated to still put out 70% as much light after 50,000 hours of operation as it does when brand new ENERGY STAR Certified Compatible with Lutron AYCL, DVCL, CTCL, and MACL dimmers. Friction clips secure strongly into a 4" recessed housing Pre-wired E26 socket assembly included Title 20, Title 24 and JA8 compliant Suitable for use in wet locations No lead or mercury means easy and environmentally safe disposal Very long life - Rated to still put out 70% as much light after 50,000 hours of operation as it does when brand new ENERGY STAR Certified Compatible with Lutron AYCL, DVCL, CTCL, and MACL dimmers. Halco Dimmable 9W 3000K 90 CRI 4" Recessed LED Downlight, JA8 Compliant, Wet Rated, E26 Adapter Included | 3000 | 93 | 765 | 85 | 50000 | 9 | 24 | 9.19 | 0.38292 | 0.44994 | 2020Q3 | https://www.bulbs.com/product/DL4FR9-930-LED3 | Bulbs.com | 2020 | No
LED Lighting | Downlight | Halco Lighting | True |  | LED | Other | Other | Downlight Solid State Retrofit Downlight Solid State Retrofit LED Recessed Downlights Halco dimmable 9 watt 4" 4000K LED recessed downlight replaces a 65 watt incandescent with a more energy efficient, longer lasting, and more technologically advanced alternative. Friction clips secure strongly into a 4" recessed housing Pre-wired E26 socket assembly included Title 20, Title 24 and JA8 compliant Suitable for use in wet locations No lead or mercury means easy and environmentally safe disposal Very long life - Rated to still put out 70% as much light after 50,000 hours of operation as it does when brand new ENERGY STAR Certified Compatible with Lutron AYCL, DVCL, CTCL, and MACL dimmers. Friction clips secure strongly into a 4" recessed housing Pre-wired E26 socket assembly included Title 20, Title 24 and JA8 compliant Suitable for use in wet locations No lead or mercury means easy and environmentally safe disposal Very long life - Rated to still put out 70% as much light after 50,000 hours of operation as it does when brand new ENERGY STAR Certified Compatible with Lutron AYCL, DVCL, CTCL, and MACL dimmers. Halco Dimmable 9W 4000K 90 CRI 4" Recessed LED Downlight, JA8 Compliant, Wet Rated, E26 Adapter Included | 4000 | 93 | 765 | 85 | 50000 | 9 | 24 | 9.19 | 0.38292 | 0.44994 | 2020Q3 | https://www.bulbs.com/product/DL4FR9-940-LED3 | Bulbs.com | 2020 | No
LED Lighting | Downlight | Halco Lighting | True |  | LED | Other | Other | Downlight Solid State Retrofit Downlight Solid State Retrofit LED Recessed Downlights Halco dimmable 9 watt 4" 5000K LED recessed downlight replaces a 65 watt incandescent with a more energy efficient, longer lasting, and more technologically advanced alternative. Friction clips secure strongly into a 4" recessed housing Pre-wired E26 socket assembly included Title 20, Title 24 and JA8 compliant Suitable for use in wet locations No lead or mercury means easy and environmentally safe disposal Very long life - Rated to still put out 70% as much light after 50,000 hours of operation as it does when brand new ENERGY STAR Certified Compatible with Lutron AYCL, DVCL, CTCL, and MACL dimmers. Friction clips secure strongly into a 4" recessed housing Pre-wired E26 socket assembly included Title 20, Title 24 and JA8 compliant Suitable for use in wet locations No lead or mercury means easy and environmentally safe disposal Very long life - Rated to still put out 70% as much light after 50,000 hours of operation as it does when brand new ENERGY STAR Certified Compatible with Lutron AYCL, DVCL, CTCL, and MACL dimmers. Halco Dimmable 9W 5000K 90 CRI 4" Recessed LED Downlight, JA8 Compliant, Wet Rated, E26 Adapter Included | 5000 | 93 | 765 | 85 | 50000 | 9 | 24 | 9.19 | 0.38292 | 0.44994 | 2020Q3 | https://www.bulbs.com/product/DL4FR9-950-LED3 | Bulbs.com | 2020 | No
LED Lighting | Downlight | Bulbs.com | True |  | LED | LED Retrofit Kit | LED Retrofit Kit | Downlight Solid State Retrofit Downlight Solid State Retrofit LED Recessed Downlights Bulbs.com ENERGY STAR® qualified dimmable 12 watt 5"/6" recessed LED downlight is an ideal replacement for existing BR30 incandescent lamps. No lead or mercury means easy and environmentally safe disposal Replaces a 75 watt incandescent lamp Very long life - Rated to still put out 70% as much light after 50,000 hours of operation as it does when brand new Compatible with Lutron AYCL, DVCL, CTCL, and MACL dimmers. No lead or mercury means easy and environmentally safe disposal Replaces a 75 watt incandescent lamp Very long life - Rated to still put out 70% as much light after 50,000 hours of operation as it does when brand new Compatible with Lutron AYCL, DVCL, CTCL, and MACL dimmers. Bulbs.com Dimmable 12 Watt 5"/6" 90 CRI 2700K Recessed LED Downlight | 2700 | 91 | 800 | 66.6667 | 50000 | 12 | 20 | 5.29 | 0.2645 | 0.3108 | 2020Q3 | https://www.bulbs.com/product/DL6-120V-12W-75WE-927-E26-DIM-ES-EII | Bulbs.com | 2020 | No
LED Lighting | Downlight | Halco Lighting | True |  | LED | LED Light Engine | LED Retrofit Kit | Downlight Solid State Retrofit Downlight Solid State Retrofit LED Recessed Downlights Halco dimmable 9 watt 5/6" 2700K LED recessed downlight replaces a 75 watt incandescent with a more energy efficient, longer lasting, and more technologically advanced alternative. Title 20, Title 24 and JA8 compliant Adjustable torsion springs for 5" and 6" housings Baffled trim adds depth and reduces glare No lead or mercury means easy and environmentally safe disposal Very long life - Rated to still put out 70% as much light after 50,000 hours of operation as it does when brand new Compatible with Lutron DVCL-153P, CTCL-153P and MACL-153M dimmers, a maximum of 10 downlights per circuit Title 20, Title 24 and JA8 compliant Adjustable torsion springs for 5" and 6" housings Baffled trim adds depth and reduces glare No lead or mercury means easy and environmentally safe disposal Very long life - Rated to still put out 70% as much light after 50,000 hours of operation as it does when brand new Compatible with Lutron DVCL-153P, CTCL-153P and MACL-153M dimmers, a maximum of 10 downlights per circuit Halco Dimmable 9 Watt 2700K, 5/6" LED Recessed Downlight Retrofit, JA8 Compliant | 2700 | 95 | 800 | 66.6667 | 50000 | 12 | 24 | 10.49 | 0.43708 | 0.51359 | 2020Q3 | https://www.bulbs.com/product/DL6FR9-927-LED3 | Bulbs.com | 2020 | No
LED Lighting | Downlight | Halco Lighting | True |  | LED | LED Light Engine | LED Retrofit Kit | Downlight Solid State Retrofit Downlight Solid State Retrofit LED Recessed Downlights Halco dimmable 9 watt 5/6" 3000K LED recessed downlight replaces a 75 watt incandescent with a more energy efficient, longer lasting, and more technologically advanced alternative. Title 20, Title 24 and JA8 compliant Adjustable torsion springs for 5" and 6" housings Baffled trim adds depth and reduces glare No lead or mercury means easy and environmentally safe disposal Very long life - Rated to still put out 70% as much light after 50,000 hours of operation as it does when brand new Compatible with Lutron DVCL-153P, CTCL-153P and MACL-153M dimmers, a maximum of 10 downlights per circuit Title 20, Title 24 and JA8 compliant Adjustable torsion springs for 5" and 6" housings Baffled trim adds depth and reduces glare No lead or mercury means easy and environmentally safe disposal Very long life - Rated to still put out 70% as much light after 50,000 hours of operation as it does when brand new Compatible with Lutron DVCL-153P, CTCL-153P and MACL-153M dimmers, a maximum of 10 downlights per circuit Halco Dimmable 9 Watt 3000K, 5/6" LED Recessed Downlight Retrofit, JA8 Compliant | 2700 | 95 | 800 | 66.6667 | 50000 | 12 | 24 | 10.49 | 0.43708 | 0.51359 | 2020Q3 | https://www.bulbs.com/product/DL6FR9-930-LED3 | Bulbs.com | 2020 | No
LED Lighting | Downlight | Halco Lighting | True |  | LED | LED Light Engine | LED Retrofit Kit | Downlight Solid State Retrofit Downlight Solid State Retrofit LED Recessed Downlights Halco dimmable 9 watt 5/6" 4000K LED recessed downlight replaces a 75 watt incandescent with a more energy efficient, longer lasting, and more technologically advanced alternative. Title 20, Title 24 and JA8 compliant Adjustable torsion springs for 5" and 6" housings Baffled trim adds depth and reduces glare No lead or mercury means easy and environmentally safe disposal Very long life - Rated to still put out 70% as much light after 50,000 hours of operation as it does when brand new Compatible with Lutron DVCL-153P, CTCL-153P and MACL-153M dimmers, a maximum of 10 downlights per circuit Title 20, Title 24 and JA8 compliant Adjustable torsion springs for 5" and 6" housings Baffled trim adds depth and reduces glare No lead or mercury means easy and environmentally safe disposal Very long life - Rated to still put out 70% as much light after 50,000 hours of operation as it does when brand new Compatible with Lutron DVCL-153P, CTCL-153P and MACL-153M dimmers, a maximum of 10 downlights per circuit Halco Dimmable 9 Watt 4000K, 5/6" LED Recessed Downlight Retrofit, JA8 Compliant | 2700 | 95 | 800 | 66.6667 | 50000 | 12 | 24 | 10.49 | 0.43708 | 0.51359 | 2020Q3 | https://www.bulbs.com/product/DL6FR9-940-LED3 | Bulbs.com | 2020 | No
LED Lighting | Downlight | Halco Lighting | True |  | LED | LED Light Engine | LED Retrofit Kit | Downlight Solid State Retrofit Downlight Solid State Retrofit LED Recessed Downlights Halco dimmable 9 watt 5/6" 5000K LED recessed downlight replaces a 75 watt incandescent with a more energy efficient, longer lasting, and more technologically advanced alternative. Title 20, Title 24 and JA8 compliant Adjustable torsion springs for 5" and 6" housings Baffled trim adds depth and reduces glare No lead or mercury means easy and environmentally safe disposal Very long life - Rated to still put out 70% as much light after 50,000 hours of operation as it does when brand new Compatible with Lutron DVCL-153P, CTCL-153P and MACL-153M dimmers, a maximm of 10 downlights per circuit Title 20, Title 24 and JA8 compliant Adjustable torsion springs for 5" and 6" housings Baffled trim adds depth and reduces glare No lead or mercury means easy and environmentally safe disposal Very long life - Rated to still put out 70% as much light after 50,000 hours of operation as it does when brand new Compatible with Lutron DVCL-153P, CTCL-153P and MACL-153M dimmers, a maximm of 10 downlights per circuit Halco Dimmable 9 Watt 5000K, 5/6" LED Recessed Downlight Retrofit, JA8 Compliant | 2700 | 95 | 800 | 66.6667 | 50000 | 12 | 24 | 10.49 | 0.43708 | 0.51359 | 2020Q3 | https://www.bulbs.com/product/DL6FR9-950-LED3 | Bulbs.com | 2020 | No
LED Lighting | Downlight | TCP | True |  | LED |  | Wired | LED Recessed Downlights TCP color selectable (3000K/3500K/4100K) and wattage selectable (18W/23W/30W) LED recessed downlight is designed with an integral whip which connects directly to a junction box and a universal driver that eliminates the need for a traditional recessed housing. Simply connect the power to the light and use the incorporated spring mounting to place it into the ceiling. The downlight has three color temperature selections (3000K/3500K/4100K) and three wattage selections (18W/23W/30W) in one product. Simply slide the switches on the back to your choice of kelvin and wattage. Equivalent to a 100 watt incandescent Can fit an 10" opening Mounts directly into the ceiling, no housing required. Will not fit inside an existing housing IC rated Ideal for new construction and remodel applications 0-10V dimming. Compatible with Lutron DVSTV-WH, NTSTV-DV-WH, DVSTV-IV and Wattstopper RH4FBL3PTC and TSD4FBL3PTC dimmers The Brightness (Lumens) for each setting are as follows: 18W and 3000K = 2100 lumens 18W and 3500K = 2150 lumens 18W and 4100K = 2150 lumens 23W and 3000K = 2590 lumens 23W and 3500K = 2660 lumens 23W and 4100K = 2660 lumens 30W and 3000K = 3205 lumens 30W and 3500K = 3300 lumens 30W and 4100K = 3305 lumens Equivalent to a 100 watt incandescent Can fit an 10" opening Mounts directly into the ceiling, no housing required. Will not fit inside an existing housing IC rated Ideal for new construction and remodel applications 0-10V dimming. Compatible with Lutron DVSTV-WH, NTSTV-DV-WH, DVSTV-IV and Wattstopper RH4FBL3PTC and TSD4FBL3PTC dimmers TCP 10" Color & Wattage Selectable 0-10V Dimmable Commercial LED Recessed Downlight | 3000 | 80 | 2150 | 119.4444 | 50000 | 18 | 4 | 92.29 | 23.0725 | 27.1111 | 2020Q3 | https://www.bulbs.com/product/DLC10SWUZDCCT | Bulbs.com | 2020 | Yes
LED Lighting | Downlight | TCP | True |  | LED |  | Wired | LED Recessed Downlights TCP color selectable (3000K/3500K/4100K) and wattage selectable (18W/23W/30W) LED recessed downlight is designed with an integral whip which connects directly to a junction box and a universal driver that eliminates the need for a traditional recessed housing. Simply connect the power to the light and use the incorporated spring mounting to place it into the ceiling. The downlight has three color temperature selections (3000K/3500K/4100K) and three wattage selections (18W/23W/30W) in one product. Simply slide the switches on the back to your choice of kelvin and wattage. Equivalent to a 125 watt incandescent Can fit an 12" opening Mounts directly into the ceiling, no housing required. Will not fit inside an existing housing IC rated Ideal for new construction and remodel applications 0-10V dimming. Compatible with Lutron DVSTV-WH, NTSTV-DV-WH, DVSTV-IV and Wattstopper RH4FBL3PTC and TSD4FBL3PTC dimmers The Brightness (Lumens) for each setting are as follows: 18W and 3000K = 2110 lumens 18W and 3500K = 2160 lumens 18W and 4100K = 2180 lumens 23W and 3000K = 2650 lumens 23W and 3500K = 2690 lumens 23W and 4100K = 2690 lumens 30W and 3000K = 3260 lumens 30W and 3500K = 3380 lumens 30W and 4100K = 3360 lumens Equivalent to a 125 watt incandescent Can fit an 12" opening Mounts directly into the ceiling, no housing required. Will not fit inside an existing housing IC rated Ideal for new construction and remodel applications 0-10V dimming. Compatible with Lutron DVSTV-WH, NTSTV-DV-WH, DVSTV-IV and Wattstopper RH4FBL3PTC and TSD4FBL3PTC dimmers TCP 12" Color & Wattage Selectable 0-10V Dimmable Commercial LED Recessed Downlight | 3000 | 80 | 2160 | 120 | 50000 | 18 | 2 | 107.69 | 53.845 | 63.27 | 2020Q3 | https://www.bulbs.com/product/DLC12SWUZDCCT | Bulbs.com | 2020 | Yes
LED Lighting | Downlight | TCP | True |  | LED |  | Wired | LED Recessed Downlights TCP color selectable (3000K/3500K/4100K) and wattage selectable (11W/15W/19W) LED recessed downlight is designed with an integral whip which connects directly to a junction box and a universal driver that eliminates the need for a traditional recessed housing. Simply connect the power to the light and use the incorporated spring mounting to place it into the ceiling. The downlight has three color temperature selections (3000K/3500K/4100K) and three wattage selections (11W/15W/19W) in one product. Simply slide the switches on the back to your choice of kelvin and wattage. Equivalent to an 85 watt incandescent Can fit an 8" opening Mounts directly into the ceiling, no housing required. Will not fit inside an existing housing IC rated Ideal for new construction and remodel applications 0-10V dimming. Compatible with Lutron DVSTV-WH, NTSTV-DV-WH, DVSTV-IV and Wattstopper RH4FBL3PTC and TSD4FBL3PTC dimmers The Brightness (Lumens) for each setting are as follows: 11W and 3000K = 1270 lumens 11W and 3500K = 1300 lumens 11W and 4100K = 1305 lumens 15W and 3000K = 1720 lumens 15W and 3500K = 1705 lumens 15W and 4100K = 1775 lumens 19W and 3000K = 2085 lumens 19W and 3500K = 2150 lumens 19W and 4100K = 2085 lumens Equivalent to an 85 watt incandescent Can fit an 8" opening Mounts directly into the ceiling, no housing required. Will not fit inside an existing housing IC rated Ideal for new construction and remodel applications 0-10V dimming. Compatible with Lutron DVSTV-WH, NTSTV-DV-WH, DVSTV-IV and Wattstopper RH4FBL3PTC and TSD4FBL3PTC dimmers TCP 8" Color & Wattage Selectable 0-10V Dimmable Commercial LED Recessed Downlight | 3000 | 80 | 1300 | 118.1818 | 50000 | 11 | 12 | 76.89 | 6.4075 | 7.5291 | 2020Q3 | https://www.bulbs.com/product/DLC8SWUZDCCT | Bulbs.com | 2020 | Yes
LED Lighting | A-Type | Sylvania | True | Daylighting/Photocell, | General Purpose Replacement | A19 | E26 (Medium) | Use With Timers,Use With Photo and/or Motion Sensors,Damp Location Rated,Not for Use in Recessed Fixtures Home / Light Bulbs / LED / Sylvania - 40178 - LED5A19/DIM/O/927/CEC/GL/RP Filament Style; HD Glass Lamp; JA8 Compliant; Energy Star Certified; Damp Location Rated; Suitable for Totally Enclosed Fixtures 5W A19 LED Lamp - Universal - 450 Lumens - Warm White (2700K) - 90 CRI - 15000 hrs. - E26 (Medium) - 120 to 130V - Clear Sylvania - 40178 - LED5A19/DIM/O/927/CEC/GL/RP | 2700 | 81 | 450 | 90 | 15000 | 5 | 1 | 5.63 | 5.63 | 6.6155 | 2020Q2 | https://shop.regencylighting.com/lamps/led/led5a19-dim-o-927-cec-gl-rp-40178.html | Regency Lighting | 2020 | Yes
LED Lighting | A-Type | RAB Lighting | True |  | General Purpose Replacement | A19 | E26 (Medium) | Damp Location Rated,Recessed Fixtures TypeClear GlassShatterproofWattage5 Watt9 WattColor Temp.2700K Product Description A dimming option, energy saving benefit, and a 360-degree beam angle make the RAB A19-5-E26-927-F-C a suitable replacement for incandescent 40W bulbs. Made of clear glass, the LED A19 decorative bulb shines brightly on enclosed and open fixtures using 2700K soft white illumination. The E26 base fits most lamps, making installation simplistic. RAB A19-5-E26-927-F-C Features: 15,000 life hours Dims brightness down to 10% 3-year warranty RAB A19-5-E26-927-F-C Applications: Decorative lighting Dry/damp locations Chandeliers Alternate Product Versions $2.88 add RAB A19-9-E26-927-DIM - 10W LED A19 Bulb - 2700K 60 Watt Incandescent Equivalent - 800 Lumens - 90 CRI - 120V $2.88 add RAB A19-9-E26-930-DIM - 10W LED A19 Bulb - 3000K 60 Watt Incandescent Equivalent - 800 Lumens - 90 CRI - 120V $2.88 add RAB A19-9-E26-940-DIM - 10W LED A19 Bulb - 4000K 60 Watt Incandescent Equivalent - 800 Lumens - 90 CRI - 120V $2.88 add RAB A19-9-E26-950-DIM - 10W LED A19 Bulb - 5000K 60 Watt Incandescent Equivalent - 800 Lumens - 90 CRI - 120V $1.50 EACASE of 12EA add RAB A19-9-E26-927-F-C - 9W LED A19 Clear Bulb - 2700K 60 Watt Incandescent Equivalent - 810 Lumens - 90 CRI - 120V 40 Watt Incandescent Equivalent - 450 Lumens - 90 CRI - 120V RAB A19-5-E26-927-F-C - 5W LED A19 Clear Bulb - 2700K | 2700 | 92 | 450 | 90 | 15000 | 5 | 12 | 43.56 | 3.63 | 4.2654 | 2020Q2 | https://www.energyavenue.com/RAB-Lighting/A19-5-E26-927-F-C | Energy Avenue | 2020 | Yes
LED Lighting | A-Type | Manufacturer: Satco | True |  | General Purpose Replacement | A19 | E26 (Medium) | Damp Location Rated Home > Energy Star Qualified Products > 5 Watt 450 Lumen Dimmable LED A19 Enclosed Fixture Rated 3500K ** Non-CEC Compliant - NOT Lawful for Sale in California ** Product Specifications - Quick Reference Input Voltage: Lumens: 120 Volt 450 Lumens Dimensions: Dimmable: 4-3/16" (MOL) x 2-3/8" (MOD) Yes LED Color: 3500K Bright White Life Time: 25,000 Hours Power Consumption: Luminous Efficacy: 5 Watts 90 lm/W CRI: Certifications: 80 CRI Energy Star, RoHS, cULus Satco's LED series of omni-directional dimmable LED A19 Lamps are here to replace your 40 watt and 60 watt incandescent light bulbs. Within this series, Satco is exhibiting their Solid State LED Lighting for these A shaped replacement light bulbs. This series of A19 LED lights bulbs are not only dimmable, but also are approved for totally enclosed fixtures. They have a long life of 25,000 hours and possess a 3 Year Limited Warranty. This series comes in either a 5 watt model or a 9.5 watt model and the following color temperatures: 2700K, 3000K, 3500K, 4000K and 5000K. This model is part number S9832, which produces 450 lumens of a 3500K bright white color. This bulb consumes just 5 watts of 120 volt energy. This light bulb is Energy Star certified, RoHS compliant, cULus - damp location rated, and enclosed fixture rated. This led light bulb is dimmable and has a CRI of 80, while producing zero UV or IR radiation. The innovative design of this a19 bulb features a smooth heat sink design to resemble traditional incandescent lamps. When you replace your 40A19 bulbs with these 5 watt A19 LED bulbs, your energy use decreases significantly while keeping the same look and feel of your old A19 bulbs. Click here for the complete Satco S9832 LED A19 Light Bulb Specification Sheet. Satco 5 Watt 450 Lumen Dimmable LED A19 Enclosed Fixture Rated 3500K | 3500 | 83 | 450 | 90 | 25000 | 5 | 1 | 2.05 | 2.05 | 2.4088 | 2020Q2 | https://www.greenelectricalsupply.com/5-watt-enclosed-fixture-rated-e26-a19-led-light-bulbs-3500k.aspx | Green Electrical Supply | 2020 | Yes
LED Lighting | A-Type | Manufacturer: TCP | False | Daylighting/Photocell, | General Purpose Replacement | A19 | E26 (Medium) | Use With Timers,Use With Photo and/or Motion Sensors,Damp Location Rated,Not for Use in Recessed Fixtures Home > Closeout Fixtures and Light Bulbs > 5 Watt 500 Lumen Non-Dimmable LED A19 Light Bulb 4100K Product Specifications - Quick Reference Input Voltage: Lumens: 120 Volt AC 500 Lumens Dimensions: Dimmable: 2.4" W x 4.3" MOL NO - Not Dimmable LED Color: 4100K Cool White Life Time: 25,000 Hours Power Consumption: Luminous Efficacy: 5 Watts 90 lm/W CRI: Certifications: 82 CRI UL listed Built off a 20-year history of producing energy efficient lighting, Technical Consumer Products, Inc. (TCP) is excited to announce its most advanced and comprehensive lineup of LED lamps: the LED Elite Series. With TCPs dedication to manufacturing high quality, state-of-the-art lighting, combined with excellent high color rendering index (CRI) and new shatterproof smooth housing (which gives the appearance of traditional halogen bulbs), the LED Elite Series bulbs are a perfect choice to transform nearly every lighted environment into something extraordinary. This is the TCP, LED Elite NON-Dimmable A19 lamp with 230 Degree Beam Angle, and it comes with a color temperature of 4100 Kelvin (K). UL approved, the TCP LED5A1941K offers a very durable, solid state lighting technology that significantly reduces lighting service and maintenance costs. These non-dimmable LED A19 light bulbs consume up to 80% LESS energy than a standard 40A19 40-watt incandescent light bulb. These LED A19 bulbs do not contain Mercury or any other harmful substance, generate no IR or UV rays and carry a 5 Year Limited Warranty. TCPs LED A19 lamps have the highest light output and are the most efficient LED A19 light bulbs available today. Consuming just 5 watts of 120 volt energy, this A19 bulb generates 500 lumens thats 100 Lumens per watt. This LED A19 40 watt equivalent bulb can be used outdoors when protected from the elements, is rated for 25,000 hours with a minimum starting temperature of -30 degrees Celsius and measures 4.3" MOL and 2.4" in diameter. Click here to see the TCP LED Elite A19 Series Specification Sheet. Typical Applications Typical applications for the TCP LED5A1941K, Elite non-dimmable A19 LED light bulbs include general indoor or outdoor lighting, table lamps, sconces, floor lamps and ceiling fixtures. TCP 5 Watt 500 Lumen Non-Dimmable LED A19 Light Bulb 4100K | 2700 | 81 | 450 | 90 | 15000 | 5 | 1 | 2.6 | 2.6 | 3.0551 | 2020Q2 | https://www.greenelectricalsupply.com/tcp-led5a1941k-elite-non-dimmable-led-a19-light-bulbs-4100k.aspx | Green Electrical Supply | 2020 | Yes
LED Lighting | A-Type | Green Creative | True |  |  | A19 |  | 40W halogen replacement Vintage look fits all decorative applications Not intended for use in totally enclosed fixtures Smooth dimming with existing installations More Information 5W A19 Filament LED Bulb - E26 Base, 120V Features: Wattage: 5W LED Bulb Base: E26 Base Bulb Shape: A19 Voltage: 120V Rated Life: 15,000 hours Color Temperature: 2700K CRI: 82 Lumens: 450 Beam Angle: 300° 40W halogen replacement Vintage look fits all decorative applications Not intended for use in totally enclosed fixtures Smooth dimming with existing installations Model: 98376 *MFG Part Number*: 98376 5W A19 Filament LED Bulb - E12 Base, 120V Green Creative 5W A19 Filament LED Bulb - E26 Base, 120V | 2700 | 82 | 450 | 90 | 15000 | 5 | 1 | 4.77 | 4.77 | 5.6049 | 2020Q2 | https://www.lbclighting.com/led/light-bulb-led/grnc-98376.html | LBC Lighting | 2020 | Yes
LED Lighting | A-Type | Green Creative | True |  |  | A19 |  | 40W Incandescent replacement Vintage look fits all decorative applications Comfortable warm diffused light Smooth dimming with existing installations More Information 5W A19 Filament LED Bulb - E26 Base, 120V Features: Wattage: 5W LED Bulb Base: E26 Base Bulb Shape: A19 Voltage: 120V Rated Life: 15,000 hours Color Temperature: 2700K CRI: 82 Lumens: 450 Beam Angle: 300° 40W Incandescent replacement Vintage look fits all decorative applications Comfortable warm diffused light Smooth dimming with existing installations Model: 98450 *MFG Part Number*: 98450 5W A19 Filament LED Bulb - E12 Base, 120V Green Creative 5W A19 Filament LED Bulb - E26 Base, 120V | 2700 | 82 | 450 | 90 | 15000 | 5 | 1 | 4.77 | 4.77 | 5.6049 | 2020Q2 | https://www.lbclighting.com/led/light-bulb-led/grnc-99479.html | LBC Lighting | 2020 | Yes
LED Lighting | A-Type | Green Creative | True |  | LED | A19 | Medium (E26) | Product Description Save up to 40 percent of your energy cost with this 5W A19 LED bulb from Green Creative. This Green Creative 5FA19DIM/827 98376 offers a direct replacement for traditional halogen bulbs with a standard E26 base, and you'll enjoy and up to 15,000 hours of trouble-free illumination with 2700K of soft white light. Green Creative 98376 Features: Direct replacement for 40 watt halogen bulbs Classic A19 profile, compatible with E26 base lamps Suitable for damp locations Warm, diffused lighting at 2700k Color accuracy of 82 CRI ETL listed Dimmable to 10 percent Lifespan of up to 15,000 hours Limited three-year warranty Green Creative 98376 Applications: Decorative fixtures Table lamps Floor lamps Ceiling fixtures 5FA19DIM/827 - 450 Lumens - 82 CRI - 40W Halogen Equivalent - 120V Green Creative 98376 - 5W LED A19 Filament - 2700K | 2700 | 82 | 450 | 90 | 15000 | 5 | 1 | 3.5 | 3.5 | 4.1126 | 2020Q2 | https://www.energyavenue.com/Green-Creative/98376 | Energy Avenue | 2020 | Yes
LED Lighting | A-Type | Green Creative | True |  |  |  |  | HomeLamps, Bulbs, BallastsBulbs - LEDLED - DecorativeLamps - Vintage Dimmable Filament LED Lamp, 5W, Bulb: A19b, Base: Medium (E26), Vs: 120, Lumens: 450, Color Temp.: 2700K, Rated Life: 15,000 Hrs Green Creative 98450 98450 5FA19DIM/827/FR | 2700 |  | 450 | 90 |  | 5 | 1 | 4.67 | 4.67 | 5.4874 | 2020Q2 | https://www.platt.com/platt-electric-supply/LED-Decorative-Lamps-Vintage/Green-Creative/98450/product.aspx?zpid=1315110 | Platt | 2020 | Yes
LED Lighting | A-Type | Philips Lighting |  |  | A21 (Arbitrary) |  | E26 (Medium Screw) | HomeLamps, Bulbs, BallastsBulbs - LEDLED - TraditionalLamps - 3-Way LED 3-Way Lamp, 5/8/18W, 120V, Bulb: A-Type (A21), Base: Medium Screw (E26), Lumens: 450/800/1600, CRI: 80, Color Temperature: 2700K, Rated Average Life: 25,000 Hrs. *Philips Part # 45916-4. 40W/60W/100W Equivalent. Philips Lighting 18A21/LED/827 3WAY LED Lamp, A21, 5/8/18 Watt | 2700 | 80 | 450 | 90 |  | 5 | 1 | 21.45 | 21.45 | 25.2046 | 2020Q2 | https://www.platt.com/platt-electric-supply/LED-Traditional-Lamps-3-Way/Philips-Lighting/18A21-LED-827-3WAY/product.aspx?zpid=88877 | Platt | 2020 | Yes
LED Lighting | A-Type | Green Creative | True |  | A19 (Arbitrary) |  | E26 (Medium Screw) | HomeLamps, Bulbs, BallastsBulbs - LEDLED - TraditionalLamps - A-Type Dimmable Filament LED Lamp, 5W, Bulb: A19b, Base: Medium (E26), Vs: 120, Lumens: 450, Color Temp.: 2700K, Rated Life: 15,000 Hrs, Finish: Clear. P/N: 98376, 5FA19DIM/827 Green Creative 98376 LED A19 5W FILAMENT | 2700 | 82 | 450 | 90 |  | 5 | 1 | 4.67 | 4.67 | 5.4874 | 2020Q2 | https://www.platt.com/platt-electric-supply/LED-Traditional-Lamps-A-Type/Green-Creative/98376/product.aspx?zpid=1315108 | Platt | 2020 | Yes
LED Lighting | A-Type | Philips | False |  | A19/21 | E26 (Medium) | E26 (Medium) | Home / Light Bulbs / LED / Philips - 459164 - 18A21/LED/827 3WAY ND 120V Energy Star Rated 5;8;18W 3-Way LED Lamp - Universal - 450/800/1600 Lumens - Warm White (2700K) - 80 CRI - 25000 Hours - E26 (Medium) - 120 to 130V - Frost Philips - 459164 - 18A21/LED/827 3WAY ND 120V | 2700 | 80 | 450 | 90 | 25000 | 5 | 1 | 21.16 | 21.16 | 24.8638 | 2020Q2 | https://shop.regencylighting.com/lamps/led/18a21-led-827-3way-nd-120v-45916-4.html | Regency Lighting | 2020 | Yes
LED Lighting | A-Type | Philips | False |  | A19/21 | E26 (Medium) | E26 (Medium) | Home / Light Bulbs / LED / LED A-Line / Philips - 459164 - 18A21/LED/827 3WAY ND 120V Energy Star Rated 5;8;18W 3-Way LED Lamp - Universal - 450/800/1600 Lumens - Warm White (2700K) - 80 CRI - 25000 Hours - E26 (Medium) - 120 to 130V - Frost Philips - 459164 - 18A21/LED/827 3WAY ND 120V | 2700 | 80 | 450 | 90 | 25000 | 5 | 1 | 21.16 | 21.16 | 24.8638 | 2020Q2 | https://shop.regencylighting.com/lamps/led/a-line/18a21-led-827-3way-nd-120v-45916-4.html | Regency Lighting | 2020 | Yes
LED Lighting | A-Type | TCP | True |  | A19/21 | E26 (Medium) | E26 (Medium) | Home / Light Bulbs / LED / LED A-Line / TCP - LFA4025AD Damp Location; Filament Lamp 5W A19 LED Lamp - Universal - 450 Lumens - Warm White (2500K) - 80 CRI - 15000 Hours - E26 (Medium) - 120 to 130V - Amber TCP - LFA4025AD | 2500 | 80 | 450 | 90 | 15000 | 5 | 1 | 7.84 | 7.84 | 9.2123 | 2020Q2 | https://shop.regencylighting.com/lamps/led/a-line/lfa4025ad-tcp.html | Regency Lighting | 2020 | Yes
LED Lighting | A-Type | TCP | True |  | A19/21 | E26 (Medium) | E26 (Medium) | Home / Light Bulbs / LED / TCP - LFA4025AD Damp Location; Filament Lamp 5W A19 LED Lamp - Universal - 450 Lumens - Warm White (2500K) - 80 CRI - 15000 Hours - E26 (Medium) - 120 to 130V - Amber TCP - LFA4025AD | 2500 | 80 | 450 | 90 | 15000 | 5 | 1 | 7.84 | 7.84 | 9.2123 | 2020Q2 | https://shop.regencylighting.com/lamps/led/lfa4025ad-tcp.html | Regency Lighting | 2020 | Yes
LED Lighting | A-Type | Standard Products | True |  | LED | A19 | E26 (Medium) | Topbulb » LED Bulbs » LED Filament / Vintage » Standard - 5W LED Filament Style - A19 - Clear - Medium Base Standard LED filament style bulbs with 2700K warm white light provide provide the decorative appeal of exposed filament lighting with the added benefits of energy efficiency and long bulb life. The dimmable 2700K color temperature series allows users to get both a bright modern look at full light output as well as the ability to dim the light when desired. See the specification sheet below for compatible dimmers which will optimize dimming performance. Shipping Notice This item will not ship to Canada. LED Technology Notice Due to constantly evolving nature of LED technology, manufacturers will reserve the right to replace this product with next generation technology. We appreciate your understanding and acceptance of this policy. Documents Standard 64265 Specification Sheet About Standard Standard Products Inc., head office located in Montreal, Canada, supplies a full range of lighting solutions to the North American market. Standard surpasses market norms on quality products and innovative ideas across their entire line of lamps. Standard Products Inc. is a Gold Standard Winner as one of Canada's Best Managed Companies. 40W Equal • 2700K Warm White • Dimmable Standard - 5W LED Filament Style - A19 - Clear - Medium Base | 2700 | 80 | 450 | 90 | 15000 | 5 | 1 | 17.95 | 17.95 | 21.0919 | 2020Q2 | https://www.topbulb.com/standard-5w-led-filament-style-a19-clear-medium-base | Top Bulb | 2020 | Yes
LED Lighting | A-Type | Brand Generic | True |  | General Purpose Replacement | A19 | E26 (Medium) | Damp Location Rated Damp Location Rated LED Filament A19 8.3 Watt 120 Volt Medium Base 2700 Kelvin 750 Lumens 90+ CRI 15,000 Hour Life Replaces 60W Incandescent Dimmable Mfg #BPA1960CL927CAFIL2RP CAC LED 9W A19 Clear 60W Equiv, 2700K, 15000 Hr 2-Pack, Dimmable | 2700 | 91 | 810 | 90 | 15000 | 9 | 1 | 11.99 | 11.99 | 14.0887 | 2020Q3 | https://hdsupplysolutions.com/p/led-00-75-10-35/cac-led-9w-a19-clear-60w-equiv-2700k-15000-hr-2-pack-dimmable-p135708 | HD Supply | 2020 | Yes
LED Lighting | A-Type | Feit | True |  | General Purpose Replacement | A19 | E26 (Medium) | Damp Location Rated Damp Location Rated Home / Light Bulbs / LED / LED A-Line / Feit - BPA1960CL927CAFIL2RP 2 Pack; Priced per Each Lamp; Energy Star Approved 9W A19 LED Lamp - Universal - 810 Lumens - Warm White (2700K) - 90 CRI - 15000 hrs. - E26 (Medium) - 120 to 277V (Universal) - Clear Feit - BPA1960CL927CAFIL2RP | 2700 | 91 | 810 | 90 | 15000 | 9 | 1 | 11.65 | 11.65 | 13.6892 | 2020Q3 | https://shop.regencylighting.com/lamps/led/a-line/bpa1960cl927cafil2rp-fet.html | Regency Lighting | 2020 | Yes
LED Lighting | A-Type | Maxlite | True |  | General Purpose Replacement | A19 | E26 (Medium) | Damp Location Rated,Use With Timers,Recessed Fixtures Damp Location Rated,Use With Timers,Recessed Fixtures Home / Light Bulbs / LED / LED A-Line / Maxlite - 14099800 - E9A19D927/JA8 Enclosed Rated 9W A19 LED Lamp - Universal - 810 Lumens - Warm White (2700K) - 92 CRI - 25000 Hours - E26 (Medium) - 120 to 130V Maxlite - 14099800 - E9A19D927/JA8 | 2700 | 92 | 810 | 90 | 25000 | 9 | 1 | 4.89 | 4.89 | 5.7459 | 2020Q3 | https://shop.regencylighting.com/lamps/led/a-line/e9a19d927-ja8-mxt.html | Regency Lighting | 2020 | Yes
LED Lighting | A-Type | Maxlite | True |  | General Purpose Replacement | A19 | GU24 | Use With Timers,Recessed Fixtures,Damp Location Rated Use With Timers,Recessed Fixtures,Damp Location Rated Home / Light Bulbs / LED / LED A-Line / Maxlite - 102490 - E9A19GUD927/JA8 Energy Star Certified; Enclosed Rated 9W A19 LED Lamp - Universal - 810 Lumens - Warm White (2700K) - 92 CRI - 25000 Hours - GU24 (Bi-Pin / Twist & Lock) - 120 to 130V - Frost Maxlite - 102490 - E9A19GUD927/JA8 | 2700 | 92 | 810 | 90 | 25000 | 9 | 1 | 4.89 | 4.89 | 5.7459 | 2020Q3 | https://shop.regencylighting.com/lamps/led/a-line/e9a19gud927-ja8-mxt.html | Regency Lighting | 2020 | Yes
LED Lighting | A-Type | Maxlite | True |  | General Purpose Replacement | A19 | GU24 | Use With Timers,Recessed Fixtures,Damp Location Rated Use With Timers,Recessed Fixtures,Damp Location Rated Home / Light Bulbs / LED / LED A-Line / Maxlite - 102491 - E9A19GUD930/JA8 Energy Star Certified; Enclosed Rated 9W A19 LED Lamp - Universal - 810 Lumens - Warm White (3000K) - 92 CRI - 25000 Hours - GU24 (Bi-Pin / Twist & Lock) - 120 to 130V - Frost Maxlite - 102491 - E9A19GUD930/JA8 | 3000 | 93 | 810 | 90 | 25000 | 9 | 1 | 4.89 | 4.89 | 5.7459 | 2020Q3 | https://shop.regencylighting.com/lamps/led/a-line/e9a19gud930-ja8-mxt.html | Regency Lighting | 2020 | Yes
LED Lighting | A-Type | Feit | True |  | General Purpose Replacement | A19 | E26 (Medium) | Damp Location Rated Damp Location Rated Home / Light Bulbs / LED / Feit - BPA1960CL927CAFIL2RP 2 Pack; Priced per Each Lamp; Energy Star Approved 9W A19 LED Lamp - Universal - 810 Lumens - Warm White (2700K) - 90 CRI - 15000 hrs. - E26 (Medium) - 120 to 277V (Universal) - Clear Feit - BPA1960CL927CAFIL2RP | 2700 | 91 | 810 | 90 | 15000 | 9 | 1 | 11.65 | 11.65 | 13.6892 | 2020Q3 | https://shop.regencylighting.com/lamps/led/bpa1960cl927cafil2rp-fet.html | Regency Lighting | 2020 | Yes
LED Lighting | A-Type | Maxlite | True |  | General Purpose Replacement | A19 | E26 (Medium) | Damp Location Rated,Use With Timers,Recessed Fixtures Damp Location Rated,Use With Timers,Recessed Fixtures Home / Light Bulbs / LED / Maxlite - 14099800 - E9A19D927/JA8 Enclosed Rated 9W A19 LED Lamp - Universal - 810 Lumens - Warm White (2700K) - 92 CRI - 25000 Hours - E26 (Medium) - 120 to 130V Maxlite - 14099800 - E9A19D927/JA8 | 2700 | 92 | 810 | 90 | 25000 | 9 | 1 | 4.89 | 4.89 | 5.7459 | 2020Q3 | https://shop.regencylighting.com/lamps/led/e9a19d927-ja8-mxt.html | Regency Lighting | 2020 | Yes
LED Lighting | A-Type | Maxlite | True |  | General Purpose Replacement | A19 | GU24 | Use With Timers,Recessed Fixtures,Damp Location Rated Use With Timers,Recessed Fixtures,Damp Location Rated Home / Light Bulbs / LED / Maxlite - 102490 - E9A19GUD927/JA8 Energy Star Certified; Enclosed Rated 9W A19 LED Lamp - Universal - 810 Lumens - Warm White (2700K) - 92 CRI - 25000 Hours - GU24 (Bi-Pin / Twist & Lock) - 120 to 130V - Frost Maxlite - 102490 - E9A19GUD927/JA8 | 2700 | 92 | 810 | 90 | 25000 | 9 | 1 | 4.89 | 4.89 | 5.7459 | 2020Q3 | https://shop.regencylighting.com/lamps/led/e9a19gud927-ja8-mxt.html | Regency Lighting | 2020 | Yes
LED Lighting | A-Type | Maxlite | True |  | General Purpose Replacement | A19 | GU24 | Use With Timers,Recessed Fixtures,Damp Location Rated Use With Timers,Recessed Fixtures,Damp Location Rated Home / Light Bulbs / LED / Maxlite - 102491 - E9A19GUD930/JA8 Energy Star Certified; Enclosed Rated 9W A19 LED Lamp - Universal - 810 Lumens - Warm White (3000K) - 92 CRI - 25000 Hours - GU24 (Bi-Pin / Twist & Lock) - 120 to 130V - Frost Maxlite - 102491 - E9A19GUD930/JA8 | 3000 | 93 | 810 | 90 | 25000 | 9 | 1 | 4.89 | 4.89 | 5.7459 | 2020Q3 | https://shop.regencylighting.com/lamps/led/e9a19gud930-ja8-mxt.html | Regency Lighting | 2020 | Yes
LED Lighting | Decorative | QLS | True |  | Globe | G25 | E26 (Medium) | Damp Location Rated Damp Location Rated LED Filament Bulbs ¦ LED Globe Light Bulbs QLS 4 watt dimmable G-25 filament LED bulb generates as much light as many 40 watt incandescent bulbs. Compatible with Lutron CTCL-153P and D-600P dimmers Suitable for use in enclosed fixtures No lead or mercury means easy and environmentally safe disposal Very long life - Rated to still put out 70% as much light after 15,000 hours of operation as it does when brand new Do not "hot swap" this bulb. Turn off fixture before replacing existing bulb. Compatible with Lutron CTCL-153P and D-600P dimmers Suitable for use in enclosed fixtures No lead or mercury means easy and environmentally safe disposal Very long life - Rated to still put out 70% as much light after 15,000 hours of operation as it does when brand new QLS Dimmable 4W 5000K G25 Filament LED Bulb, Enclosed Fixture Rated | 2700 | 82 | 350 | 87.5 | 15000 | 4 | 12 | 3.99 | 0.3325 | 0.3907 | 2020Q3 | https://www.bulbs.com/product/FG25D4050EW | Bulbs.com | 2020 | Yes
LED Lighting | Downlight | Keystone | False |  |  | Twin Tube Alt | G24d/G24q | LED Plug-in Light Bulbs The 8W 2-pin G24d base 2700K horizontal mounted non-dimmable LED bulb from Keystone is a ballast bypass LED replacement for a 26W, 32W and 42W G24d or G24q based socket. Not for use in fully enclosed fixtures. The existing ballast must be bypassed for operation. Not intended for use in lensed downlights. Replaces a 26W/32W/42W G24d or G24q CFL lamp Instant startup Frosted lens eliminates pixelation DO NOT "hot swap" this lamp. Turn off fixture before replacing existing bulb. Replaces a 26W/32W/42W G24d or G24q CFL lamp Instant startup Frosted lens eliminates pixelation Keystone Non-Dimmable 8W 2 Pin Horizontal 2700K G24d/G24q LED Bulb, Ballast Bypass | 2700 | 83 | 900 | 112.5 | 50000 | 8 | 50 | 13.69 | 0.2738 | 0.32173 | 2020Q3 | https://www.bulbs.com/product/KT-LED82P-H-827-D | Bulbs.com | 2020 | No
LED Lighting | Downlight | Keystone | False |  |  | Twin Tube Alt | G24d/G24q | LED Plug-in Light Bulbs The 8W 2-pin G24d base 3000K horizontal mounted non-dimmable LED bulb from Keystone is a ballast bypass LED replacement for a 26W, 32W and 42W G24d or G24q based socket. Not for use in fully enclosed fixtures. The existing ballast must be bypassed for operation. Not intended for use in lensed downlights. Replaces a 26W/32W/42W G24d or G24q CFL lamp Instant startup Frosted lens eliminates pixelation DO NOT "hot swap" this lamp. Turn off fixture before replacing existing bulb. Replaces a 26W/32W/42W G24d or G24q CFL lamp Instant startup Frosted lens eliminates pixelation Keystone Non-Dimmable 8W 2 Pin Horizontal 3000K G24d/G24q LED Bulb, Ballast Bypass | 3000 | 83 | 900 | 112.5 | 50000 | 8 | 50 | 13.69 | 0.2738 | 0.32173 | 2020Q3 | https://www.bulbs.com/product/KT-LED82P-H-830-D | Bulbs.com | 2020 | No
LED Lighting | Downlight | Keystone | False |  |  | Twin Tube Alt | G24d | LED Plug-in Light Bulbs The 8W 2-pin G24d base 3500K horizontal mounted non-dimmable LED bulb from Keystone is a ballast bypass LED replacement for a 26W, 32W and 42W G24d or G24q based socket. Not for use in fully enclosed fixtures. The existing ballast must be bypassed for operation. Not intended for use in lensed downlights. Replaces a 26W/32W/42W G24d or G24q CFL lamp Instant startup Frosted lens eliminates pixelation DO NOT "hot swap" this lamp. Turn off fixture before replacing existing bulb. Replaces a 26W/32W/42W G24d or G24q CFL lamp Instant startup Frosted lens eliminates pixelation Keystone Non-Dimmable 8W 2 Pin Horizontal 3500K G24d/G24q LED Bulb, Ballast Bypass | 3500 | 83 | 900 | 112.5 | 50000 | 8 | 50 | 13.69 | 0.2738 | 0.32173 | 2020Q3 | https://www.bulbs.com/product/KT-LED82P-H-835-D | Bulbs.com | 2020 | No
LED Lighting | Downlight | Keystone | False |  |  | Twin Tube Alt | G24d/G24q | LED Plug-in Light Bulbs The 8W 2-pin G24d base 4000K horizontal mounted non-dimmable LED bulb from Keystone is a ballast bypass LED replacement for a 26W, 32W and 42W G24d or G24q based socket. Not for use in fully enclosed fixtures. The existing ballast must be bypassed for operation. Not intended for use in lensed downlights. Replaces a 26W/32W/42W G24d or G24q CFL lamp Instant startup Frosted lens eliminates pixelation DO NOT "hot swap" this lamp. Turn off fixture before replacing existing bulb. Replaces a 26W/32W/42W G24d or G24q CFL lamp Instant startup Frosted lens eliminates pixelation Keystone Non-Dimmable 8W 2 Pin Horizontal 4000K G24d/G24q LED Bulb, Ballast Bypass | 4000 | 83 | 950 | 118.75 | 50000 | 8 | 50 | 17.09 | 0.3418 | 0.40163 | 2020Q3 | https://www.bulbs.com/product/KT-LED82P-H-840-D | Bulbs.com | 2020 | No
LED Lighting | Downlight | Keystone | False |  |  | Twin Tube Alt | G24d/G24q | LED Plug-in Light Bulbs The 8W 2-pin G24d base 5000K horizontal mounted non-dimmable LED bulb from Keystone is a ballast bypass LED replacement for a 26W, 32W and 42W G24d or G24q based socket. Not for use in fully enclosed fixtures. The existing ballast must be bypassed for operation. Not intended for use in lensed downlights. Replaces a 26W/32W/42W G24d or G24q CFL lamp Instant startup Frosted lens eliminates pixelation DO NOT "hot swap" this lamp. Turn off fixture before replacing existing bulb. Replaces a 26W/32W/42W G24d or G24q CFL lamp Instant startup Frosted lens eliminates pixelation Keystone Non-Dimmable 8W 2 Pin Horizontal 5000K G24d/G24q LED Bulb, Ballast Bypass | 5000 | 83 | 950 | 118.75 | 50000 | 8 | 50 | 13.69 | 0.2738 | 0.32173 | 2020Q3 | https://www.bulbs.com/product/KT-LED82P-H-850-D | Bulbs.com | 2020 | No
LED Lighting | Downlight | Keystone | False |  |  | Twin Tube Alt | G24d/G24q | LED Plug-in Light Bulbs The 8W 2-pin G24d base 2700K vertical mounted non-dimmable LED bulb from Keystone is a ballast bypass LED replacement for a 26W, 32W and 42W G24d or G24q based socket. Not for use in fully enclosed fixtures. The existing ballast must be bypassed for operation. Not intended for use in lensed downlights. Replaces 26W/32W/42W G24d or G24q CFL lamps Instant startup Frosted lens eliminates pixelation DO NOT "hot swap" this lamp. Turn off fixture before replacing existing bulb. Replaces 26W/32W/42W G24d or G24q CFL lamps Instant startup Frosted lens eliminates pixelation Keystone Non-Dimmable 8W 2 Pin Vertical 2700K G24d/G24q LED Bulb, Ballast Bypass | 2700 | 83 | 900 | 112.5 | 50000 | 8 | 50 | 13.69 | 0.2738 | 0.32173 | 2020Q3 | https://www.bulbs.com/product/KT-LED82P-V-827-D | Bulbs.com | 2020 | No
LED Lighting | Downlight | Keystone | False |  |  | Twin Tube Alt | G24d/G24q | LED Plug-in Light Bulbs The 8W 2-pin G24d base 3000K vertical mounted non-dimmable LED bulb from Keystone is a ballast bypass LED replacement for a 26W, 32W and 42W G24d or G24q based socket. Not for use in fully enclosed fixtures. The existing ballast must be bypassed for operation. Not intended for use in lensed downlights. Replaces a 26W/32W/42W G24d or G24q CFL lamp Instant startup Frosted lens eliminates pixelation DO NOT "hot swap" this lamp. Turn off fixture before replacing existing bulb. Replaces a 26W/32W/42W G24d or G24q CFL lamp Instant startup Frosted lens eliminates pixelation Keystone Non-Dimmable 8W 2 Pin Vertical 3000K G24d/G24q LED Bulb, Ballast Bypass | 3000 | 83 | 900 | 112.5 | 50000 | 8 | 50 | 13.69 | 0.2738 | 0.32173 | 2020Q3 | https://www.bulbs.com/product/KT-LED82P-V-830-D | Bulbs.com | 2020 | No
LED Lighting | Downlight | Keystone | False |  |  | Twin Tube Alt | G24d/G24q | LED Plug-in Light Bulbs The 8W 2-pin G24d base 3500K vertical mounted non-dimmable LED bulb from Keystone is a ballast bypass LED replacement for a 26W, 32W and 42W G24d or G24q based socket. Not for use in fully enclosed fixtures. The existing ballast must be bypassed for operation. Not intended for use in lensed downlights. Replaces a 26W/32W/42W G24d or G24q CFL lamp Instant startup Frosted lens eliminates pixelation DO NOT "hot swap" this lamp. Turn off fixture before replacing existing bulb. Replaces a 26W/32W/42W G24d or G24q CFL lamp Instant startup Frosted lens eliminates pixelation Keystone Non-Dimmable 8W 2 Pin Vertical 3500K G24d/G24q LED Bulb, Ballast Bypass | 3500 | 83 | 900 | 112.5 | 50000 | 8 | 50 | 13.69 | 0.2738 | 0.32173 | 2020Q3 | https://www.bulbs.com/product/KT-LED82P-V-835-D | Bulbs.com | 2020 | No
LED Lighting | Downlight | Keystone | False |  |  | Twin Tube Alt | G24d/G24q | LED Plug-in Light Bulbs The 8W 2-pin G24d base 4000K vertical mounted non-dimmable LED bulb from Keystone is a ballast bypass LED replacement for a 26W, 32W and 42W G24d or G24q based socket. Not for use in fully enclosed fixtures. The existing ballast must be bypassed for operation. Not intended for use in lensed downlights. Replaces a 26W/32W/42W G24d or G24q CFL lamp Instant startup Frosted lens eliminates pixelation DO NOT "hot swap" this lamp. Turn off fixture before replacing existing bulb. Replaces a 26W/32W/42W G24d or G24q CFL lamp Instant startup Frosted lens eliminates pixelation Keystone Non-Dimmable 8W 2 Pin Vertical 4000K G24d/G24q LED Bulb, Ballast Bypass | 4000 | 83 | 950 | 118.75 | 50000 | 8 | 50 | 13.69 | 0.2738 | 0.32173 | 2020Q3 | https://www.bulbs.com/product/KT-LED82P-V-840-D | Bulbs.com | 2020 | No
LED Lighting | Downlight | Keystone | False |  |  | Twin Tube Alt | G24d/G24q | LED Plug-in Light Bulbs The 8W 2-pin G24d base 5000K vertical mounted non-dimmable LED bulb from Keystone is a ballast bypass LED replacement for a 26W, 32W and 42W G24d or G24q based socket. Not for use in fully enclosed fixtures. The existing ballast must be bypassed for operation. Not intended for use in lensed downlights. Replaces a 26W/32W/42W G24d or G24q CFL lamp Instant startup Frosted lens eliminates pixelation DO NOT "hot swap" this lamp. Turn off fixture before replacing existing bulb. Replaces a 26W/32W/42W G24d or G24q CFL lamp Instant startup Frosted lens eliminates pixelation Keystone Non-Dimmable 8W 2 Pin Vertical 5000K G24d/G24q LED Bulb, Ballast Bypass | 5000 | 83 | 950 | 118.75 | 50000 | 8 | 50 | 13.69 | 0.2738 | 0.32173 | 2020Q3 | https://www.bulbs.com/product/KT-LED82P-V-850-D | Bulbs.com | 2020 | No
LED Lighting | A-Type | Green Creative | True |  | General Purpose Replacement | A19 | E26 (Medium) | Damp Location Rated,Not for Use in Recessed Fixtures Damp Location Rated,Not for Use in Recessed Fixtures Home Bulbs Filament Light Bulbs LED Filament Bulb - 9W - A19 - 60W Equal - 810 Lumens - 2700K Warm White Back Description The Titanium series 9FA19DIM/927 filament A19 bulb from Green Creative produces 810 lumens, consumes 9 watts and illuminates a warm white color temperature in 2700K. The 9FA19DIM/927 filament A19 bulb replaces 60 watt incandescent bulbs. Moreover, the bulb has a base type E26 and is great for chandelier, general and ambient lighting. Vintage A-lamp look fits all applications Meets CEC Title20 requirements Dimmable led filament bulb Bulb has a rate life of 15,000 hours cETLus certified, Energy Star and suitable for damp locations LED Filament Bulb - 9W - A19 - 60W Equal - 810 Lumens - 2700K Warm White | 2700 | 90 | 810 | 90 | 15000 | 9 | 1 | 6.98 | 6.98 | 8.2018 | 2020Q3 | https://www.beeslighting.com/9FA19DIM-927 | Bee's Lighting | 2020 | Yes
LED Lighting | A-Type | Rab | True |  | General Purpose Replacement | A19 | E26 (Medium) | Damp Location Rated,Recessed Fixtures Damp Location Rated,Recessed Fixtures Rab Decorative LED filament lamp features E26 medium screw-in base and A19 arbitrary shape. This 6-Watt clear LED lamp delivers a soft white light output of 810-Lumens with 2700K color temperature and 90 CRI. It has an average life of 15000 Hours and emits light at an Omni directional beam angle of 360-Degrees. Dimmable LED lamp has a voltage rating of 120-Volts. It has glass construction for durability. It has a power factor of 0.7. Lamp withstands a temperature rating from -20 to 45 deg C and measures 2-3/8-Inch Dia x 4-3/16-Inch. It is suitable for used in both enclosed and open fixtures. It is perfect for wet locations. LED lamp meets UL, CEC, Title CA20, RoHS, Energy Star V2.0, 2330359 standards. Rab A19-9-E26-927-F-C Dimmable A19 Decorative LED Filament Lamp E26 Medium Base 6-Watt 810-Lumens 90 CRI 2700K Soft White | 2700 | 92 | 810 | 90 | 15000 | 9 | 12 | 6.618 | 0.5515 | 0.64803 | 2020Q3 | https://www.ew-ne.com/lighting-1600000000/rab-a19-9-e26-927-f-c-dimmable-a19-decorative-led-filament-lamp-e26-medium-base-6-watt-810-lumens-90-cri-2700k-soft-white-881081 | Electrical Wholesalers Inc | 2020 | Yes
LED Lighting | Downlight | Cyber Tech Lighting | False |  | LED |  | Wired | Slim Surface Ceiling Light Fixtures Cyber Tech Lighting non-dimmable 15 watt 3000K motion sensing LED downlight disk fits a standard 3.5" or 4" octagon J-box. When motion is detected up to 16 ft. the downlight turns on and turns off automatically after 30 seconds when the room is vacated. Works in dark and daytime applications. Ideal for closets, hallways and stairwells. Equivalent to a 90 watt incandescent Flame retardant PC material Hard wire connection Equivalent to a 90 watt incandescent Flame retardant PC material Hard wire connection Cyber Tech 15 Watt Round 3000K 90 CRI Motion Sensing LED Downlight Disk, Fits a 3.5" & 4" J-Box | 3000 | 90 | 900 | 60 | 50000 | 15 | 4 | 31.69 | 7.9225 | 9.3092 | 2020Q3 | https://www.bulbs.com/product/LC90RT6-DISK-MS-WW | Bulbs.com | 2020 | Yes
LED Lighting | A-Type | TCP | True |  | General Purpose Replacement | A19 | E26 (Medium) | Damp Location Rated,Filament Style Damp Location Rated,Filament Style Home Lamps, Bulbs, Ballasts Bulbs - LED LED - Traditional Lamps - A-Type LED Filament Lamp, A19, 120V, 9 Watt, 810 Lumens, 2700K, 90 CRI, 15,000 Hours. California Quality LED Lamp. Meets all Title 24 JA8-2016-E, Title 20, and ENERGY STAR requirements. TCP LFF60A19D1527KCQ LED A19 Filament Lamp | 2700 | 92 | 810 | 90 | 15000 | 9 | 1 | 7.31 | 7.31 | 8.5895 | 2020Q3 | https://www.platt.com/platt-electric-supply/LED-Traditional-Lamps-A-Type/TCP/LFF60A19D1527KCQ/product.aspx?zpid=1413293 | Platt | 2020 | Yes
LED Lighting | A-Type | TCP | True |  | General Purpose Replacement | A19 | E26 (Medium) | Damp Location Rated,Filament Style Damp Location Rated,Filament Style Home Lamps, Bulbs, Ballasts Bulbs - LED LED - Traditional Lamps - A-Type LED Filament Lamp, A19, 120V, 9 Watt, 810 Lumens, 3000K, 90 CRI, 15,000 Hours TCP LFF60A19D1530KCQ LED Filament Lamp, A19 | 3000 | 90 | 810 | 90 | 15000 | 9 | 1 | 7.31 | 7.31 | 8.5895 | 2020Q3 | https://www.platt.com/platt-electric-supply/LED-Traditional-Lamps-A-Type/TCP/LFF60A19D1530KCQ/product.aspx?zpid=1421488 | Platt | 2020 | Yes
LED Lighting | A-Type | Rab | True |  | General Purpose Replacement | A19 | E26 (Medium) | Damp Location Rated,Recessed Fixtures Damp Location Rated,Recessed Fixtures Rab Decorative LED filament lamp features E26 medium screw-in base and A19 arbitrary shape. This 6-Watt clear LED lamp delivers a soft white light output of 810-Lumens with 2700K color temperature and 90 CRI. It has an average life of 15000 Hours and emits light at an Omni directional beam angle of 360-Degrees. Dimmable LED lamp has a voltage rating of 120-Volts. It has glass construction for durability. It has a power factor of 0.7. Lamp withstands a temperature rating from -20 to 45 deg C and measures 2-3/8-Inch Dia x 4-3/16-Inch. It is suitable for used in both enclosed and open fixtures. It is perfect for wet locations. LED lamp meets UL, CEC, Title CA20, RoHS, Energy Star V2.0, 2330359 standards. Rab A19-9-E26-927-F-C Dimmable A19 Decorative LED Filament Lamp E26 Medium Base 6-Watt 810-Lumens 90 CRI 2700K Soft White | 2700 | 92 | 810 | 90 | 15000 | 9 | 12 | 6.443 | 0.53692 | 0.6309 | 2020Q3 | https://www.standardelectric.com/lighting-1600000000/rab-a19-9-e26-927-f-c-dimmable-a19-decorative-led-filament-lamp-e26-medium-base-6-watt-810-lumens-90-cri-2700k-soft-white-881081 | Standard Electric | 2020 | Yes
LED Lighting | Reflector | TCP | True |  |  | PAR-30/S | Medium (E26) | LED Reflector Light Bulbs TCP dimmable 10 watt PAR30/S flood lamp generates as much light as many 60 watt halogen bulbs. Suitable for use in outdoor applications No lead or mercury means easy and environmentally safe disposal Saves 50 watts in electricity compared to a 60 watt halogen Very long life - Rated to still put out 70% as much light after 25,000 hours of operation as it does when brand new Not recommended for use in enclosed fixtures because heat buildup will shorten life. Do not "hot swap" this bulb. Turn off fixture before replacing existing bulb. Suitable for use in outdoor applications No lead or mercury means easy and environmentally safe disposal Saves 50 watts in electricity compared to a 60 watt halogen Very long life - Rated to still put out 70% as much light after 25,000 hours of operation as it does when brand new TCP Dimmable 10W 2700K 40° PAR30S LED Bulb, Wet Rated | 2700 | 80 | 720 | 72 | 25000 | 10 | 12 | 12.99 | 1.0825 | 1.272 | 2020Q3 | https://www.bulbs.com/product/LED10P30SD27KFL | Bulbs.com | 2020 | No
LED Lighting | Reflector | TCP | True |  |  | R-20 | Medium (E26) | LED Reflector Light Bulbs TCP R20 dimmable 10 watt LED bulb generates as much light as many 60 watt halogen bulbs. No lead or mercury means easy and environmentally safe disposal Very long life - Rated to still put out 70% as much light after 25,000 hours of operation as it does when brand new Not recommended for use in fully enclosed fixtures because heat buildup will shorten life. Do not “hot swap” this bulb. Turn off fixture before replacing existing bulb. No lead or mercury means easy and environmentally safe disposal Very long life - Rated to still put out 70% as much light after 25,000 hours of operation as it does when brand new TCP Dimmable 10W 4100K R20 LED Bulb | 4100 | 82 | 725 | 72.5 | 25000 | 10 | 12 | 7.09 | 0.59083 | 0.69425 | 2020Q3 | https://www.bulbs.com/product/LED10R20D41K | Bulbs.com | 2020 | No
LED Lighting | Downlight | Sylvania | True | Scene Controls, Daylighting/Photocell, | LED |  | Medium (E26) | LED Recessed Downlights ¦ Smart Bulbs ¦ Wireless Lighting Accessories Osram Sylvania Lightify RT 5/6 downlight. Must be used with Gateway (73692). Plug the gateway into a standard wall outlet anywhere in your home or business to wirelessly sync with your existing WiFi network. Download the Lightify app on Apple iOS7 or above and Android 4.1 or above. Connected with the ZigBee network. Home automation smart lighting controlled by smartphone or tablet LED bulb tunable between Soft White and Daylight White (2700- 6500 Kelvin) Dimmable at each set color temperature Life: 20,000 hours rated life Replaces 65W BR30 incandescent LIGHTIFY System is controllable from inside the home or on the go Control light sources with simple to use scenes and grouping via the LIGHTIFY App Connect up to 50 bulbs Suitable for dry and damp locations Lasts up to 25 times longer than incandescent lamps Integrated white trim and metal conduit adaptor (included) for direct replacement Compatible with Lutron AYCL, DVCL, CTCL, and MACL dimmers. Home automation smart lighting controlled by smartphone or tablet LED bulb tunable between Soft White and Daylight White (2700- 6500 Kelvin) Dimmable at each set color temperature Replaces 65W BR30 incandescent LIGHTIFY System is controllable from inside the home or on the go Control light sources with simple to use scenes and grouping via the LIGHTIFY App Connect up to 50 bulbs Suitable for dry and damp locations Lasts up to 25 times longer than incandescent lamps Integrated white trim and metal conduit adaptor (included) for direct replacement Compatible with Lutron AYCL, DVCL, CTCL, and MACL dimmers. Lightify Color Selectable Dimmable 5" or 6" LED Downlight | 2700 | 80 | 810 | 81 | 20000 | 10 | 2 | 45.49 | 22.745 | 26.7263 | 2020Q3 | https://www.bulbs.com/product/LED10RT56TWLFY | Bulbs.com | 2020 | Yes
LED Lighting | A-Type | Ushio | True |  | A19/21 | E26 (Medium) | E26 (Medium) | Home / Light Bulbs / LED / Ushio - 1004901 - 9W UTOPIA PRO GOLD LEDA19/SW27 JA8 Certified; Approved for Totally Enclosed Fixtures; Suitable for Used in Recessed Fixtures; UL Listed for Damp Locations 9W A19 LED Lamp - Universal - 810 Lumens - Warm White (2700K) - 90 CRI - 25000 hrs. - E26 (Medium) - 120 to 130V Ushio - 1004901 - 9W UTOPIA PRO GOLD LEDA19/SW27 | 2700 | 90 | 810 | 90 | 25000 | 9 | 1 | 4.52 | 4.52 | 5.3112 | 2020Q3 | https://shop.regencylighting.com/lamps/led/9w-utopia-pro-gold-leda19-sw27-1004901.html | Regency Lighting | 2020 | Yes
LED Lighting | Reflector | Sylvania | True | Scene Controls, |  | BR-30 | Medium (E26) | LED Reflector Light Bulbs ¦ Smart Bulbs ¦ Wireless Lighting Accessories Osram Sylvania Lightify BR30 lamp. Must be used with Gateway (73692). Plug the gateway into a standard wall outlet anywhere in your home or business to wirelessly sync with your existing WiFi network. Download the Lightify app on Apple iOS7 or above and Android 4.1 or above. Connected with the ZigBee network. Home automation smart lighting controlled by smartphone or tablet Color changing bulb (Mixing Red,Green, Blue) and Tunable White (1900K-6500K) Dimmable at each set color temperature Life: 20,000 hours rated life Replaces 65W BR30 incandescent LIGHTIFY System is controllable from inside the home or on the go Control light sources with simple to use scenes and grouping via the LIGHTIFY App Connect up to 50 bulbs Home automation smart lighting controlled by smartphone or tablet Color changing bulb (Mixing Red,Green, Blue) and Tunable White (1900K-6500K) Dimmable at each set color temperature Replaces 65W BR30 incandescent LIGHTIFY System is controllable from inside the home or on the go Control light sources with simple to use scenes and grouping via the LIGHTIFY App Connect up to 50 bulbs Lightify BR30 RGB Color Changing LED Bulb | 1900 | 90 | 800 | 80 | 20000 | 10 | 4 | 48.19 | 12.0475 | 14.1563 | 2020Q3 | https://www.bulbs.com/product/LED11BR30RGBWLFY | Bulbs.com | 2020 | Yes
LED Lighting | Downlight | Bulbrite | True |  | LED |  |  | Downlight Recessed Downlight Recessed LED Recessed Downlights Bulbrite dimmable 6" LED downlight is built with an integral junction box that eliminates the need for a traditional recessed housing (can) or J-box, saving installers time and money. Simply connect the junction box wiring to a light switch and place it into the ceiling. The spring-loaded clips will hold the downlight into the ceiling. Three easy installation steps: Cut appropriate size hole in ceiling Connect fixture to wired wall switch Clip fixture into opening and enjoy your new light Easy to install in new construction and retrofit projects, the downlight has a slim body that fits into shallow ceilings. Its white baffle trim blends seamlessly into interiors and reduces glare for soft eye pleasing illumination. Mounts directly into ceiling, no housing (recessed can) required IC and airtight rated for direct installation Edge lit for more diffused, less glary light Compatible with Lutron AYCL, DVCL, CTCL, and MACL dimmers. Cut appropriate size hole in ceiling Connect fixture to wired wall switch Clip fixture into opening and enjoy your new light Mounts directly into ceiling, no housing (recessed can) required IC and airtight rated for direct installation Edge lit for more diffused, less glary light Compatible with Lutron AYCL, DVCL, CTCL, and MACL dimmers. Bulbrite Dimmable 6" 11.6W 4000K LED Downlight, No Recessed Can or J-Box Needed | 3000 | 84 | 800 | 67.7966 | 40000 | 11.8 | 6 | 12.49 | 2.0817 | 2.446 | 2020Q3 | https://www.bulbs.com/product/LED11JBOXDL-6-840-WHRD-D | Bulbs.com | 2020 | No
LED Lighting | Reflector | TCP | True |  | Reflector (Flood/Spot) | BR30 | E26 (Medium) | Damp Location Rated,Recessed Fixtures Damp Location Rated,Recessed Fixtures LED Reflector Light Bulbs TCP Elite ENERGY STAR® dimmable 10.5 watt bulb generates as much light as many 65 watt BR30 halogen bulbs. No lead or mercury means easy and environmentally safe disposal 900 lumens saves 73 watts in electricity Very long life - Rated to still put out 70% as much light after 25,000 hours of operation as it does when brand new Not recommended for use in fully enclosed fixtures because heat buildup will shorten life. Do not "hot swap" this bulb. Turn off fixture before replacing existing bulb. No lead or mercury means easy and environmentally safe disposal 900 lumens saves 73 watts in electricity Very long life - Rated to still put out 70% as much light after 25,000 hours of operation as it does when brand new TCP Dimmable 10.5W 4100K BR30 LED Bulb | 4000 | 84 | 900 | 85.7143 | 25000 | 10.5 | 12 | 4.29 | 0.3575 | 0.42008 | 2020Q3 | https://www.bulbs.com/product/LED12BR30D41K | Bulbs.com | 2020 | No
LED Lighting | Reflector | TCP | True |  |  | BR-30 | Medium (E26) | LED Reflector Light Bulbs TCP BR30 dimmable 10.5 watt LED bulb generates as much light as many 65 watt halogen bulbs. No lead or mercury means easy and environmentally safe disposal Very long life - Rated to still put out 70% as much light after 25,000 hours of operation as it does when brand new Not recommended for use in fully enclosed fixtures because heat buildup will shorten life. Do not “hot swap” this bulb. Turn off fixture before replacing existing bulb. No lead or mercury means easy and environmentally safe disposal Very long life - Rated to still put out 70% as much light after 25,000 hours of operation as it does when brand new TCP Dimmable 10.5W Amber BR30 LED Bulb |  | 82 | 850 | 80.9524 | 25000 | 10.5 | 12 | 13.69 | 1.1408 | 1.3405 | 2020Q3 | https://www.bulbs.com/product/LED12BR30DAMB | Bulbs.com | 2020 | No
LED Lighting | Reflector | TCP | True |  |  | BR-40 | Medium (E26) | LED Reflector Light Bulbs TCP BR40 dimmable 12 watt LED bulb generates as much light as many 65 watt halogen bulbs. No lead or mercury means easy and environmentally safe disposal Very long life - Rated to still put out 70% as much light after 25,000 hours of operation as it does when brand new Not recommended for use in fully enclosed fixtures because heat buildup will shorten life. Do not “hot swap” this bulb. Turn off fixture before replacing existing bulb. No lead or mercury means easy and environmentally safe disposal Very long life - Rated to still put out 70% as much light after 25,000 hours of operation as it does when brand new TCP Dimmable 12W 3000K BR40 LED Bulb | 3000 | 82 | 1060 | 88.3333 | 25000 | 12 | 12 | 6.49 | 0.54083 | 0.6355 | 2020Q3 | https://www.bulbs.com/product/LED12BR40D30K | Bulbs.com | 2020 | No
LED Lighting | Reflector | TCP | True |  |  | PAR-30/S | Medium (E26) | LED Reflector Light Bulbs TCP dimmable 10 watt PAR30/S LED bulb generates as much light as many 75 watt halogen bulbs. Suitable for use in outdoor applications No lead or mercury means easy and environmentally safe disposal Very long life - Rated to still put out 70% as much light after 25,000 hours of operation as it did when brand new Not recommended for use in fully enclosed fixtures because heat buildup will shorten life. Do not “hot swap” this bulb. Turn off fixture before replacing existing bulb. Suitable for use in outdoor applications No lead or mercury means easy and environmentally safe disposal Very long life - Rated to still put out 70% as much light after 25,000 hours of operation as it did when brand new TCP Dimmable 10W 2700K 40° PAR30S LED Bulb, Wet Rated | 2700 | 80 | 850 | 85 | 25000 | 10 | 12 | 14.29 | 1.1908 | 1.3993 | 2020Q3 | https://www.bulbs.com/product/LED12P30SD27KFL | Bulbs.com | 2020 | No
LED Lighting | Reflector | TCP | True |  |  | PAR-30/S | Medium (E26) | LED Reflector Light Bulbs TCP dimmable 10 watt PAR30/S LED narrow flood bulb generates as much light as many 75 watt halogen bulbs. Suitable for use in outdoor applications No lead or mercury means easy and environmentally safe disposal Very long life - Rated to still put out 70% as much light after 25,000 hours of operation as it did when brand new Not recommended for use in fully enclosed fixtures because heat buildup will shorten life. Do not “hot swap” this bulb. Turn off fixture before replacing existing bulb. Suitable for use in outdoor applications No lead or mercury means easy and environmentally safe disposal Very long life - Rated to still put out 70% as much light after 25,000 hours of operation as it did when brand new TCP Dimmable 10W 2700K 25° PAR30S LED Bulb, Wet Rated | 2700 | 80 | 850 | 85 | 25000 | 10 | 12 | 14.29 | 1.1908 | 1.3993 | 2020Q3 | https://www.bulbs.com/product/LED12P30SD27KNFL | Bulbs.com | 2020 | No
LED Lighting | Reflector | TCP | True |  |  | PAR-30/S | Medium (E26) | LED Reflector Light Bulbs TCP dimmable 10 watt flood PAR30/S LED bulb generates as much light as many 75 watt halogen bulbs. Suitable for use in outdoor applications No lead or mercury means easy and environmentally safe disposal Very long life - Rated to still put out 70% as much light after 25,000 hours of operation as it did when brand new Not recommended for use in fully enclosed fixtures because heat buildup will shorten life. Do not “hot swap” this bulb. Turn off fixture before replacing existing bulb. Suitable for use in outdoor applications No lead or mercury means easy and environmentally safe disposal Very long life - Rated to still put out 70% as much light after 25,000 hours of operation as it did when brand new TCP Dimmable 10W 3000K 40° PAR30S LED Bulb, Wet Rated | 3000 | 80 | 850 | 85 | 25000 | 10 | 12 | 14.29 | 1.1908 | 1.3993 | 2020Q3 | https://www.bulbs.com/product/LED12P30SD30KFL | Bulbs.com | 2020 | No
LED Lighting | Reflector | TCP | True |  |  | PAR-30/S | Medium (E26) | LED Reflector Light Bulbs TCP dimmable 10 watt LED narrow PAR30/S narrow flood bulb generates as much light as many 75 watt halogen bulbs. Suitable for use in outdoor applications No lead or mercury means easy and environmentally safe disposal Saves 65 watts in electricity compared to a 75 watt halogen Very long life - rated to still put out 70% as much light after 25,000 hours of operation as it did when brand new Not recommended for use in fully enclosed fixtures because heat buildup will shorten life. Do not “hot swap” this bulb. Turn off fixture before replacing existing bulb. Suitable for use in outdoor applications No lead or mercury means easy and environmentally safe disposal Saves 65 watts in electricity compared to a 75 watt halogen Very long life - rated to still put out 70% as much light after 25,000 hours of operation as it did when brand new TCP Dimmable 10W 3000K 25° PAR30S LED Bulb, Wet Rated | 3000 | 80 | 850 | 85 | 25000 | 10 | 12 | 14.29 | 1.1908 | 1.3993 | 2020Q3 | https://www.bulbs.com/product/LED12P30SD30KNFL | Bulbs.com | 2020 | No
LED Lighting | Downlight | Greenlite Corp. | False |  |  | Twin Tube Alt | G24d | LED Plug-in Light Bulbs Greenlite 12W Horizontal LED is a replacement for 26W CFL downlights with a 2-pin G24d (magnetic ballast) socket in a non-dimming fixtures only. Simply take out the existing CFL lamp and replace with the LED lamp. No bypassing of the existing ballast is needed. Installation: Power off the fixture Carefully remove the installed CFL lamp(s) Verify CFL ID information for compatibility with this lamp Insert the lamp into all open socket(s) within the fixture Turn power on DO NOT "hot swap" this lamp. Turn off fixture before replacing existing bulb. This lamp only operates on magnetic ballasts. If the lamp does not light when the luminaire is turned on, remove the lamp from the luminaire. If the lamp or luminaire exhibits undesirable operation (buzzing, flickering, etc.) immediately turn off power and remove lamp. Not intended to be used in enclosed fixtures. Power off the fixture Carefully remove the installed CFL lamp(s) Verify CFL ID information for compatibility with this lamp Insert the lamp into all open socket(s) within the fixture Turn power on Greenlite 12W Non-Dimmable 4000k G24D Base LED Bulb, Ballast Compatible | 4000 | 84 | 1200 | 100 | 50000 | 12 | 24 | 13.29 | 0.55375 | 0.65068 | 2020Q3 | https://www.bulbs.com/product/LED12W-840-G24D | Bulbs.com | 2020 | No
LED Lighting | Reflector | Bulbrite | True |  | Reflector (Flood/Spot) | PAR30 | E26 (Medium) | Wet Location Rated,Recessed Fixtures Wet Location Rated,Recessed Fixtures LED Reflector Light Bulbs Bulbrite 13 watt 3000K soft white 90 CRI JA8 COMPLIANT PAR30 long neck dimmable narrow flood LED bulb generates as much light as many 50 watt halogen bulbs. Title 20 and JA8 compliant Silver finish and lens closely resemble traditional halogen PARs Enclosed and wet rated for outdoor use No lead or mercury means for easy disposal and a better environment Very long life - Rated to still put out 70% as much light after 25,000 hours of operation as it does when brand new Do not “hot swap” this bulb. Turn off fixture before replacing existing bulb. Title 20 and JA8 compliant Silver finish and lens closely resemble traditional halogen PARs Enclosed and wet rated for outdoor use No lead or mercury means for easy disposal and a better environment Very long life - Rated to still put out 70% as much light after 25,000 hours of operation as it does when brand new Bulbrite Dimmable 13W 90 CRI 3000K 40° PAR30L LED Bulb, Enclosed and Wet Rated, JA8 Compliant | 3000 | 92 | 820 | 63.0769 | 25000 | 13 | 24 | 6.99 | 0.29125 | 0.34223 | 2020Q3 | https://www.bulbs.com/product/LED13PAR30L-FL40-930-J-WD | Bulbs.com | 2020 | No
LED Lighting | Reflector | Bulbrite | True |  | Reflector (Flood/Spot) | PAR30 | E26 (Medium) | Wet Location Rated,Recessed Fixtures Wet Location Rated,Recessed Fixtures LED Reflector Light Bulbs Bulbrite 13 watt 2700K warm white, PAR30 short neck, 90 CRI dimmable flood LED bulb generates as much light as many 45 watt halogen bulbs. Silver finish and lens closely resemble traditional halogen PARs Enclosed and wet rated for outdoor use JA8 compliant No lead or mercury means for easy disposal and a better environment Very long life - Rated to still put out 70% as much light after 25,000 hours of operation as it does when brand new Do not “hot swap” this bulb. Turn off fixture before replacing existing bulb. Silver finish and lens closely resemble traditional halogen PARs Enclosed and wet rated for outdoor use JA8 compliant No lead or mercury means for easy disposal and a better environment Very long life - Rated to still put out 70% as much light after 25,000 hours of operation as it does when brand new Bulbrite Dimmable 13W 90 CRI 2700K 40° PAR30S LED Bulb, JA8 Compliant, Enclosed and Wet Rated | 2700 | 93 | 820 | 63.0769 | 25000 | 13 | 24 | 6.99 | 0.29125 | 0.34223 | 2020Q3 | https://www.bulbs.com/product/LED13PAR30S-FL40-927-J-WD | Bulbs.com | 2020 | No
LED Lighting | Reflector | Bulbrite | True |  | Reflector (Flood/Spot) | PAR30 | E26 (Medium) | Wet Location Rated,Recessed Fixtures Wet Location Rated,Recessed Fixtures LED Reflector Light Bulbs Bulbrite 13 watt 3000K, PAR30 short neck, 90 CRI dimmable flood LED bulb generates as much light as many 45 watt halogen bulbs. Silver finish and lens closely resemble traditional halogen PARs Enclosed and wet rated for outdoor use No lead or mercury means for easy disposal and a better environment Very long life - Rated to still put out 70% as much light after 25,000 hours of operation as it does when brand new Do not “hot swap” this bulb. Turn off fixture before replacing existing bulb. Silver finish and lens closely resemble traditional halogen PARs Enclosed and wet rated for outdoor use No lead or mercury means for easy disposal and a better environment Very long life - Rated to still put out 70% as much light after 25,000 hours of operation as it does when brand new Bulbrite Dimmable 13W 90 CRI 3000K 40° PAR30S LED Bulb, JA8 Compliant, Enclosed and Wet Rated | 3000 | 92 | 820 | 63.0769 | 25000 | 13 | 24 | 6.49 | 0.27042 | 0.31775 | 2020Q3 | https://www.bulbs.com/product/LED13PAR30S-FL40-930-J-WD | Bulbs.com | 2020 | No
LED Lighting | A-Type | Ushio | True |  | A19/21 | E26 (Medium) | E26 (Medium) | Home / Light Bulbs / LED / LED A-Line / Ushio - 1004901 - 9W UTOPIA PRO GOLD LEDA19/SW27 JA8 Certified; Approved for Totally Enclosed Fixtures; Suitable for Used in Recessed Fixtures; UL Listed for Damp Locations 9W A19 LED Lamp - Universal - 810 Lumens - Warm White (2700K) - 90 CRI - 25000 hrs. - E26 (Medium) - 120 to 130V Ushio - 1004901 - 9W UTOPIA PRO GOLD LEDA19/SW27 | 2700 | 90 | 810 | 90 | 25000 | 9 | 1 | 4.52 | 4.52 | 5.3112 | 2020Q3 | https://shop.regencylighting.com/lamps/led/a-line/9w-utopia-pro-gold-leda19-sw27-1004901.html | Regency Lighting | 2020 | Yes
LED Lighting | Reflector | TCP | True |  |  | PAR-30/L | Medium (E26) | LED Reflector Light Bulbs TCP dimmable 13.5 watt flood PAR30/L LED bulb generates as much light as many 75 watt halogen bulbs. Suitable for use in outdoor applications No lead or mercury means easy and environmentally safe disposal Very long life - Rated to still put out 70% as much light after 25,000 hours of operation as it did when brand new Not recommended for use in fully enclosed fixtures because heat buildup will shorten life. Do not “hot swap” this bulb. Turn off fixture before replacing existing bulb. Suitable for use in outdoor applications No lead or mercury means easy and environmentally safe disposal Very long life - Rated to still put out 70% as much light after 25,000 hours of operation as it did when brand new TCP Dimmable 13.5W 2700K 40° PAR30L LED Bulb, Wet Rated | 2700 | 80 | 1050 | 77.7778 | 25000 | 13.5 | 12 | 14.99 | 1.2492 | 1.4678 | 2020Q3 | https://www.bulbs.com/product/LED14P30D27KFL | Bulbs.com | 2020 | No
LED Lighting | Reflector | TCP | True |  |  | PAR-30/L | Medium (E26) | LED Reflector Light Bulbs TCP dimmable 14 watt narrow flood PAR30/L LED bulb generates as much light as many 75 watt halogen bulbs. Suitable for use in outdoor applications No lead or mercury means easy and environmentally safe disposal Very long life - Rated to still put out 70% as much light after 25,000 hours of operation as it did when brand new Not recommended for use in fully enclosed fixtures because heat buildup will shorten life. Do not “hot swap” this bulb. Turn off fixture before replacing existing bulb. Suitable for use in outdoor applications No lead or mercury means easy and environmentally safe disposal Very long life - Rated to still put out 70% as much light after 25,000 hours of operation as it did when brand new TCP Dimmable 13.5W 2700K 25° PAR30L LED Bulb, Wet Rated | 2700 | 80 | 1050 | 77.7778 | 25000 | 13.5 | 12 | 15.49 | 1.2908 | 1.5168 | 2020Q3 | https://www.bulbs.com/product/LED14P30D27KNFL | Bulbs.com | 2020 | No
LED Lighting | Reflector | TCP | True |  |  | PAR-30/L | Medium (E26) | LED Reflector Light Bulbs TCP dimmable 13.5 watt 3000K 40° PAR30/L LED flood bulb generates as much light as many 75 watt halogen bulbs. Suitable for use in outdoor applications Saves 61.5 watts compared to a 75 watt halogen No lead or mercury means easy and environmentally safe disposal Very long life - Rated to still put out 70% as much light after 25,000 hours of operation as it does when brand new Not recommended for use in fully enclosed fixtures because heat buildup will shorten life. Do not “hot swap” this bulb. Turn off fixture before replacing existing bulb. Suitable for use in outdoor applications Saves 61.5 watts compared to a 75 watt halogen No lead or mercury means easy and environmentally safe disposal Very long life - Rated to still put out 70% as much light after 25,000 hours of operation as it does when brand new TCP Dimmable 13.5W 3000K 40° PAR30L LED Bulb, Wet Rated | 3000 | 82 | 1050 | 77.7778 | 25000 | 13.5 | 12 | 15.49 | 1.2908 | 1.5168 | 2020Q3 | https://www.bulbs.com/product/LED14P30D30KFL | Bulbs.com | 2020 | No
LED Lighting | Reflector | TCP | True |  |  | PAR-30/L | Medium (E26) | LED Reflector Light Bulbs TCP dimmable 13.5 watt narrow flood PAR30/L LED bulb generates as much light as many 75 watt halogen bulbs. Suitable for use in outdoor applications No lead or mercury means easy and environmentally safe disposal Very long life - Rated to still put out 70% as much light after 25,000 hours of operation as it did when brand new Not recommended for use in fully enclosed fixtures because heat buildup will shorten life. Do not “hot swap” this bulb. Turn off fixture before replacing existing bulb. Suitable for use in outdoor applications No lead or mercury means easy and environmentally safe disposal Very long life - Rated to still put out 70% as much light after 25,000 hours of operation as it did when brand new TCP Dimmable 13.5W 3000K 25° PAR30L LED Bulb, Wet Rated | 3000 | 80 | 1050 | 77.7778 | 25000 | 13.5 | 12 | 15.49 | 1.2908 | 1.5168 | 2020Q3 | https://www.bulbs.com/product/LED14P30D30KNFL | Bulbs.com | 2020 | No
LED Lighting | Reflector | TCP | True |  |  | PAR-30/L | Medium (E26) | LED Reflector Light Bulbs TCP dimmable 13.5 watt spot PAR30/L LED bulb generates as much light as many 75 watt halogen bulbs. Suitable for use in outdoor applications No lead or mercury means easy and environmentally safe disposal Saves 61.5 watts in electricity compared to a 75 watt halogen Very long life - Rated to still put out 70% as much light after 25,000 hours of operation as it did when brand new Not recommended for use in fully enclosed fixtures because heat buildup will shorten life. Do not “hot swap” this bulb. Turn off fixture before replacing existing bulb. Suitable for use in outdoor applications No lead or mercury means easy and environmentally safe disposal Saves 61.5 watts in electricity compared to a 75 watt halogen Very long life - Rated to still put out 70% as much light after 25,000 hours of operation as it did when brand new TCP Dimmable 13.5W 3000K 15° PAR30L LED Bulb, Wet Rated | 3000 | 80 | 1050 | 77.7778 | 25000 | 13.5 | 12 | 15.49 | 1.2908 | 1.5168 | 2020Q3 | https://www.bulbs.com/product/LED14P30D30KSP | Bulbs.com | 2020 | No
LED Lighting | Reflector | Bulbrite | True |  | Reflector (Flood/Spot) | PAR38 | E26 (Medium) | Wet Location Rated,Recessed Fixtures Wet Location Rated,Recessed Fixtures LED Reflector Light Bulbs Bulbrite 15 watt 3000K soft white 90 CRI PAR38 dimmable flood LED bulb generates as much light as many 120 watt halogen bulbs. JA8 compliant Silver finish and lens closely resemble traditional halogen PARs Enclosed and wet rated for outdoor use No lead or mercury means for easy disposal and a better environment Saves 35 watts in electricity compared to a 50 watt halogen Very long life - Rated to still put out 70% as much light after 25,000 hours of operation as it did when brand new Do not “hot swap” this bulb. Turn off fixture before replacing existing bulb. JA8 compliant Silver finish and lens closely resemble traditional halogen PARs Enclosed and wet rated for outdoor use No lead or mercury means for easy disposal and a better environment Saves 35 watts in electricity compared to a 50 watt halogen Very long life - Rated to still put out 70% as much light after 25,000 hours of operation as it did when brand new Bulbrite Dimmable 15W 3000K 40° 90 CRI PAR38 LED Bulb, Enclosed and Wet Rated, JA8 Compliant | 3000 | 93 | 1200 | 80 | 25000 | 15 | 12 | 11.19 | 0.9325 | 1.0957 | 2020Q3 | https://www.bulbs.com/product/LED15PAR38-FL40-930-WD-2 | Bulbs.com | 2020 | No
LED Lighting | A-Type | Green Creative | True |  |  | A19 | Medium (E26) | Description Ideal for historical and antique restorations, this LED A19 light bulb maintains general, ambient illumination while saving on lamp replacements and up to 80 percent in energy. Clear glass displays vertical filaments Capable of smooth dimming Provides a soft white light 810 Lumens - 2700 Kelvin - Incandescent Match - 120 Volt - Green Creative 98279 LED A19 Bulb - 9 Watt - 60 Watt Equal | 2700 |  | 810 | 90 |  | 9 | 6 | 34.92 | 5.82 | 6.8387 | 2020Q3 | https://www.1000bulbs.com/product/208257/GREENCREATIVE-98279.html | 1000bulbs.com | 2020 | Yes
LED Lighting | Reflector | Bulbrite | True |  | Reflector (Flood/Spot) | PAR38 | E26 (Medium) | Wet Location Rated,Recessed Fixtures Wet Location Rated,Recessed Fixtures LED Reflector Light Bulbs Bulbrite 18 watt 2700K warm white PAR38 dimmable 90 CRI flood LED bulb generates as much light as many 85 watt halogen bulbs. JA8 and Title 24 compliant Silver finish and lens closely resemble traditional halogen PARs Enclosed and outdoor rated No lead or mercury means for easy disposal and a better environment Very long life - Rated to still put out 70% as much light after 25,000 hours of operation as it does when brand new Compatible with Lutron DVCL-153P and MACL-153M dimmers, a maximum of six sockets per circuit Do not “hot swap” this bulb. Turn off fixture before replacing existing bulb. JA8 and Title 24 compliant Silver finish and lens closely resemble traditional halogen PARs Enclosed and outdoor rated No lead or mercury means for easy disposal and a better environment Very long life - Rated to still put out 70% as much light after 25,000 hours of operation as it does when brand new Compatible with Lutron DVCL-153P and MACL-153M dimmers, a maximum of six sockets per circuit Bulbrite Dimmable 18W 90 CRI 2700K 40° PAR38 LED Bulb, Enclosed and Outdoor Rated, JA8 Compliant | 2700 | 93 | 1150 | 63.8889 | 25000 | 18 | 24 | 8.99 | 0.37458 | 0.44015 | 2020Q3 | https://www.bulbs.com/product/LED18PAR38-FL40-927-J-WD | Bulbs.com | 2020 | No
LED Lighting | Reflector | Bulbrite | True |  |  | PAR-38 | Medium (E26) | LED Reflector Light Bulbs Bulbrite 18 watt 2700K warm white PAR38 dimmable 90 CRI flood LED bulb generates as much light as many 85 watt halogen bulbs. Silver finish and lens closely resemble traditional halogen PARs Wet listed for outdoor use No lead or mercury means for easy disposal and a better environment Very long life - Rated to still put out 70% as much light after 25,000 hours of operation as it does when brand new Not recommended for use in fully enclosed fixture because heat buildup will shorten life. Do not “hot swap” this bulb. Turn off fixture before replacing existing bulb. Silver finish and lens closely resemble traditional halogen PARs Wet listed for outdoor use No lead or mercury means for easy disposal and a better environment Very long life - Rated to still put out 70% as much light after 25,000 hours of operation as it does when brand new Bulbrite Dimmable 18W 90 CRI 2700K 40° PAR38 LED Bulb, Wet Rated | 2700 | 90 | 1150 | 63.8889 | 25000 | 18 | 20 | 11.99 | 0.5995 | 0.70444 | 2020Q3 | https://www.bulbs.com/product/LED18PAR38-FL40-927-WD | Bulbs.com | 2020 | No
LED Lighting | Reflector | Sylvania | True |  | Reflector (Flood/Spot) | PAR38 | E26 (Medium) | Wet Location Rated,Not Rated for Recessed Fixtures Wet Location Rated,Not Rated for Recessed Fixtures LED Reflector Light Bulbs Sylvania dimmable 25 watt 40 degree 3000K high output PAR38 LED bulb is equivalent to a 250 watt halogen. It's ideal for high ceiling applications. Due to the weight of the bulb please use in fixtures that can support a half pound bulb Suitable for use in outdoor applications No lead or mercury means for easy disposal and a better environment Very long life - Rated to still put out 70% as much light after 25,000 hours of operation as it does when brand new Not recommended for use in enclosed fixtures because heat build up will shorten life. Do not "hot swap" this bulb. Turn off the fixture before replacing the existing bulb. Due to the weight of the bulb please use in fixtures that can support a half pound bulb Suitable for use in outdoor applications No lead or mercury means for easy disposal and a better environment Very long life - Rated to still put out 70% as much light after 25,000 hours of operation as it does when brand new Sylvania Dimmable 25W High Output 40 Degree 3000K PAR38 LED Bulb, Wet Rated | 3000 | 83 | 2650 | 106 | 25000 | 25 | 6 | 32.99 | 5.4983 | 6.4608 | 2020Q3 | https://www.bulbs.com/product/LED25PAR38-HO-DIM-830-FL40-W | Bulbs.com | 2020 | Yes
LED Lighting | Reflector | Sylvania | False | Daylighting/Photocell, | Reflector (Flood/Spot) | PAR38 | E26 (Medium) | Use With Photo and/or Motion Sensors,Damp Location Rated,Wet Location Rated,Recessed Fixtures Use With Photo and/or Motion Sensors,Damp Location Rated,Wet Location Rated,Recessed Fixtures LED Reflector Light Bulbs Sylvania non-dimmable 30 watt 120-277V 25 degree 3000K high output PAR38 LED bulb is equivalent to a 250 watt halogen. It's ideal for high ceiling applications. Due to the weight of the bulb please use in fixtures that can support a half pound bulb Suitable for use in outdoor applications Saves 220 watts of energy compared to a 250 watt halogen No lead or mercury means easy disposal and a better environment Very long life - Rated to still put out 70% as much light after 25,000 hours or operation as it does when brand new Not recommended for use in enclosed fixtures because heat build up will shorten life. Do not "hot swap" this bulb. Turn off the fixture before replacing the existing bulb. Due to the weight of the bulb please use in fixtures that can support a half pound bulb Suitable for use in outdoor applications Saves 220 watts of energy compared to a 250 watt halogen No lead or mercury means easy disposal and a better environment Very long life - Rated to still put out 70% as much light after 25,000 hours or operation as it does when brand new Sylvania Non-Dimmable 30W High Output 120-277V 3000K 25 Degree PAR38 LED Bulb, Outdoor Rated | 3000 | 82 | 3000 | 100 | 25000 | 30 | 6 | 43.29 | 7.215 | 8.4779 | 2020Q3 | https://www.bulbs.com/product/LED30PAR38-HO-830-NFL25-W-UNV | Bulbs.com | 2020 | Yes
LED Lighting | Decorative | Bulbrite | True |  |  | T-4 | G9 | Halogen Capsule Bulbs ¦ LED Miniature Light Bulbs Bulbrite T4 dimmable 3.5 watt 3000K LED bulb with G9 base generates as much light as many 25 watt T4 halogen capsule bulbs. Due to the type of packaging this product has, once cut open it won't be able to be returned. Compatible with Lutron CTELV-303P dimmer, up to six sockets per circuit No lead or mercury means easy disposal and a better environment Saves 21.5 watts of electricity compared to a 25 watt halogen VERY long life - Rated to still put out 70% as much light after 25,000 hours of operation as it does when brand new Not recommended for use in enclosed fixtures because heat buildup will shorten life. Do not "hot swap" this bulb. Turn off fixture before replacing existing bulb. Compatible with Lutron CTELV-303P dimmer, up to six sockets per circuit No lead or mercury means easy disposal and a better environment Saves 21.5 watts of electricity compared to a 25 watt halogen VERY long life - Rated to still put out 70% as much light after 25,000 hours of operation as it does when brand new Bulbrite Dimmable 3.5W 3000K 120V T4 LED Bulb | 3000 | 80 | 330 | 94.2857 | 25000 | 3.5 | 25 | 7.19 | 0.2876 | 0.33794 | 2020Q3 | https://www.bulbs.com/product/LED3G9-30K-120 | Bulbs.com | 2020 | Yes
LED Lighting | Decorative | NaturaLED | True |  |  | B-11 | Candelabra (E12) | LED Decorative Light Bulbs NaturaLED dimmable 4.5 watt LED decorative bright white bulb generates as much light as many 40 watt incandescent bulbs. No lead or mercury means easy and environmentally safe disposal Saves 35.5 watts in electricity compared to a 40 watt incandescent Very long life - Rated to still put out 70% as much light after 25,000 hours of operation as it did when brand new Not recommended for use in fully enclosed fixtures because heat buildup will shorten life. Do not “hot swap” this bulb. Turn off fixture before replacing existing bulb. No lead or mercury means easy and environmentally safe disposal Saves 35.5 watts in electricity compared to a 40 watt incandescent Very long life - Rated to still put out 70% as much light after 25,000 hours of operation as it did when brand new NaturaLED Dimmable 4.5W 5000K Decorative LED Bulb | 5000 | 80 | 325 | 72.2222 | 25000 | 4.5 | 10 | 2.59 | 0.259 | 0.30434 | 2020Q3 | https://www.bulbs.com/product/LED4-5CAB-32L-E12-850 | Bulbs.com | 2020 | Yes
LED Lighting | A-Type | Brand Generic | True |  | General Purpose Replacement | A19 | E26 (Medium) | Damp Location Rated LED Filament A19 8.3 Watt 120 Volt Medium Base 2700 Kelvin 750 Lumens 90+ CRI 15,000 Hour Life Replaces 60W Incandescent Dimmable Mfg #BPA1960CL927CAFIL2RP CAC LED 9W A19 Clear 60W Equiv, 2700K, 15000 Hr 2-Pack, Dimmable | 2700 | 91 | 810 | 90 | 15000 | 9 | 1 | 11.99 | 11.99 | 14.0887 | 2020Q2 | https://hdsupplysolutions.com/p/led-00-75-10-35/cac-led-9w-a19-clear-60w-equiv-2700k-15000-hr-2-pack-dimmable-p135708 | HD Supply | 2020 | Yes
LED Lighting | Decorative | Bulbrite | True |  | Decorative | CA10 | E26 (Medium) | Wet Location Rated Wet Location Rated LED Decorative Light Bulbs ¦ LED Filament Bulbs Bulbrite dimmable decorative filament 4.5 watt LED bulb generates as much light as many 40 watt incandescent filament decorative bulbs. Compatible with most dimmers No lead or mercury for easier disposal and a better environment Suitable for use in enclosed fixtures and in outdoor applications Saves 35.5 watts in electricity compared to a 40 watt incandescent decorative bulb Long life - Rated to still put out 70% as much light after 15,000 hours of operation as it does when brand new Do not "hot swap" this bulb. Turn off fixture before replacing existing bulb. Compatible with most dimmers No lead or mercury for easier disposal and a better environment Suitable for use in enclosed fixtures and in outdoor applications Saves 35.5 watts in electricity compared to a 40 watt incandescent decorative bulb Long life - Rated to still put out 70% as much light after 15,000 hours of operation as it does when brand new Bulbrite Dimmable 4.5W 2700K Decorative Filament LED Bulb, Enclosed Fixture and Wet Rated | 2700 | 92 | 350 | 77.7778 | 15000 | 4.5 | 10 | 4.69 | 0.469 | 0.55109 | 2020Q3 | https://www.bulbs.com/product/LED4CA10-27K-FIL-E26-3 | Bulbs.com | 2020 | Yes
LED Lighting | Downlight | NaturaLED | True |  | LED |  |  | Downlight Recessed Downlight Recessed LED Recessed Downlights A recessed can or junction box is not needed with NaturaLED's thin snap-in LED downlight. Using the two spring clips they can be directly mounted to drywall, drop ceilings and other locations. Simply shape a hole and place the downlight inside. When installed the fixture reveals only 1/8" below the ceiling. Please consult a licensed electrician for proper placement of the LED driver. Color selectable 3000K/4000K/5000K JA8 compliant Snap-in mounting springs for use without a junction box or recessed can Sturdy, steel encased, separated LED driver with watertight seal Compatible with Lutron AYCL, DVCL, CTCL, and MACL dimmers. Easy wiring access for quick install Recommended ceiling height 9-10 ft. Color selectable 3000K/4000K/5000K JA8 compliant Snap-in mounting springs for use without a junction box or recessed can Sturdy, steel encased, separated LED driver with watertight seal Compatible with Lutron AYCL, DVCL, CTCL, and MACL dimmers. Easy wiring access for quick install Recommended ceiling height 9-10 ft. NaturaLED Dimmable 9 Watt 90 CRI 4" Square Color Selectable 3000K/4000K/5000K Flat LED Downlight, JA8 Compliant | 3000 | 95 | 600 | 66.6667 | 50000 | 9 | 20 | 18.99 | 0.9495 | 1.1157 | 2020Q3 | https://www.bulbs.com/product/LED4DLS-60L9CCT3-1 | Bulbs.com | 2020 | No
LED Lighting | Decorative | TCP | True |  | Globe | G16.5 | E12 (Candelabra) | Damp Location Rated,Not for Use in Recessed Fixtures Damp Location Rated,Not for Use in Recessed Fixtures LED Globe Light Bulbs TCP G-16 ENERGY STAR® qualified dimmable 4 watt LED bulb generates as much light as many 25 watt halogen bulbs. No lead or mercury means easy and environmentally safe disposal Very long life - Rated to still put out 70% as much light after 25,000 hours of operation as it does when brand new Not recommended for use in fully enclosed fixtures because heat buildup will shorten life. Do not “hot swap” this bulb. Turn off fixture before replacing existing bulb. No lead or mercury means easy and environmentally safe disposal Very long life - Rated to still put out 70% as much light after 25,000 hours of operation as it does when brand new TCP Dimmable 4W 2700K G-16 Globe Clear LED Bulb, E12 Base | 2700 | 82 | 280 | 70 | 25000 | 4 | 12 | 5.69 | 0.47417 | 0.55716 | 2020Q3 | https://www.bulbs.com/product/LED4E12G1627K | Bulbs.com | 2020 | Yes
LED Lighting | Decorative | TCP | True |  | Globe | G16.5 | E12 (Candelabra) | Damp Location Rated,Not for Use in Recessed Fixtures Damp Location Rated,Not for Use in Recessed Fixtures LED Globe Light Bulbs TCP G-16 ENERGY STAR qualified dimmable 4 watt LED bulb generates as much light as many 25 Watt traditional incandescent lamps. No lead or mercury means easy and environmentally safe disposal Very long life - Rated to still put out 70% as much light after 25,000 hours of operation as it does when brand new Not recommended for use in fully enclosed fixtures because heat buildup will shorten life. Do not "hot swap" this bulb. Turn off fixture before replacing existing bulb. No lead or mercury means easy and environmentally safe disposal Very long life - Rated to still put out 70% as much light after 25,000 hours of operation as it does when brand new TCP Dimmable 4W 2700K G-16 Globe Frosted LED Bulb, E12 Base | 2700 | 81 | 280 | 70 | 25000 | 4 | 12 | 5.69 | 0.47417 | 0.55716 | 2020Q3 | https://www.bulbs.com/product/LED4E12G1627KF | Bulbs.com | 2020 | Yes
LED Lighting | Decorative | TCP | True |  | Globe | G16.5 | E26 (Medium) | Damp Location Rated Damp Location Rated LED Globe Light Bulbs TCP G16 ENERGY STAR® qualified dimmable 4 watt LED bulb generates as much light as many 25 watt halogen bulbs. No lead or mercury means easy and environmentally safe disposal Very long life - rated to still put out 70% as much light after 25,000 hours of operation as it does when brand new Not recommended for use in fully enclosed fixtures because heat buildup will shorten life. Do not “hot swap” this bulb. Turn off fixture before replacing existing bulb. No lead or mercury means easy and environmentally safe disposal Very long life - rated to still put out 70% as much light after 25,000 hours of operation as it does when brand new TCP Dimmable 4W 2700K G-16 Globe Frosted LED Bulb, E26 Base | 2700 | 82 | 280 | 80 | 25000 | 3.5 | 12 | 5.69 | 0.47417 | 0.55716 | 2020Q3 | https://www.bulbs.com/product/LED4E26G1627KF | Bulbs.com | 2020 | Yes
LED Lighting | Decorative | Bulbrite | True |  |  | G-25 | Medium (E26) | LED Filament Bulbs ¦ LED Globe Light Bulbs Bulbrite 4 watt dimmable G-25 curved filament LED bulb generates as much light as many 40 watt incandescent bulbs. Compatible with most dimmers No lead or mercury means easy and environmentally safe disposal Very long life - Rated to still put out 70% as much light after 15,000 hours of operation as it does when brand new Not recommended for use in enclosed fixtures because heat buildup can shorten life. Do not "hot swap" this bulb. Turn off fixture before replacing existing bulb. Compatible with most dimmers No lead or mercury means easy and environmentally safe disposal Very long life - Rated to still put out 70% as much light after 15,000 hours of operation as it does when brand new Bulbrite Dimmable 4W 2200K G25 Curved Filament LED Bulb | 2200 | 85 | 230 | 57.5 | 15000 | 4 | 40 | 10.99 | 0.27475 | 0.32284 | 2020Q3 | https://www.bulbs.com/product/LED4G25-22K-FIL-NOS-CURV-SPIRAL | Bulbs.com | 2020 | Yes
LED Lighting | Decorative | Bulbrite | True |  |  | T-4 | G9 | Halogen Capsule Bulbs ¦ LED Miniature Light Bulbs Bulbrite frosted T4 dimmable 4.5 watt 2700K LED bulb with G9 base generates as much light as many 40 watt T4 halogen capsule bulbs. Compatible with Lutron CTCL-153P, DVCL-153P and MACL-153M dimmers, a maximum of six bulbs per circuit No lead or mercury means easy disposal and a better environment Very long life - Rated to still put out 70% as much light after 25,000 hours of operation as it does when brand new Do not "hot swap" this bulb. Turn off fixture before replacing existing bulb. Compatible with Lutron CTCL-153P, DVCL-153P and MACL-153M dimmers, a maximum of six bulbs per circuit No lead or mercury means easy disposal and a better environment Very long life - Rated to still put out 70% as much light after 25,000 hours of operation as it does when brand new Bulbrite Dimmable 4.5W 2700K Frosted T4 LED Bulb with G9 Base, Enclosed Rated | 2700 | 80 | 340 | 75.5556 | 25000 | 4.5 | 25 | 9.59 | 0.3836 | 0.45074 | 2020Q3 | https://www.bulbs.com/product/LED4G9-27K-120-F-D | Bulbs.com | 2020 | Yes
LED Lighting | Decorative | Bulbrite | True |  |  | T-4 | G9 | Halogen Capsule Bulbs ¦ LED Miniature Light Bulbs Bulbrite T4 clear dimmable 4.5 watt 3000K LED bulb with G9 base generates as much light as many 40 watt T4 halogen capsule bulbs. Compatible with Lutron CTCL-153P, DVCL-153P and MACL-153M dimmers No lead or mercury means easy disposal and a better environment Very long life - Rated to still put out 70% as much light after 25,000 hours of operation as it does when brand new Not recommended for use in enclosed fixtures because heat buildup will shorten life. Do not "hot swap" this bulb. Turn off fixture before replacing existing bulb. Compatible with Lutron CTCL-153P, DVCL-153P and MACL-153M dimmers No lead or mercury means easy disposal and a better environment Very long life - Rated to still put out 70% as much light after 25,000 hours of operation as it does when brand new Bulbrite Dimmable 4.5W 3000K Clear T4 LED Bulb with G9 Base | 3000 | 80 | 400 | 88.8889 | 25000 | 4.5 | 5 | 9.59 | 1.918 | 2.2537 | 2020Q3 | https://www.bulbs.com/product/LED4G9-30K-120-D | Bulbs.com | 2020 | Yes
LED Lighting | Reflector | TCP | True |  |  | MR-16 | GU5.3 | LED MR Light Bulbs TCP dimmable 5 watt narrow flood LED MR16 bulb generates as much light as many 35 watt halogen bulbs. Intended for low voltage transformers with AC output. Not intended for DC operation No lead or mercury means easy and environmentally safe disposal Saves 28 watts in electricity compared to a 35 watt halogen Very long life - Rated to still put out 70% as much light after 25,000 hours of operation as it does when brand new Not recommended for use in fully enclosed fixtures because heat buildup will shorten life. Do not “hot swap” this bulb. Turn off fixture before replacing existing bulb. Intended for low voltage transformers with AC output. Not intended for DC operation No lead or mercury means easy and environmentally safe disposal Saves 28 watts in electricity compared to a 35 watt halogen Very long life - Rated to still put out 70% as much light after 25,000 hours of operation as it does when brand new TCP Dimmable 5W 2700K 20° MR16 LED Bulb, GU5.3 Base | 2700 | 82 | 350 | 70 | 25000 | 5 | 12 | 6.49 | 0.54083 | 0.6355 | 2020Q3 | https://www.bulbs.com/product/LED512VMR1627KNFL | Bulbs.com | 2020 | No
LED Lighting | Reflector | TCP | True |  |  | MR-16 | GU5.3 | LED MR Light Bulbs TCP MR16 dimmable 5 watt narrow flood LED bulb generates as much light as many 35 watt halogen bulbs. No lead or mercury means easy and environmentally safe disposal Very long life - Rated to still put out 70% as much light after 25,000 hours of operation as it does when brand new Not recommended for use in fully enclosed fixtures because heat buildup will shorten life. Do not “hot swap” this bulb. Turn off fixture before replacing existing bulb. No lead or mercury means easy and environmentally safe disposal Very long life - Rated to still put out 70% as much light after 25,000 hours of operation as it does when brand new TCP Dimmable 5W 3000K 20° MR16 LED Bulb, GU5.3 Base | 3000 | 82 | 350 | 70 | 25000 | 5 | 12 | 6.49 | 0.54083 | 0.6355 | 2020Q3 | https://www.bulbs.com/product/LED512VMR1630KNFL | Bulbs.com | 2020 | No
LED Lighting | Decorative | Bulbrite | True |  |  | B-11 | Candelabra (E12) | LED Decorative Light Bulbs ¦ LED Filament Bulbs Bulbrite dimmable 5 watt decorative filament LED bulb generates as much light as many 60 watt incandescent filament decorative bulbs. Compatible with Lutron DVCL-153P, CTCL-153P and MACL-153M dimmers, a maximum of six lamps per circuit No lead or mercury for easier disposal and a better environment Rated for use in enclosed fixtures Saves 55 watts in electricity compared to a 60 watt incandescent decorative bulb Long life - Rated to still put out 70% as much light after 15,000 hours of operation as it does when brand new Do not "hot swap" this bulb. Turn off fixture before replacing existing bulb. Compatible with Lutron DVCL-153P, CTCL-153P and MACL-153M dimmers, a maximum of six lamps per circuit No lead or mercury for easier disposal and a better environment Rated for use in enclosed fixtures Saves 55 watts in electricity compared to a 60 watt incandescent decorative bulb Long life - Rated to still put out 70% as much light after 15,000 hours of operation as it does when brand new Bulbrite Dimmable 5W 2700K Decorative Filament LED Bulb, Enclosed Fixture Rated | 2700 | 80 | 500 | 100 | 15000 | 5 | 10 | 6.99 | 0.699 | 0.82135 | 2020Q3 | https://www.bulbs.com/product/LED5B11-27K-FIL-M-3 | Bulbs.com | 2020 | Yes
LED Lighting | Decorative | Bulbrite | True |  |  | B-11 | Candelabra (E12) | LED Decorative Light Bulbs ¦ LED Filament Bulbs Bulbrite dimmable 5 watt 3000K decorative filament LED bulb generates as much light as many 60 watt incandescent filament decorative bulbs. Compatible with Lutron DVCL-153P, CTCL-153P and MACL-153M dimmers, a maxomum of six bulbs per circuit No lead or mercury for easier disposal and a better environment Rated for use in enclosed fixtures Saves 55 watts in electricity compared to a 60 watt incandescent decorative bulb Long life - Rated to still put out 70% as much light after 15,000 hours of operation as it does when brand new Do not "hot swap" this bulb. Turn off fixture before replacing existing bulb. Compatible with Lutron DVCL-153P, CTCL-153P and MACL-153M dimmers, a maxomum of six bulbs per circuit No lead or mercury for easier disposal and a better environment Rated for use in enclosed fixtures Saves 55 watts in electricity compared to a 60 watt incandescent decorative bulb Long life - Rated to still put out 70% as much light after 15,000 hours of operation as it does when brand new Bulbrite Dimmable 5W 3000K Decorative Filament LED Bulb, Enclosed Fixture Rated | 3000 | 80 | 500 | 100 | 15000 | 5 | 10 | 6.99 | 0.699 | 0.82135 | 2020Q3 | https://www.bulbs.com/product/LED5B11-30K-FIL-M-3 | Bulbs.com | 2020 | Yes
LED Lighting | Decorative | NaturaLED | True |  |  | B-11 | Candelabra (E12) | LED Decorative Light Bulbs NaturaLED dimmable 5 watt LED decorative bright white bulb generates as much light as many 40 watt incandescent bulbs. No lead or mercury means easy and environmentally safe disposal Saves 35 watts in electricity compared to a 40 watt incandescent Very long life - Rated to still put out 70% as much light after 15,000 hours of operation as it does when brand new Not recommended for use in fully enclosed fixtures because heat buildup will shorten life. Do not “hot swap” this bulb. Turn off fixture before replacing existing bulb. No lead or mercury means easy and environmentally safe disposal Saves 35 watts in electricity compared to a 40 watt incandescent Very long life - Rated to still put out 70% as much light after 15,000 hours of operation as it does when brand new NaturaLED Dimmable 5W 5000K Decorative LED Bulb | 5000 | 80 | 325 | 65 | 15000 | 5 | 10 | 2.79 | 0.279 | 0.32784 | 2020Q3 | https://www.bulbs.com/product/LED5CAB-32L-E12-50K | Bulbs.com | 2020 | Yes
LED Lighting | Decorative | TCP | True |  | Other | B11 | E12 (Candelabra) | Damp Location Rated Damp Location Rated LED Decorative Light Bulbs TCP decorative ENERGY STAR qualified dimmable 5 watt LED bulb generates as much light as many 40 watt incandescent bulbs. No lead or mercury means easy and environmentally safe disposal 300 lumens saves 35 watts in electricity Very long life - Rated to still put out 70% as much light after 25,000 hours of operation as it does when brand new Not recommended for use in fully enclosed fixtures because heat buildup will shorten life. Do not “hot swap” this bulb. Turn off fixture before replacing existing bulb. No lead or mercury means easy and environmentally safe disposal 300 lumens saves 35 watts in electricity Very long life - Rated to still put out 70% as much light after 25,000 hours of operation as it does when brand new TCP Dimmable 5W 2700K Decorative LED Bulb | 2700 | 83 | 350 | 70 | 25000 | 5 | 12 | 5.69 | 0.47417 | 0.55716 | 2020Q3 | https://www.bulbs.com/product/LED5E12B1127K | Bulbs.com | 2020 | Yes
LED Lighting | Decorative | TCP | True |  | Other | B11 | E12 (Candelabra) | Damp Location Rated Damp Location Rated LED Decorative Light Bulbs TCP dimmable 5 watt decorative LED bulb generates as much light as many 40 watt incandescent bulbs. No lead or mercury means easy and environmentally safe disposal Saves 35 watts compared to a 40 watt incandescent Very long life - Rated to still put out 70% as much light after 25,000 hours of operation as it does when brand new Compatible with Lutron CTCL-153P dimmer Not recommended for use in fully enclosed fixtures because heat buildup will shorten life. Do not “hot swap” this bulb. Turn off fixture before replacing existing bulb. No lead or mercury means easy and environmentally safe disposal Saves 35 watts compared to a 40 watt incandescent Very long life - Rated to still put out 70% as much light after 25,000 hours of operation as it does when brand new Compatible with Lutron CTCL-153P dimmer TCP Dimmable 5W 2700K Decorative LED Bulb | 2700 | 81 | 350 | 70 | 25000 | 5 | 12 | 5.69 | 0.47417 | 0.55716 | 2020Q3 | https://www.bulbs.com/product/LED5E12B1127KF | Bulbs.com | 2020 | Yes
LED Lighting | Decorative | TCP | True |  | Other | B11 | E26 (Medium) | Damp Location Rated Damp Location Rated LED Decorative Light Bulbs TCP decorative ENERGY STAR® qualified dimmable 5 watt LED bulb generates as much light as many 40 watt incandescent bulbs. No lead or mercury means easy and environmentally safe disposal 300 lumens saves 35 watts in electricity Very long life - Rated to still put out 70% as much light after 25,000 hours of operation as it does when brand new Not recommended for use in fully enclosed fixtures because heat buildup will shorten life. Do not “hot swap” this bulb. Turn off fixture before replacing existing bulb. No lead or mercury means easy and environmentally safe disposal 300 lumens saves 35 watts in electricity Very long life - Rated to still put out 70% as much light after 25,000 hours of operation as it does when brand new TCP Dimmable 5W 2700K Decorative LED Bulb, E26 Base | 2700 | 83 | 350 | 70 | 25000 | 5 | 12 | 5.69 | 0.47417 | 0.55716 | 2020Q3 | https://www.bulbs.com/product/LED5E26B1127K | Bulbs.com | 2020 | Yes
LED Lighting | Decorative | TCP | True |  | Other | B11 | E26 (Medium) | Damp Location Rated Damp Location Rated LED Decorative Light Bulbs TCP decorative ENERGY STAR® qualified dimmable 5 watt LED bulb generates as much light as many 40 watt incandescent bulbs. No lead or mercury means easy and environmentally safe disposal 300 lumens saves 35 watts in electricity Very long life - Rated to still put out 70% as much light after 25,000 hours of operation as it does when brand new Not recommended for use in fully enclosed fixtures because heat buildup will shorten life. Do not “hot swap” this bulb. Turn off fixture before replacing existing bulb. No lead or mercury means easy and environmentally safe disposal 300 lumens saves 35 watts in electricity Very long life - Rated to still put out 70% as much light after 25,000 hours of operation as it does when brand new TCP Dimmable 5W 2700K Decorative Frosted LED Bulb, E26 Base | 2700 | 81 | 350 | 70 | 25000 | 5 | 12 | 5.69 | 0.47417 | 0.55716 | 2020Q3 | https://www.bulbs.com/product/LED5E26B1127KF | Bulbs.com | 2020 | Yes
LED Lighting | Decorative | TCP | False |  |  | S-14 | Medium (E26) | LED Sign/Indicator Light Bulbs TCP non-dimmable 5 watt 3000K S14 LED bulb generates as much light as most 40 watt incandescents. No lead or mercury means easy and environmentally safe disposal Very long life - Rated to put out 70% as much light after 25,000 hours of operation as it does when brand new UL listed for wet locations Not recommended for use in enclosed fixtures because heat build up will shorten life. Do not "hot swap" this bulb. Turn off fixture before replacing bulb. No lead or mercury means easy and environmentally safe disposal Very long life - Rated to put out 70% as much light after 25,000 hours of operation as it does when brand new UL listed for wet locations TCP Non-Dimmable 5W 3000K S14 LED Bulb, Wet Rated | 3000 | 80 | 300 | 60 | 25000 | 5 | 12 | 5.99 | 0.49917 | 0.58654 | 2020Q3 | https://www.bulbs.com/product/LED5E26S1430K | Bulbs.com | 2020 | Yes
LED Lighting | Decorative | Bulbrite | True |  |  | T-4 | G9 | Halogen Capsule Bulbs ¦ LED Miniature Light Bulbs Bulbrite T4 dimmable 5 watt 3000K LED bulb with G9 base generates as much light as many 40 watt T4 halogen capsule bulbs. No lead or mercury means easy disposal and a better environment Saves 35 watts in electricity compared to a 40 watt halogen VERY long life - Rated to still put out 70% as much light after 15,000 hours of operation as it does when brand new Not recommended for use in enclosed fixtures because heat buildup will shorten life. Do not "hot swap" this bulb. Turn off fixture before replacing existing bulb. No lead or mercury means easy disposal and a better environment Saves 35 watts in electricity compared to a 40 watt halogen VERY long life - Rated to still put out 70% as much light after 15,000 hours of operation as it does when brand new Bulbrite Dimmable 5W 3000K T4 LED Bulb | 3000 | 80 | 350 | 70 | 15000 | 5 | 10 | 12.79 | 1.279 | 1.5029 | 2020Q3 | https://www.bulbs.com/product/LED5G9-SW-D | Bulbs.com | 2020 | Yes
LED Lighting | Downlight | NaturaLED | False |  | LED |  |  | Downlight Recessed Downlight Recessed LED Recessed Downlights NaturaLED non-dimmable adjustable wattage 9/14/21 watt 90 CRI 6" LED recessed downlight retrofit replaces up to a 150 watt incandescent and includes an integrated junction box for a quick and easy install. Ideal for offices, lobby, hospitality, retail and conference rooms. Title 24 compliant Comes affixed with a standard junction box Suitable for use in outdoor applications Built-in power connector with adjustable torsion clips Reinforced strong spring clips secures housing to downlight housings, drywall or ceiling tiles Carabiner hook included for earthquake safety CHECK PRODUCT FIT BEFORE INVESTING IN MANY Title 24 compliant Comes affixed with a standard junction box Suitable for use in outdoor applications Built-in power connector with adjustable torsion clips Reinforced strong spring clips secures housing to downlight housings, drywall or ceiling tiles Carabiner hook included for earthquake safety NaturaLED Non-Dimmable Adjustable Wattage 9/14/21 Watt 90 CRI 4000K, 6" LED Recessed Downlight Retrofit, Wet Rated, Title 24 Compliant | 4000 | 94 | 1500 | 71.4286 | 50000 | 21 | 5 | 43.79 | 8.758 | 10.291 | 2020Q3 | https://www.bulbs.com/product/LED6CRL21SW-150L940-MV | Bulbs.com | 2020 | Yes
LED Lighting | Downlight | NaturaLED | True |  | LED |  |  | Downlight Recessed Downlight Recessed LED Recessed Downlights A recessed can or junction box is not needed with NaturaLED's thin snap-in LED downlight. Using the two spring clips they can be directly mounted to drywall, drop ceilings and other locations. Simply shape a hole and place the downlight inside. When installed the fixture reveals only 1/8" below the ceiling. Please consult a licensed electrician for proper placement of the LED driver. Color selectable 3000K/4000K/5000K JA8 compliant Snap-in mounting springs for use without a junction box or recessed can Sturdy, steel encased, separated LED driver with watertight seal Compatible with Lutron AYCL, DVCL, CTCL, and MACL dimmers. Easy wiring access for quick install Recommended ceiling height 9-10 ft. Color selectable 3000K/4000K/5000K JA8 compliant Snap-in mounting springs for use without a junction box or recessed can Sturdy, steel encased, separated LED driver with watertight seal Compatible with Lutron AYCL, DVCL, CTCL, and MACL dimmers. Easy wiring access for quick install Recommended ceiling height 9-10 ft. NaturaLED Dimmable 12 Watt 90 CRI 6" Square Color Selectable 3000K/4000K/5000K Flat LED Downlight, JA8 Compliant | 3000 | 95 | 800 | 66.6667 | 50000 | 12 | 20 | 23.69 | 1.1845 | 1.3918 | 2020Q3 | https://www.bulbs.com/product/LED6DLS-80L9CCT3 | Bulbs.com | 2020 | No
LED Lighting | Downlight | NaturaLED | True |  | LED |  |  | Downlight Solid State Retrofit Downlight Solid State Retrofit LED Recessed Downlights NaturaLED dimmable 5/6" 15 watt 5000K recessed LED retrofit replaces a 90 watt halogen BR30 bulb. No lead or mercury means easy and environmentally safe disposal Saves 75 watts compared to a 90 watt halogen Very long life - Rated to still put out 70% as much light after 50,000 hours of operation as it does when brand new Compatible with Lutron AYCL, DVCL, CTCL, and MACL dimmers. Do not "hot swap" this fixture. Turn off power before replacing the existing bulb with this fixture. No lead or mercury means easy and environmentally safe disposal Saves 75 watts compared to a 90 watt halogen Very long life - Rated to still put out 70% as much light after 50,000 hours of operation as it does when brand new Compatible with Lutron AYCL, DVCL, CTCL, and MACL dimmers. NaturaLED Dimmable 15 Watt 5"/6" 5000K Recessed LED Downlight | 2700 | 93 | 1100 | 73.3333 | 50000 | 15 | 10 | 11.49 | 1.149 | 1.3501 | 2020Q3 | https://www.bulbs.com/product/LED6RL15-110L950 | Bulbs.com | 2020 | No
LED Lighting | Reflector | TCP | True |  |  | MR-16 | GU5.3 | LED MR Light Bulbs TCP dimmable 7 watt flood MR16 LED bulb generates as much light as many 50 watt halogen bulbs. Intended for low voltage transformers with AC output. Not intended for DC operation No lead or mercury means easy and environmentally safe disposal Very long life - Rated to still put out 70% as much light after 25,000 hours of operation as it does when brand new Not recommended for use in fully enclosed fixtures because heat buildup will shorten life. Do not “hot swap” this bulb. Turn off fixture before replacing existing bulb. Intended for low voltage transformers with AC output. Not intended for DC operation No lead or mercury means easy and environmentally safe disposal Very long life - Rated to still put out 70% as much light after 25,000 hours of operation as it does when brand new TCP Dimmable 7W 90 CRI 3000K 40° MR16 LED Bulb, GU5.3 Base | 3000 | 90 | 425 | 60.7143 | 25000 | 7 | 12 | 15.59 | 1.2992 | 1.5266 | 2020Q3 | https://www.bulbs.com/product/LED712VMR16930KFL | Bulbs.com | 2020 | No
LED Lighting | Reflector | TCP | True |  |  | MR-16 | GU5.3 | LED MR Light Bulbs TCP dimmable 7 watt 90 CRI narrow flood LED MR16 bulb generates as much light as many 50 watt halogen bulbs. Intended for low voltage transformers with AC output. Not intended for DC operation No lead or mercury means easy and environmentally safe disposal Saves 43 watts in electricity compared to a 50 watt halogen Very long life - Rated to still put out 70% as much light after 25,000 hours of operation as it does when brand new Not recommended for use in fully enclosed fixtures because heat buildup will shorten life. Do not “hot swap” this bulb. Turn off fixture before replacing existing bulb. Intended for low voltage transformers with AC output. Not intended for DC operation No lead or mercury means easy and environmentally safe disposal Saves 43 watts in electricity compared to a 50 watt halogen Very long life - Rated to still put out 70% as much light after 25,000 hours of operation as it does when brand new TCP Dimmable 7W 90 CRI 3000K 20° MR16 LED Bulb, GU5.3 Base | 3000 | 90 | 425 | 60.7143 | 25000 | 7 | 12 | 15.59 | 1.2992 | 1.5266 | 2020Q3 | https://www.bulbs.com/product/LED712VMR16930KNFL | Bulbs.com | 2020 | No
LED Lighting | Reflector | TCP | True |  |  | MR-16 | GU5.3 | LED MR Light Bulbs TCP MR-16 dimmable 7 watt 90 CRI flood LED bulb generates as much light as many 50 watt halogen bulbs. Intended for low voltage transformers with AC output. Not intended for DC operation No lead or mercury means easy and environmentally safe disposal Saves 43 watts in electricity compared to a 50 watt halogen Very long life - Rated to still put out 70% as much light after 25,000 hours of operation as it does when brand new Not recommended for use in fully enclosed fixtures because heat buildup will shorten life. Do not “hot swap” this bulb. Turn off fixture before replacing existing bulb. Intended for low voltage transformers with AC output. Not intended for DC operation No lead or mercury means easy and environmentally safe disposal Saves 43 watts in electricity compared to a 50 watt halogen Very long life - Rated to still put out 70% as much light after 25,000 hours of operation as it does when brand new TCP Dimmable 7W 90 CRI 4100K 40° MR16 LED Bulb, GU5.3 Base | 4100 | 90 | 425 | 60.7143 | 25000 | 7 | 12 | 15.59 | 1.2992 | 1.5266 | 2020Q3 | https://www.bulbs.com/product/LED712VMR16941KFL | Bulbs.com | 2020 | No
LED Lighting | Reflector | TCP | True |  |  | MR-16 | GU5.3 | LED MR Light Bulbs TCP dimmable 7 watt narrow flood LED MR16 bulb generates as much light as many 50 watt halogen bulbs. Intended for low voltage transformers with AC output. Not intended for DC operation. No lead or mercury means easy and environmentally safe disposal Saves 43 watts in electricity compared to a 50 watt halogen Very long life - Rated to still put out 70% as much light after 25,000 hours of operation as it did when brand new Not recommended for use in fully enclosed fixtures because heat buildup will shorten life. Do not “hot swap” this bulb. Turn off fixture before replacing existing bulb. Intended for low voltage transformers with AC output. Not intended for DC operation. No lead or mercury means easy and environmentally safe disposal Saves 43 watts in electricity compared to a 50 watt halogen Very long life - Rated to still put out 70% as much light after 25,000 hours of operation as it did when brand new TCP Dimmable 7W 2400K 40° LED MR16 LED Bulb, GU5.3 Base | 2400 | 82 | 450 | 64.2857 | 25000 | 7 | 12 | 6.89 | 0.57417 | 0.67467 | 2020Q3 | https://www.bulbs.com/product/LED712VMR16V24KFL | Bulbs.com | 2020 | No
LED Lighting | Reflector | TCP | True |  |  | MR-16 | GU5.3 | LED MR Light Bulbs TCP dimmable 7 watt narrow flood LED MR16 bulb generates as much light as many 50 watt halogen bulbs. Intended for low voltage transformers with AC output. Not intended for DC operation. No lead or mercury means easy and environmentally safe disposal Saves 43 watts in electricity compared to a 50 watt halogen Very long life - Rated to still put out 70% as much light after 25,000 hours of operation as it does when brand new Not recommended for use in fully enclosed fixtures because heat buildup will shorten life. Do not “hot swap” this bulb. Turn off fixture before replacing existing bulb. Intended for low voltage transformers with AC output. Not intended for DC operation. No lead or mercury means easy and environmentally safe disposal Saves 43 watts in electricity compared to a 50 watt halogen Very long life - Rated to still put out 70% as much light after 25,000 hours of operation as it does when brand new TCP Dimmable 7W 2400K 20° LED MR16 LED Bulb, GU5.3 Base | 2400 | 82 | 450 | 64.2857 | 25000 | 7 | 12 | 6.49 | 0.54083 | 0.6355 | 2020Q3 | https://www.bulbs.com/product/LED712VMR16V24KNFL | Bulbs.com | 2020 | No
LED Lighting | Reflector | TCP | True |  | Reflector (Flood/Spot) | MR16 | GU5.3 | Damp Location Rated,Recessed Fixtures Damp Location Rated,Recessed Fixtures LED MR Light Bulbs TCP dimmable 7 watt MR16 flood LED bulb generates as much light as many 50 watt halogen bulbs. Intended for low voltage transformers with AC output. Not intended for DC operation No lead or mercury means easy and environmentally safe disposal Saves 43 watts in electricity compared to a 50 watt halogen Very long life - Rated to still put out 70% as much light after 25,000 hours of operation as it does when brand new Not recommended for use in fully enclosed fixtures because heat buildup will shorten life. Do not “hot swap” this bulb. Turn off fixture before replacing existing bulb. Intended for low voltage transformers with AC output. Not intended for DC operation No lead or mercury means easy and environmentally safe disposal Saves 43 watts in electricity compared to a 50 watt halogen Very long life - Rated to still put out 70% as much light after 25,000 hours of operation as it does when brand new TCP Dimmable 7W 4100K 40° MR16 LED Bulb, GU5.3 Base | 4000 | 84 | 500 | 76.9231 | 25000 | 6.5 | 12 | 6.49 | 0.54083 | 0.6355 | 2020Q3 | https://www.bulbs.com/product/LED712VMR16V41KFL | Bulbs.com | 2020 | No
LED Lighting | A-Type | Feit | True |  | General Purpose Replacement | A19 | E26 (Medium) | Damp Location Rated Home / Light Bulbs / LED / LED A-Line / Feit - BPA1960CL927CAFIL2RP 2 Pack; Priced per Each Lamp; Energy Star Approved 9W A19 LED Lamp - Universal - 810 Lumens - Warm White (2700K) - 90 CRI - 15000 hrs. - E26 (Medium) - 120 to 277V (Universal) - Clear Feit - BPA1960CL927CAFIL2RP | 2700 | 91 | 810 | 90 | 15000 | 9 | 1 | 11.21 | 11.21 | 13.1722 | 2020Q2 | https://shop.regencylighting.com/lamps/led/a-line/bpa1960cl927cafil2rp-fet.html | Regency Lighting | 2020 | Yes
LED Lighting | Reflector | TCP | True |  |  | MR-16 | GU10 | LED MR Light Bulbs TCP MR-16 with GU10 base dimmable 7 watt flood LED bulb generates as much light as many 35 watt halogen bulbs. No lead or mercury means easy and environmentally safe disposal Very long life - Rated to still put out 70% as much light after 25,000 hours of operation as it does when brand new Not recommended for use in fully enclosed fixtures because heat buildup will shorten life. Do not “hot swap” this bulb. Turn off fixture before replacing existing bulb. No lead or mercury means easy and environmentally safe disposal Very long life - Rated to still put out 70% as much light after 25,000 hours of operation as it does when brand new TCP Dimmable 7W 3000K 40° MR16 LED Bulb, GU10 Base | 3000 | 82 | 375 | 53.5714 | 25000 | 7 | 12 | 6.49 | 0.54083 | 0.6355 | 2020Q3 | https://www.bulbs.com/product/LED7GU10MR1630KFL | Bulbs.com | 2020 | No
LED Lighting | Reflector | TCP | True |  |  | MR-16 | GU10 | LED MR Light Bulbs TCP MR16 GU10 base dimmable 7 watt flood LED bulb generates as much light as many 35 watt halogen bulbs. No lead or mercury means easy and environmentally safe disposal Very long life - Rated to still put out 70% as much light after 25,000 hours of operation as it does when brand new Not recommended for use in fully enclosed fixtures because heat buildup will shorten life. Do not “hot swap” this bulb. Turn off fixture before replacing existing bulb. No lead or mercury means easy and environmentally safe disposal Very long life - Rated to still put out 70% as much light after 25,000 hours of operation as it does when brand new TCP Dimmable 7W 4100K 40° MR16 LED Bulb, GU10 Base | 4100 | 82 | 370 | 52.8571 | 25000 | 7 | 12 | 6.49 | 0.54083 | 0.6355 | 2020Q3 | https://www.bulbs.com/product/LED7GU10MR1641KFL | Bulbs.com | 2020 | No
LED Lighting | Reflector | TCP | True |  |  | MR-16 | GU10 | LED MR Light Bulbs TCP MR-16 dimmable 7 watt flood LED bulb generates as much light as many 50 watt halogen bulbs. No lead or mercury means easy and environmentally safe disposal Saves 43 watts in electricity compared to a 50 watt halogen Very long life - Rated to still put out 70% as much light after 25,000 hours of operation as it does when brand new Not recommended for use in fully enclosed fixtures because heat buildup will shorten life. Do not “hot swap” this bulb. Turn off fixture before replacing existing bulb. No lead or mercury means easy and environmentally safe disposal Saves 43 watts in electricity compared to a 50 watt halogen Very long life - Rated to still put out 70% as much light after 25,000 hours of operation as it does when brand new TCP Dimmable 7W 2700K 40° MR16 LED Bulb, GU10 Base | 2700 | 82 | 500 | 71.4286 | 25000 | 7 | 12 | 4.19 | 0.34917 | 0.41028 | 2020Q3 | https://www.bulbs.com/product/LED7MR16GU1027KFL | Bulbs.com | 2020 | No
LED Lighting | Reflector | TCP | True |  |  | MR-16 | GU10 | LED MR Light Bulbs TCP MR-16 GU10 base dimmable 6 watt flood LED bulb generates as much light as many 50 watt halogen bulbs. No lead or mercury means easy and environmentally safe disposal Very long life - Rated to still put out 70% as much light after 25,000 hours of operation as it does when brand new Not recommended for use in fully enclosed fixtures because heat buildup will shorten life. Do not “hot swap” this bulb. Turn off fixture before replacing existing bulb. No lead or mercury means easy and environmentally safe disposal Very long life - Rated to still put out 70% as much light after 25,000 hours of operation as it does when brand new TCP Dimmable 6W 3000K 40° MR16 LED Bulb, GU10 Base | 3000 | 82 | 500 | 83.3333 | 25000 | 6 | 12 | 4.19 | 0.34917 | 0.41028 | 2020Q3 | https://www.bulbs.com/product/LED7MR16GU1030KFL | Bulbs.com | 2020 | No
LED Lighting | Reflector | TCP | True |  |  | MR-16 | GU10 | LED MR Light Bulbs TCP MR-16 dimmable 7 watt narrow flood LED bulb generates as much light as many 50 watt halogen bulbs. No lead or mercury means easy and environmentally safe disposal Very long life - Rated to still put out 70% as much light after 25,000 hours of operation as it does when brand new Not recommended for use in fully enclosed fixtures because heat buildup will shorten life. Do not “hot swap” this bulb. Turn off fixture before replacing existing bulb. No lead or mercury means easy and environmentally safe disposal Very long life - Rated to still put out 70% as much light after 25,000 hours of operation as it does when brand new TCP Dimmable 7W 3000K 20° MR16 LED Bulb, GU10 Base | 3000 | 82 | 500 | 71.4286 | 25000 | 7 | 12 | 4.19 | 0.34917 | 0.41028 | 2020Q3 | https://www.bulbs.com/product/LED7MR16GU1030KNFL | Bulbs.com | 2020 | No
LED Lighting | Reflector | TCP | True |  |  | MR-16 | GU10 | LED MR Light Bulbs TCP MR16 GU10 base dimmable 7 watt flood LED bulb generates as much light as many 50 watt halogen bulbs. No lead or mercury means easy and environmentally safe disposal Very long life - Rated to still put out 70% as much light after 25,000 hours of operation as it does when brand new Not recommended for use in fully enclosed fixtures because heat buildup will shorten life. Do not “hot swap” this bulb. Turn off fixture before replacing existing bulb. No lead or mercury means easy and environmentally safe disposal Very long life - Rated to still put out 70% as much light after 25,000 hours of operation as it does when brand new TCP Dimmable 7W 4100K 40° MR16 LED Bulb, GU10 Base | 4100 | 82 | 500 | 71.4286 | 25000 | 7 | 12 | 4.19 | 0.34917 | 0.41028 | 2020Q3 | https://www.bulbs.com/product/LED7MR16GU1041KFL | Bulbs.com | 2020 | No
LED Lighting | Reflector | TCP | True |  |  | MR-16 | GU10 | LED MR Light Bulbs TCP MR16 GU10 base dimmable 7 watt narrow flood LED bulb generates as much light as many 50 watt halogen bulbs. No lead or mercury means easy and environmentally safe disposal Very long life - Rated to still put out 70% as much light after 25,000 hours of operation as it does when brand new Not recommended for use in fully enclosed fixtures because heat buildup will shorten life. Do not “hot swap” this bulb. Turn off fixture before replacing existing bulb. No lead or mercury means easy and environmentally safe disposal Very long life - Rated to still put out 70% as much light after 25,000 hours of operation as it does when brand new TCP Dimmable 5.5W 4100K 20° MR16 LED Bulb, GU10 Base | 4100 | 80 | 500 | 90.9091 | 25000 | 5.5 | 12 | 4.19 | 0.34917 | 0.41028 | 2020Q3 | https://www.bulbs.com/product/LED7MR16GU1041KNFL | Bulbs.com | 2020 | No
LED Lighting | Reflector | Bulbrite | True |  |  | MR-16 | GU5.3 | LED MR Light Bulbs Bulbrite dimmable 7.7 watt 3000K 90 CRI narrow flood MR16 LED bulb generates as much light as many 50 watt halogen bulbs. Intended for low voltage transformers with AC output. Not intended for DC operation No lead or mercury means easy and environmentally safe disposal Very long life - Rated to still put out 70% as much light after 25,000 hours of operation as it does when brand new Not recommended for use in fully enclosed fixtures because heat buildup will shorten life. Do not “hot swap” this bulb. Turn off fixture before replacing existing bulb. Intended for low voltage transformers with AC output. Not intended for DC operation No lead or mercury means easy and environmentally safe disposal Very long life - Rated to still put out 70% as much light after 25,000 hours of operation as it does when brand new Bulbrite Dimmable 7.7W 90 CRI 3000K 25° MR16 LED Bulb, GU5.3 Base | 3000 | 90 | 500 | 64.9351 | 25000 | 7.7 | 10 | 7.09 | 0.709 | 0.8331 | 2020Q3 | https://www.bulbs.com/product/LED7MR16NF-930-D | Bulbs.com | 2020 | No
LED Lighting | Reflector | TCP | True |  |  | PAR-16 | Medium (E26) | LED Reflector Light Bulbs TCP PAR16 dimmable 7 watt LED narrow flood bulb generates as much light as many 50 watt halogen bulbs. No lead or mercury means easy and environmentally safe disposal Saves 43 watts compared to a 50 watt halogen Very long life - Rated to still put out 70% as much light after 25,000 hours of operation as it does when brand new Not recommended for use in fully enclosed fixtures because heat buildup will shorten life. Do not “hot swap” this bulb. Turn off fixture before replacing existing bulb. No lead or mercury means easy and environmentally safe disposal Saves 43 watts compared to a 50 watt halogen Very long life - Rated to still put out 70% as much light after 25,000 hours of operation as it does when brand new TCP Dimmable 7W 2700K 20° PAR16 LED Bulb | 2700 | 80 | 550 | 78.5714 | 25000 | 7 | 12 | 11.49 | 0.9575 | 1.1251 | 2020Q3 | https://www.bulbs.com/product/LED7P1627KNFL | Bulbs.com | 2020 | No
LED Lighting | Reflector | TCP | True |  | Reflector (Flood/Spot) | PAR16 | E26 (Medium) | Damp Location Rated,Recessed Fixtures Damp Location Rated,Recessed Fixtures LED Reflector Light Bulbs TCP PAR16 dimmable 7 watt narrow flood LED bulb generates as much light as many 50 watt halogen bulbs. No lead or mercury means easy and environmentally safe disposal Very long life - Rated to still put out 70% as much light after 25,000 hours of operation as it does when brand new Not recommended for use in fully enclosed fixtures because heat buildup will shorten life. Do not “hot swap” this bulb. Turn off fixture before replacing existing bulb. No lead or mercury means easy and environmentally safe disposal Very long life - Rated to still put out 70% as much light after 25,000 hours of operation as it does when brand new TCP Dimmable 7W 3000K 20° PAR16 LED Bulb | 3000 | 85 | 600 | 85.7143 | 25000 | 7 | 12 | 11.49 | 0.9575 | 1.1251 | 2020Q3 | https://www.bulbs.com/product/LED7P1630KNFL | Bulbs.com | 2020 | No
LED Lighting | Reflector | TCP | True |  |  | PAR-16 | Medium (E26) | LED Reflector Light Bulbs TCP PAR16 dimmable 7 watt LED narrow flood bulb generates as much light as many 50 watt halogen bulbs. No lead or mercury means easy and environmentally safe disposal Very long life - Rated to still put out 70% as much light after 25,000 hours of operation as it does when brand new Not recommended for use in fully enclosed fixtures because heat buildup will shorten life. Do not “hot swap” this bulb. Turn off fixture before replacing existing bulb. No lead or mercury means easy and environmentally safe disposal Very long life - Rated to still put out 70% as much light after 25,000 hours of operation as it does when brand new TCP Dimmable 7W 4100K 20° PAR16 LED Bulb | 4100 | 80 | 550 | 78.5714 | 25000 | 7 | 12 | 11.49 | 0.9575 | 1.1251 | 2020Q3 | https://www.bulbs.com/product/LED7P1641KNFL | Bulbs.com | 2020 | No
LED Lighting | A-Type | Maxlite | True |  | General Purpose Replacement | A19 | E26 (Medium) | Damp Location Rated,Use With Timers,Recessed Fixtures Home / Light Bulbs / LED / LED A-Line / Maxlite - 14099800 - E9A19D927/JA8 Enclosed Rated 9W A19 LED Lamp - Universal - 810 Lumens - Warm White (2700K) - 92 CRI - 25000 Hours - E26 (Medium) - 120 to 130V Maxlite - 14099800 - E9A19D927/JA8 | 2700 | 92 | 810 | 90 | 25000 | 9 | 1 | 4.69 | 4.69 | 5.5109 | 2020Q2 | https://shop.regencylighting.com/lamps/led/a-line/e9a19d927-ja8-mxt.html | Regency Lighting | 2020 | Yes
LED Lighting | A-Type | Maxlite | True | Daylighting/Photocell, | General Purpose Replacement | A19 | GU24 | Damp Location Rated,Use With Timers,Use With Photo and/or Motion Sensors,Recessed Fixtures Home / Light Bulbs / LED / LED A-Line / Maxlite - 102490 - E9A19GUD927/JA8 Energy Star Certified; Enclosed Rated 9W A19 LED Lamp - Universal - 810 Lumens - Warm White (2700K) - 92 CRI - 25000 Hours - GU24 (Bi-Pin / Twist & Lock) - 120 to 130V - Frost Maxlite - 102490 - E9A19GUD927/JA8 | 2700 | 92 | 810 | 90 | 25000 | 9 | 1 | 4.69 | 4.69 | 5.5109 | 2020Q2 | https://shop.regencylighting.com/lamps/led/a-line/e9a19gud927-ja8-mxt.html | Regency Lighting | 2020 | Yes
LED Lighting | Downlight | NaturaLED | False |  | LED |  |  | Downlight Recessed Downlight Recessed LED Recessed Downlights NaturaLED non-dimmable adjustable wattage 12/19/27 watt 90 CRI 8" LED recessed downlight retrofit replaces up to a 200 watt incandescent and includes an integrated junction box for a quick and easy install. Ideal for offices, lobby, hospitality, retail and conference rooms. Title 24 compliant Comes affixed with a standard junction box Suitable for use in outdoor applications Built-in power connector with adjustable torsion clips Reinforced strong spring clips secures housing to downlight housings, drywall or ceiling tiles Carabiner hook included for earthquake safety CHECK PRODUCT FIT BEFORE INVESTING IN MANY Title 24 compliant Comes affixed with a standard junction box Suitable for use in outdoor applications Built-in power connector with adjustable torsion clips Reinforced strong spring clips secures housing to downlight housings, drywall or ceiling tiles Carabiner hook included for earthquake safety NaturaLED Non-Dimmable Adjustable Wattage 12/19/27 Watt 90 CRI 4000K, 8" LED Recessed Downlight Retrofit, Wet Rated, Title 24 Compliant | 4000 | 94 | 2000 | 74.0741 | 50000 | 27 | 5 | 49.99 | 9.998 | 11.748 | 2020Q3 | https://www.bulbs.com/product/LED8CRL27SW-200L940-MV | Bulbs.com | 2020 | Yes
LED Lighting | Reflector | Bulbrite | True |  |  | MR-16 | GU5.3 | LED MR Light Bulbs Bulbrite MR16 qualified dimmable 8 watt 2700K flood LED bulb generates as much light as many 50 watt halogen bulbs. Intended for low voltage transformers with AC output. Not intended for DC operation No lead or mercury means easy and environmentally safe disposal Very long life - Rated to still put out 70% as much light after 25,000 hours of operation as it does when brand new Do not “hot swap” this bulb. Turn off fixture before replacing existing bulb. Intended for low voltage transformers with AC output. Not intended for DC operation No lead or mercury means easy and environmentally safe disposal Very long life - Rated to still put out 70% as much light after 25,000 hours of operation as it does when brand new Bulbrite Dimmable 8W 2700K 35° MR16 LED Bulb, GU5.3 Base | 2700 | 80 | 570 | 71.25 | 25000 | 8 | 10 | 6.39 | 0.639 | 0.75085 | 2020Q3 | https://www.bulbs.com/product/LED8MR16FL35-50-827-D | Bulbs.com | 2020 | No
LED Lighting | Reflector | Bulbrite | True |  |  | MR-16 | GU5.3 | LED MR Light Bulbs Bulbrite dimmable 8.5 watt 2700K flood 90 CRI MR16 LED bulb generates as much light as many 50 watt halogen bulbs. Rated for enclosed fixtures Compatible with Lutron #SELV-300P dimmer Intended for low voltage transformers with AC output. Not intended for DC operation No lead or mercury means easy and environmentally safe disposal Very long life - Rated to still put out 70% as much light after 25,000 hours of operation as it does when brand new Do not “hot swap” this bulb. Turn off fixture before replacing existing bulb. Rated for enclosed fixtures Compatible with Lutron #SELV-300P dimmer Intended for low voltage transformers with AC output. Not intended for DC operation No lead or mercury means easy and environmentally safe disposal Very long life - Rated to still put out 70% as much light after 25,000 hours of operation as it does when brand new Bulbrite Dimmable 8.5W 2700K 35° 90 CRI MR16 LED Bulb, GU5.3 Base, Enclosed Fixture Rated | 2700 | 90 | 525 | 61.7647 | 25000 | 8.5 | 10 | 7.99 | 0.799 | 0.93886 | 2020Q3 | https://www.bulbs.com/product/LED8MR16FL35-50-927-D | Bulbs.com | 2020 | No
LED Lighting | Reflector | Bulbrite | True |  |  | MR-16 | GU5.3 | LED MR Light Bulbs Bulbrite dimmable 8 watt 2700K narrow flood MR16 LED bulb generates as much light as many 50 watt halogen bulbs. Compatible with Lutron #SELV-300P dimmer Intended for low voltage transformers with AC output. Not intended for DC operation Can be used in enclosed fixtures No lead or mercury means easy and environmentally safe disposal Very long life - Rated to still put out 70% as much light after 25,000 hours of operation as it does when brand new Do not “hot swap” this bulb. Turn off fixture before replacing existing bulb. Compatible with Lutron #SELV-300P dimmer Intended for low voltage transformers with AC output. Not intended for DC operation Can be used in enclosed fixtures No lead or mercury means easy and environmentally safe disposal Very long life - Rated to still put out 70% as much light after 25,000 hours of operation as it does when brand new Bulbrite Dimmable 8W 2700K 25° MR16 LED Bulb, GU5.3 Base, Rated For Enclosed Fixtures | 2700 | 80 | 570 | 71.25 | 25000 | 8 | 10 | 6.39 | 0.639 | 0.75085 | 2020Q3 | https://www.bulbs.com/product/LED8MR16NF25-50-827-D | Bulbs.com | 2020 | No
LED Lighting | Reflector | Bulbrite | True |  |  | MR-16 | GU5.3 | LED MR Light Bulbs Bulbrite dimmable 8 watt 3000K narrow flood MR16 LED bulb generates as much light as many 50 watt halogen bulbs. Intended for low voltage transformers with AC output. Not intended for DC operation Can be used in enclosed fixtures No lead or mercury means easy and environmentally safe disposal Very long life - Rated to still put out 70% as much light after 25,000 hours of operation as it does when brand new Do not “hot swap” this bulb. Turn off fixture before replacing existing bulb. Intended for low voltage transformers with AC output. Not intended for DC operation Can be used in enclosed fixtures No lead or mercury means easy and environmentally safe disposal Very long life - Rated to still put out 70% as much light after 25,000 hours of operation as it does when brand new Bulbrite Dimmable 8W 3000K 25° MR16 LED Bulb, GU5.3 Base, Rated For Enclosed Fixtures | 3000 | 80 | 585 | 73.125 | 25000 | 8 | 10 | 6.39 | 0.639 | 0.75085 | 2020Q3 | https://www.bulbs.com/product/LED8MR16NF25-50-830-D | Bulbs.com | 2020 | No
LED Lighting | Reflector | Bulbrite | True |  |  | MR-16 | GU5.3 | LED MR Light Bulbs Bulbrite dimmable 8 watt 5000K narrow flood MR16 LED bulb generates as much light as many 50 watt halogen bulbs. Compatible with Lutron #SELV-300P dimmer Intended for low voltage transformers with AC output. Not intended for DC operation Can be used in enclosed fixtures No lead or mercury means easy and environmentally safe disposal Very long life - Rated to still put out 70% as much light after 25,000 hours of operation as it does when brand new Do not “hot swap” this bulb. Turn off fixture before replacing existing bulb. Compatible with Lutron #SELV-300P dimmer Intended for low voltage transformers with AC output. Not intended for DC operation Can be used in enclosed fixtures No lead or mercury means easy and environmentally safe disposal Very long life - Rated to still put out 70% as much light after 25,000 hours of operation as it does when brand new Bulbrite Dimmable 8W 5000K 25° MR16 LED Bulb, GU5.3 Base, Enclosed Fixture Rated | 5000 | 80 | 615 | 76.875 | 25000 | 8 | 10 | 6.39 | 0.639 | 0.75085 | 2020Q3 | https://www.bulbs.com/product/LED8MR16NF25-50-850-D | Bulbs.com | 2020 | No
LED Lighting | Reflector | Bulbrite | True |  |  | MR-16 | GU5.3 | LED MR Light Bulbs Bulbrite dimmable 8.5 watt 2700K narrow flood 90 CRI MR16 LED bulb generates as much light as many 50 watt halogen bulbs. Rated for enclosed fixtures Compatible with Lutron #SELV-300P dimmer Intended for low voltage transformers with AC output. Not intended for DC operation No lead or mercury means easy and environmentally safe disposal Very long life - Rated to still put out 70% as much light after 25,000 hours of operation as it does when brand new Do not “hot swap” this bulb. Turn off fixture before replacing existing bulb. Rated for enclosed fixtures Compatible with Lutron #SELV-300P dimmer Intended for low voltage transformers with AC output. Not intended for DC operation No lead or mercury means easy and environmentally safe disposal Very long life - Rated to still put out 70% as much light after 25,000 hours of operation as it does when brand new Bulbrite Dimmable 8.5W 2700K 25° 90 CRI MR16 LED Bulb, GU5.3 Base, Enclosed Fixture Rated | 2700 | 90 | 525 | 61.7647 | 25000 | 8.5 | 10 | 12.19 | 1.219 | 1.4324 | 2020Q3 | https://www.bulbs.com/product/LED8MR16NF25-50-927-D | Bulbs.com | 2020 | No
LED Lighting | Reflector | Bulbrite | True |  |  | MR-16 | GU5.3 | LED MR Light Bulbs Bulbrite dimmable 8 watt 2700K spot MR16 LED bulb generates as much light as many 50 watt halogen bulbs. Intended for low voltage transformers with AC output. Not intended for DC operation Can be used in enclosed fixtures No lead or mercury means easy and environmentally safe disposal Very long life - Rated to still put out 70% as much light after 25,000 hours of operation as it does when brand new Do not “hot swap” this bulb. Turn off fixture before replacing existing bulb. Intended for low voltage transformers with AC output. Not intended for DC operation Can be used in enclosed fixtures No lead or mercury means easy and environmentally safe disposal Very long life - Rated to still put out 70% as much light after 25,000 hours of operation as it does when brand new Bulbrite Dimmable 8W 2700K 15° MR16 LED Bulb, GU5.3 Base, Rated For Enclosed Fixtures | 2700 | 80 | 570 | 71.25 | 25000 | 8 | 10 | 6.39 | 0.639 | 0.75085 | 2020Q3 | https://www.bulbs.com/product/LED8MR16SP15-50-827-D | Bulbs.com | 2020 | No
LED Lighting | Reflector | Bulbrite | True |  |  | MR-16 | GU5.3 | LED MR Light Bulbs Bulbrite dimmable 8 watt 3000K spot MR16 LED bulb generates as much light as many 50 watt halogen bulbs. Compatible with Lutron #SELV-300P dimmer Intended for low voltage transformers with AC output. Not intended for DC operation Can be used in enclosed fixtures No lead or mercury means easy and environmentally safe disposal Very long life - Rated to still put out 70% as much light after 25,000 hours of operation as it does when brand new Do not “hot swap” this bulb. Turn off fixture before replacing existing bulb. Compatible with Lutron #SELV-300P dimmer Intended for low voltage transformers with AC output. Not intended for DC operation Can be used in enclosed fixtures No lead or mercury means easy and environmentally safe disposal Very long life - Rated to still put out 70% as much light after 25,000 hours of operation as it does when brand new Bulbrite Dimmable 8W 3000K 15° MR16 LED Bulb, GU5.3 Base, Rated For Enclosed Fixtures | 3000 | 80 | 585 | 73.125 | 25000 | 8 | 10 | 6.39 | 0.639 | 0.75085 | 2020Q3 | https://www.bulbs.com/product/LED8MR16SP15-50-830-D | Bulbs.com | 2020 | No
LED Lighting | Reflector | Bulbrite | True |  |  | MR-16 | GU5.3 | LED MR Light Bulbs Bulbrite dimmable 8 watt 2700K wide flood MR16 LED bulb generates as much light as many 50 watt halogen bulbs. Compatible with Lutron #SELV-300P dimmer Intended for low voltage transformers with AC output. Not intended for DC operation Can be used in enclosed fixtures No lead or mercury means easy and environmentally safe disposal Very long life - Rated to still put out 70% as much light after 25,000 hours of operation as it does when brand new Do not “hot swap” this bulb. Turn off fixture before replacing existing bulb. Compatible with Lutron #SELV-300P dimmer Intended for low voltage transformers with AC output. Not intended for DC operation Can be used in enclosed fixtures No lead or mercury means easy and environmentally safe disposal Very long life - Rated to still put out 70% as much light after 25,000 hours of operation as it does when brand new Bulbrite Dimmable 8W 2700K 50° MR16 LED Bulb, GU5.3 Base, Enclosed Rated | 2700 | 80 | 570 | 71.25 | 25000 | 8 | 10 | 6.39 | 0.639 | 0.75085 | 2020Q3 | https://www.bulbs.com/product/LED8MR16WFL50-50-827-D | Bulbs.com | 2020 | No
LED Lighting | Reflector | Bulbrite | True |  |  | MR-16 | GU5.3 | LED MR Light Bulbs Bulbrite dimmable 8 watt 3000K wide flood MR16 LED bulb generates as much light as many 50 watt halogen bulbs. Compatible with Lutron #SELV-300P dimmer Intended for low voltage transformers with AC output. Not intended for DC operation Can be used in enclosed fixtures No lead or mercury means easy and environmentally safe disposal Very long life - Rated to still put out 70% as much light after 25,000 hours of operation as it does when brand new Do not “hot swap” this bulb. Turn off fixture before replacing existing bulb. Compatible with Lutron #SELV-300P dimmer Intended for low voltage transformers with AC output. Not intended for DC operation Can be used in enclosed fixtures No lead or mercury means easy and environmentally safe disposal Very long life - Rated to still put out 70% as much light after 25,000 hours of operation as it does when brand new Bulbrite Dimmable 8W 3000K 50° MR16 LED Bulb, GU5.3 Base, Enclosed Rated | 3000 | 80 | 585 | 73.125 | 25000 | 8 | 10 | 6.39 | 0.639 | 0.75085 | 2020Q3 | https://www.bulbs.com/product/LED8MR16WFL50-50-830-D | Bulbs.com | 2020 | No
LED Lighting | Reflector | TCP | True |  |  | PAR-20 | Medium (E26) | LED Reflector Light Bulbs TCP dimmable 7 watt narrow flood PAR20 LED bulb generates as much light as many 50 watt halogen bulbs. Suitable for use in outdoor applications No lead or mercury means easy and environmentally safe disposal Very long life - Rated to still put out 70% as much light after 25,000 hours of operation as it did when brand new Not recommended for use in fully enclosed fixtures because heat buildup will shorten life. Do not “hot swap” this bulb. Turn off fixture before replacing existing bulb. Suitable for use in outdoor applications No lead or mercury means easy and environmentally safe disposal Very long life - Rated to still put out 70% as much light after 25,000 hours of operation as it did when brand new TCP Dimmable 7W 2400K 25° PAR20 LED Bulb, Wet Rated | 2400 | 80 | 450 | 64.2857 | 25000 | 7 | 12 | 10.39 | 0.86583 | 1.0174 | 2020Q3 | https://www.bulbs.com/product/LED8P20D24KNFL | Bulbs.com | 2020 | No
LED Lighting | Reflector | TCP | True |  | Reflector (Flood/Spot) | PAR20 | E26 (Medium) | Wet Location Rated,Recessed Fixtures Wet Location Rated,Recessed Fixtures LED Reflector Light Bulbs TCP Elite dimmable 7 watt PAR20 LED flood bulb generates as much light as many 50 watt halogen bulbs. Suitable for use in outdoor applications No lead or mercury means easy and environmentally safe disposal Very long life - Rated to still put out 70% as much light after 25,000 hours of operation as it did when brand new Not recommended for use in fully enclosed fixtures because heat buildup will shorten life. Do not “hot swap” this bulb. Turn off fixture before replacing existing bulb. Suitable for use in outdoor applications No lead or mercury means easy and environmentally safe disposal Very long life - Rated to still put out 70% as much light after 25,000 hours of operation as it did when brand new TCP Dimmable 7W 2700K 40° PAR20 LED Bulb, Wet Rated | 2700 | 83 | 600 | 85.7143 | 25000 | 7 | 12 | 10.39 | 0.86583 | 1.0174 | 2020Q3 | https://www.bulbs.com/product/LED8P20D27KFL | Bulbs.com | 2020 | No
LED Lighting | Reflector | TCP | True |  | Reflector (Flood/Spot) | PAR20 | E26 (Medium) | Wet Location Rated,Recessed Fixtures Wet Location Rated,Recessed Fixtures LED Reflector Light Bulbs TCP Elite dimmable 7 watt narrow flood PAR20 LED bulb generates as much light as many 50 watt halogen bulbs. Suitable for use in outdoor applications No lead or mercury means easy and environmentally safe disposal Very long life - rated to still put out 70% as much light after 25,000 hours of operation as it did when brand new Not recommended for use in fully enclosed fixtures because heat buildup will shorten life. Do not “hot swap” this bulb. Turn off fixture before replacing existing bulb. Suitable for use in outdoor applications No lead or mercury means easy and environmentally safe disposal Very long life - rated to still put out 70% as much light after 25,000 hours of operation as it did when brand new TCP Dimmable 7W 2700K 25° PAR20 LED Bulb, Wet Rated | 2700 | 83 | 600 | 85.7143 | 25000 | 7 | 12 | 10.39 | 0.86583 | 1.0174 | 2020Q3 | https://www.bulbs.com/product/LED8P20D27KNFL | Bulbs.com | 2020 | No
LED Lighting | Reflector | TCP | True |  | Reflector (Flood/Spot) | PAR20 | E26 (Medium) | Wet Location Rated,Recessed Fixtures Wet Location Rated,Recessed Fixtures LED Reflector Light Bulbs TCP Elite dimmable 7 watt PAR20 LED flood bulb generates as much light as many 50 watt halogen bulbs. Suitable for use in outdoor applications No lead or mercury means easy and environmentally safe disposal Very long life - Rated to still put out 70% as much light after 25,000 hours of operation as it did when brand new Not recommended for use in fully enclosed fixtures because heat buildup will shorten life. Do not “hot swap” this bulb. Turn off fixture before replacing existing bulb. Suitable for use in outdoor applications No lead or mercury means easy and environmentally safe disposal Very long life - Rated to still put out 70% as much light after 25,000 hours of operation as it did when brand new TCP Dimmable 7W 3000K 40° PAR20 LED Bulb, Wet Rated | 3000 | 83 | 625 | 89.2857 | 25000 | 7 | 12 | 10.39 | 0.86583 | 1.0174 | 2020Q3 | https://www.bulbs.com/product/LED8P20D30KFL | Bulbs.com | 2020 | No
LED Lighting | Reflector | TCP | True |  | Reflector (Flood/Spot) | PAR20 | E26 (Medium) | Wet Location Rated,Recessed Fixtures Wet Location Rated,Recessed Fixtures LED Reflector Light Bulbs TCP dimmable 7 watt narrow flood PAR20 LED bulb generates as much light as many 50 watt halogen bulbs. Suitable for use in outdoor applications No lead or mercury means easy and environmentally safe disposal Very long life - Rated to still put out 70% as much light after 25,000 hours of operation as it did when brand new Not recommended for use in fully enclosed fixtures because heat buildup will shorten life. Do not “hot swap” this bulb. Turn off fixture before replacing existing bulb. Suitable for use in outdoor applications No lead or mercury means easy and environmentally safe disposal Very long life - Rated to still put out 70% as much light after 25,000 hours of operation as it did when brand new TCP Dimmable 7W 3000K 25° PAR20 LED Bulb, Wet Rated | 3000 | 83 | 625 | 89.2857 | 25000 | 7 | 12 | 10.39 | 0.86583 | 1.0174 | 2020Q3 | https://www.bulbs.com/product/LED8P20D30KNFL | Bulbs.com | 2020 | No
LED Lighting | Reflector | TCP | True |  | Reflector (Flood/Spot) | PAR20 | E26 (Medium) | Wet Location Rated,Recessed Fixtures Wet Location Rated,Recessed Fixtures LED Reflector Light Bulbs TCP dimmable 7 watt flood PAR20 LED bulb generates as much light as many 50 watt halogen bulbs. Suitable for use in outdoor applications No lead or mercury means easy and environmentally safe disposal Very long life - Rated to still put out 70% as much light after 25,000 hours of operation as it did when brand new Not recommended for use in fully enclosed fixtures because heat buildup will shorten life. Do not “hot swap” this bulb. Turn off fixture before replacing existing bulb. Suitable for use in outdoor applications No lead or mercury means easy and environmentally safe disposal Very long life - Rated to still put out 70% as much light after 25,000 hours of operation as it did when brand new TCP Dimmable 7W 4100K 40° PAR20 LED Bulb, Wet Rated | 4000 | 86 | 675 | 96.4286 | 25000 | 7 | 12 | 10.39 | 0.86583 | 1.0174 | 2020Q3 | https://www.bulbs.com/product/LED8P20D41KFL | Bulbs.com | 2020 | No
LED Lighting | Reflector | Sylvania | True | Scene Controls, Daylighting/Photocell, |  | BR-30 | Medium (E26) | LED Reflector Light Bulbs ¦ Smart Bulbs ¦ Wireless Lighting Accessories Osram Sylvania Lightify BR30 lamp. Must be used with Gateway (73692). Plug the gateway into a standard wall outlet anywhere in your home or business to wirelessly sync with your existing WiFi network. Download the Lightify app on Apple iOS7 or above and Android 4.1 or above. Connected with the ZigBee network. Home automation smart lighting controlled by smartphone or tablet LED bulb tunable between Soft White and Daylight White (2700- 6500 Kelvin) Dimmable at each set color temperature Life: 20,000 hours rated life Replaces 60W BR30 incandescent LIGHTIFY System is controllable from inside the home or on the go Control light sources with simple to use scenes and grouping via the LIGHTIFY App Connect up to 50 bulbs Home automation smart lighting controlled by smartphone or tablet LED bulb tunable between Soft White and Daylight White (2700- 6500 Kelvin) Dimmable at each set color temperature Replaces 60W BR30 incandescent LIGHTIFY System is controllable from inside the home or on the go Control light sources with simple to use scenes and grouping via the LIGHTIFY App Connect up to 50 bulbs Lightify Tunable White 2700K 6500K BR30 LED Bulb | 2700 | 80 | 810 | 85.2632 | 20000 | 9.5 | 4 | 24.99 | 6.2475 | 7.3411 | 2020Q3 | https://www.bulbs.com/product/LED9-5BR30TWLFY | Bulbs.com | 2020 | Yes
LED Lighting | Decorative | TCP | True |  |  | G-25 | Medium (E26) | LED Filament Bulbs ¦ LED Globe Light Bulbs TCP dimmable 5 watt vintage filament G-25 LED bulb generates as much light as many 60 watt incandescent bulbs. No lead or mercury means easy and environmentally safe disposal Compatible with Lutron dimmers DVCL-153P, MACL-153M and DVLV-600P Very long life - Rated to still put out 70% as much light after 15,000 hours of operation as it does when brand new Not recommended for use in enclosed fixtures because heat buildup can shorten life. Do not "hot swap" this bulb. Turn off fixture before replacing existing bulb. No lead or mercury means easy and environmentally safe disposal Compatible with Lutron dimmers DVCL-153P, MACL-153M and DVLV-600P Very long life - Rated to still put out 70% as much light after 15,000 hours of operation as it does when brand new TCP Dimmable 5W 2500K Vintage Filament G25 LED Bulb | 2500 | 80 | 500 | 100 | 15000 | 5 | 12 | 9.19 | 0.76583 | 0.89988 | 2020Q3 | https://www.bulbs.com/product/LFG256025KAD | Bulbs.com | 2020 | Yes
LED Lighting | Reflector | Topaz Lighting | True |  |  | PAR-16 | Medium (E26) | LED Reflector Light Bulbs Topaz 6.5 watt 2700K 40 degree PAR16 LED bulb generates as much light as a 60 watt halogen. Suitable for use in enclosed fixtures Energy efficient replacement for a 60 watt PAR16 bulb Very long life - Rated to still put out 70% as much light after 25,000 hours of operation as it does when brand new Do not "hot swap" this bulb. Turn off the fixture before replacing the existing bulb. Suitable for use in enclosed fixtures Energy efficient replacement for a 60 watt PAR16 bulb Very long life - Rated to still put out 70% as much light after 25,000 hours of operation as it does when brand new Topaz Dimmable 6.5W 2700K 40 Degree PAR16 LED Bulb, Enclosed Fixture Rated | 2700 | 80 | 500 | 76.9231 | 25000 | 6.5 | 12 | 4.89 | 0.4075 | 0.47883 | 2020Q3 | https://www.bulbs.com/product/LP16-6-27K-D-46 | Bulbs.com | 2020 | No
LED Lighting | Reflector | Topaz Lighting | True |  |  | PAR-16 | Medium (E26) | LED Reflector Light Bulbs Topaz dimmable 6.5 watt 5000K 40 degree PAR16 LED bulb generates as much light as a 60 watt halogen bulb. Suitable for use in enclosed fixtures Energy efficient replacement for a 60 watt PAR16 bulb Very long life - Rated to still put out 70% as much light ater 25,000 hours of operation as it does when brand new Do not "hot swap" this bulb. Turn off the fixture before replacing the existing bulb. Suitable for enclosed fixtures Suitable for use in enclosed fixtures Energy efficient replacement for a 60 watt PAR16 bulb Very long life - Rated to still put out 70% as much light ater 25,000 hours of operation as it does when brand new Suitable for enclosed fixtures Topaz Dimmable 6.5W 5000K 40 Degree PAR16 LED Bulb, Enclosed Fixture Rated | 5000 | 80 | 500 | 76.9231 | 25000 | 6.5 | 12 | 4.99 | 0.41583 | 0.48862 | 2020Q3 | https://www.bulbs.com/product/LP16-6-50K-D-46 | Bulbs.com | 2020 | No
LED Lighting | Reflector | Lighting Science | True |  |  | PAR-38 | Medium (E26) | LED Reflector Light Bulbs Lighting Science 17 watt dimmable narrow flood LED bulb generates as much light as many 90 watt halogen PAR38 bulbs. No lead or mercury means easy and environmentally safe disposal Saves 73 watts in electricity compared to a 90 watt halogen Very long life - Rated to still put out 70% as much light after 25,000 hours of operation as it does when brand new Not recommended for use in enclosed fixtures because heat buildup will shorten life. Do not "hot swap" this bulb. Turn off fixture before replacing existing bulb. No lead or mercury means easy and environmentally safe disposal Saves 73 watts in electricity compared to a 90 watt halogen Very long life - Rated to still put out 70% as much light after 25,000 hours of operation as it does when brand new Lighting Science Dimmable 17W 90 CRI 4000K 25° PAR38 LED Bulb, Wet Rated | 4000 | 90 | 1000 | 58.8235 | 25000 | 17 | 12 | 10.69 | 0.89083 | 1.0468 | 2020Q3 | https://www.bulbs.com/product/LSPRO-38-90WE-NW-NFL-120-BX | Bulbs.com | 2020 | No
LED Lighting | A-Type | Maxlite | True | Daylighting/Photocell, | General Purpose Replacement | A19 | GU24 | Damp Location Rated,Use With Timers,Use With Photo and/or Motion Sensors,Recessed Fixtures Home / Light Bulbs / LED / LED A-Line / Maxlite - 102491 - E9A19GUD930/JA8 Energy Star Certified; Enclosed Rated 9W A19 LED Lamp - Universal - 810 Lumens - Warm White (3000K) - 92 CRI - 25000 Hours - GU24 (Bi-Pin / Twist & Lock) - 120 to 130V - Frost Maxlite - 102491 - E9A19GUD930/JA8 | 3000 | 91 | 810 | 90 | 25000 | 9 | 1 | 4.69 | 4.69 | 5.5109 | 2020Q2 | https://shop.regencylighting.com/lamps/led/a-line/e9a19gud930-ja8-mxt.html | Regency Lighting | 2020 | Yes
LED Lighting | Reflector | Brilliance LED | True |  |  | MR-16 | GU5.3 | LED MR Light Bulbs Brilliance dimmable 4 watt 8V-25V 3000K 30° MR16 LED bulb generates as much light as a 20 watt halogen. Suitable for use in enclosed fixtures Dimmable with most magnetic transformers Intended for low-voltage transformers with AC output. Not intended for DC operation Saves 16 watts compared to a 20 watt halogen No lead or mercury means easy and environmentally safe disposal Very long life - Rated to still put out 70% as much light after 30,000 hours of operation as it did when brand new Do not "hot swap" this bulb. Turn off fixture before replacing the existing bulb. Suitable for use in enclosed fixtures Dimmable with most magnetic transformers Intended for low-voltage transformers with AC output. Not intended for DC operation Saves 16 watts compared to a 20 watt halogen No lead or mercury means easy and environmentally safe disposal Very long life - Rated to still put out 70% as much light after 30,000 hours of operation as it did when brand new Brilliance Dimmable 4W 8V-25V 3000K 30 Degree MR16 LED Bulb, Enclosed Rated | 3000 | 77 | 265 | 66.25 | 50000 | 4 | 10 | 12.49 | 1.249 | 1.4676 | 2020Q3 | https://www.bulbs.com/product/MR16-4-ECO-3000-30 | Bulbs.com | 2020 | No
LED Lighting | Reflector | Brilliance LED | True |  |  | MR-16 | GU5.3 | LED MR Light Bulbs Brilliance dimmable 4 watt 8V-25V 5700K 30° MR16 LED bulb generates as much light as a 20 watt halogen. Suitable for use in enclosed fixtures Dimmable with most magnetic transformers Intended for low-voltage transformers with AC output. Not intended for DC operation Saves 16 watts compared to a 20 watt halogen No lead or mercury means easy and environmentally safe disposal Very long life - Rated to still put out 70% as much light after 30,000 hours of operation as it did when brand new Do not "hot swap" this bulb. Turn off fixture before replacing the existing bulb. Suitable for use in enclosed fixtures Dimmable with most magnetic transformers Intended for low-voltage transformers with AC output. Not intended for DC operation Saves 16 watts compared to a 20 watt halogen No lead or mercury means easy and environmentally safe disposal Very long life - Rated to still put out 70% as much light after 30,000 hours of operation as it did when brand new Brilliance Dimmable 4W 8V-25V 5700K 30 Degree MR16 LED Bulb, Enclosed Rated | 5700 | 77 | 300 | 75 | 50000 | 4 | 10 | 12.49 | 1.249 | 1.4676 | 2020Q3 | https://www.bulbs.com/product/MR16-4-ECO-5700-30 | Bulbs.com | 2020 | No
LED Lighting | Reflector | Brilliance LED | True |  |  | MR-16 | GU5.3 | LED MR Light Bulbs Brilliance dimmable 5 watt 8V-25V 3000K 30° LED MR16 generates as much light as a 35 watt halogen. Suitable for use in enclosed fixtures Dimmable with most magnetic transformers Intended for low-voltage transformers with AC output. Not intended for DC operation Saves 30 watts compared to a 35 watt halogen No lead or mercury means easy and environmentally safe disposal Very long life - Rated to still put out 70% as much light after 50,000 hours of operation as it did when brand new Do not "hot swap" this bulb. Turn off fixture before replacing the existing bulb. Suitable for use in enclosed fixtures Dimmable with most magnetic transformers Intended for low-voltage transformers with AC output. Not intended for DC operation Saves 30 watts compared to a 35 watt halogen No lead or mercury means easy and environmentally safe disposal Very long life - Rated to still put out 70% as much light after 50,000 hours of operation as it did when brand new Brilliance Dimmable 5W 8V-25V 3000K 30 Degree LED MR16, Enclosed Rated | 3000 | 85 | 400 | 80 | 50000 | 5 | 10 | 22.99 | 2.299 | 2.7014 | 2020Q3 | https://www.bulbs.com/product/MR16-5-3000-30 | Bulbs.com | 2020 | Yes
LED Lighting | Reflector | Brilliance LED | True |  |  | MR-16 | GU5.3 | LED MR Light Bulbs Brilliance dimmable 5 watt 8V-25V 5700K 30° MR16 LED bulb generates as much light as a 35 watt halogen. Suitable for use in enclosed fixtures Dimmable with most magnetic transformers Intended for low-voltage transformers with AC output. Not intended for DC operation Saves 30 watts compared to a 35 watt halogen No lead or mercury means easy and environmentally safe disposal Very long life - Rated to still put out 70% as much light after 50,000 hours of operation as it did when brand new Do not "hot swap" this bulb. Turn off fixture before replacing the existing bulb. Suitable for use in enclosed fixtures Dimmable with most magnetic transformers Intended for low-voltage transformers with AC output. Not intended for DC operation Saves 30 watts compared to a 35 watt halogen No lead or mercury means easy and environmentally safe disposal Very long life - Rated to still put out 70% as much light after 50,000 hours of operation as it did when brand new Brilliance Dimmable 5W 8V-25V 5700K 30 Degree MR16 LED Bulb, Enclosed Rated | 5700 | 85 | 450 | 90 | 50000 | 5 | 10 | 22.99 | 2.299 | 2.7014 | 2020Q3 | https://www.bulbs.com/product/MR16-5-5700-30 | Bulbs.com | 2020 | Yes
LED Lighting | Reflector | Brilliance LED | True |  |  | MR-16 | GU5.3 | LED MR Light Bulbs Brilliance dimmable 7 watt 8V-25V 3000K 30° MR16 LED bulb generates as much light as a 50 watt halogen. Suitable for use in enclosed fixtures Dimmable with most magnetic transformers Intended for low-voltage transformers with AC output. Not intended for DC operation Saves 43 watts compared to a 50 watt halogen No lead or mercury means easy and environmentally safe disposal Very long life - Rated to still put out 70% as much light after 50,000 hours of operation as it did when brand new Do not "hot swap" this bulb. Turn off fixture before replacing the existing bulb. Suitable for use in enclosed fixtures Dimmable with most magnetic transformers Intended for low-voltage transformers with AC output. Not intended for DC operation Saves 43 watts compared to a 50 watt halogen No lead or mercury means easy and environmentally safe disposal Very long life - Rated to still put out 70% as much light after 50,000 hours of operation as it did when brand new Brilliance Dimmable 7W 8V-25V 3000K 30 Degree MR16 LED Bulb, Enclosed Rated | 3000 | 85 | 715 | 102.1429 | 50000 | 7 | 10 | 27.29 | 2.729 | 3.2067 | 2020Q3 | https://www.bulbs.com/product/MR16-7-3000-30-1 | Bulbs.com | 2020 | Yes
LED Lighting | Reflector | Brilliance LED | True |  |  | MR-16 | GU5.3 | LED MR Light Bulbs Brilliance dimmable 7 watt 8V-25V 5700K 30° MR16 LED bulb generates as much light as a 50 watt halogen. Suitable for use in enclosed fixtures Dimmable with most magnetic transformers Intended for low-voltage transformers with AC output. Not intended for DC operation Saves 43 watts compared to a 50 watt halogen No lead or mercury means easy and environmentally safe disposal Very long life - Rated to still put out 70% as much light after 50,000 hours of operation as it did when brand new Do not "hot swap" this bulb. Turn off fixture before replacing the existing bulb. Suitable for use in enclosed fixtures Dimmable with most magnetic transformers Intended for low-voltage transformers with AC output. Not intended for DC operation Saves 43 watts compared to a 50 watt halogen No lead or mercury means easy and environmentally safe disposal Very long life - Rated to still put out 70% as much light after 50,000 hours of operation as it did when brand new Brilliance Dimmable 7W 8V-25V 5700K 30 Degree MR16 LED Bulb, Enclosed Rated | 5700 | 85 | 750 | 107.1429 | 50000 | 7 | 10 | 27.29 | 2.729 | 3.2067 | 2020Q3 | https://www.bulbs.com/product/MR16-7-5700-30-1 | Bulbs.com | 2020 | Yes
LED Lighting |  | Sunlite | False |  |  | MR-16 | GU5.3 | LED MR Light Bulbs Sunlite non-dimmable 5 watt 3000K 38 degree 120V MR16 LED bulb with a GU5.3 base is equivalent to a 50 watt halogen. Saves 45 watts compared to a 50 watt halogen in your 120V fixture Ideal for use in 120V track lighting, accent lighting and pendant fixtures Suitable for use in enclosed fixtures Very long life - Rated to still put out 70% as much light after 30,000 hours of operation as it did when brand new. Do not "hot swap" this bulb. Turn off the fixture before replacing the existing bulb. Saves 45 watts compared to a 50 watt halogen in your 120V fixture Ideal for use in 120V track lighting, accent lighting and pendant fixtures Suitable for use in enclosed fixtures Very long life - Rated to still put out 70% as much light after 30,000 hours of operation as it did when brand new. Sunlite Non-Dimmable 5W 3000K 120V 38 Degree MR16 LED Bulb, GU5.3 Base, Enclosed Fixture Rated | 3000 | 80 | 450 | 90 | 30000 | 5 | 6 | 6.19 | 1.0317 | 1.2122 | 2020Q3 | https://www.bulbs.com/product/MR16-LED-5W-GU5-3-120V-30K | Bulbs.com | 2020 | Yes
LED Lighting | A-Type | Feit | True |  | General Purpose Replacement | A19 | E26 (Medium) | Damp Location Rated Home / Light Bulbs / LED / Feit - BPA1960CL927CAFIL2RP 2 Pack; Priced per Each Lamp; Energy Star Approved 9W A19 LED Lamp - Universal - 810 Lumens - Warm White (2700K) - 90 CRI - 15000 hrs. - E26 (Medium) - 120 to 277V (Universal) - Clear Feit - BPA1960CL927CAFIL2RP | 2700 | 91 | 810 | 90 | 15000 | 9 | 1 | 11.21 | 11.21 | 13.1722 | 2020Q2 | https://shop.regencylighting.com/lamps/led/bpa1960cl927cafil2rp-fet.html | Regency Lighting | 2020 | Yes
LED Lighting | A-Type | Maxlite | True |  | General Purpose Replacement | A19 | E26 (Medium) | Damp Location Rated,Use With Timers,Recessed Fixtures Home / Light Bulbs / LED / Maxlite - 14099800 - E9A19D927/JA8 Enclosed Rated 9W A19 LED Lamp - Universal - 810 Lumens - Warm White (2700K) - 92 CRI - 25000 Hours - E26 (Medium) - 120 to 130V Maxlite - 14099800 - E9A19D927/JA8 | 2700 | 92 | 810 | 90 | 25000 | 9 | 1 | 4.69 | 4.69 | 5.5109 | 2020Q2 | https://shop.regencylighting.com/lamps/led/e9a19d927-ja8-mxt.html | Regency Lighting | 2020 | Yes
LED Lighting | Reflector | Bulbs.com | True |  | Reflector (Flood/Spot) | PAR38 | E26 (Medium) | Damp Location Rated,Recessed Fixtures Damp Location Rated,Recessed Fixtures LED Reflector Light Bulbs Bulbs.com dimmable 17.5 watt 2700K flood PAR38 LED bulb generates as much light as many 90 watt halogen bulbs. Silver finish and lens closely resemble traditional halogen PARs No lead or mercury means easy and environmentally safe disposal Saves 72.5 watts in electricity compared to a 90 watt halogen bulb Very long life - Rated to still put out 70% as much light after 25,000 hours of operation as it does when brand new Compatible with Lutron dimmer models S-600P, CTCL-153P and DV-600P Not recommended for use in enclosed fixtures because heat build up will shorten life. Do not “hot swap” this bulb. Turn off fixture before replacing existing bulb. Silver finish and lens closely resemble traditional halogen PARs No lead or mercury means easy and environmentally safe disposal Saves 72.5 watts in electricity compared to a 90 watt halogen bulb Very long life - Rated to still put out 70% as much light after 25,000 hours of operation as it does when brand new Compatible with Lutron dimmer models S-600P, CTCL-153P and DV-600P Bulbs.com Dimmable 17.5W 2700K 40° PAR38 LED Bulb | 2700 | 83 | 1250 | 71.4286 | 25000 | 17.5 | 12 | 3.89 | 0.32417 | 0.38091 | 2020Q3 | https://www.bulbs.com/product/PAR38-120V-17-5W-90WE-827-E26-DIM-G1-40D-FG-ES-1CBX | Bulbs.com | 2020 | No
LED Lighting | Reflector | Bulbs.com | True |  | Reflector (Flood/Spot) | PAR38 | E26 (Medium) | Damp Location Rated,Recessed Fixtures Damp Location Rated,Recessed Fixtures LED Reflector Light Bulbs Bulbs.com dimmable 17.5 watt 3000K flood PAR38 LED bulb generates as much light as many 90 watt halogen bulbs. Silver finish and lens closely resemble traditional halogen PARs No lead or mercury means easy and environmentally safe disposal Saves 72.5 watts in electricity compared to a 90 watt halogen bulb Very long life - Rated to still put out 70% as much light after 25,000 hours of operation as it does when brand new Compatible with Lutron dimmer models S-600P, CTCL-153P and DV-600P Not recommended for use in enclosed fixtures because heat build up will shorten life. Do not “hot swap” this bulb. Turn off fixture before replacing existing bulb. Silver finish and lens closely resemble traditional halogen PARs No lead or mercury means easy and environmentally safe disposal Saves 72.5 watts in electricity compared to a 90 watt halogen bulb Very long life - Rated to still put out 70% as much light after 25,000 hours of operation as it does when brand new Compatible with Lutron dimmer models S-600P, CTCL-153P and DV-600P Bulbs.com Dimmable 17.5W 3000K 40° PAR38 LED Bulb | 3000 | 82 | 1250 | 71.4286 | 25000 | 17.5 | 12 | 3.89 | 0.32417 | 0.38091 | 2020Q3 | https://www.bulbs.com/product/PAR38-120V-17-5W-90WE-830-E26-DIM-G1-40D-FG-ES-1CBX | Bulbs.com | 2020 | No
LED Lighting | Reflector | Bulbs.com | True |  | Reflector (Flood/Spot) | PAR38 | E26 (Medium) | Damp Location Rated,Recessed Fixtures Damp Location Rated,Recessed Fixtures LED Reflector Light Bulbs Bulbs.com dimmable 17.5 watt 5000K flood PAR38 LED bulb generates as much light as many 90 watt halogen bulbs. Silver finish and lens closely resemble traditional halogen PARs No lead or mercury means easy and environmentally safe disposal Saves 72.5 watts in electricity compared to a 90 watt halogen bulb Very long life - Rated to still put out 70% as much light after 25,000 hours of operation as it does when brand new Compatible with Lutron dimmer models S-600P, CTCL-153P and DV-600P Not recommended for use in enclosed fixtures because heat build up will shorten life. Do not “hot swap” this bulb. Turn off fixture before replacing existing bulb. Silver finish and lens closely resemble traditional halogen PARs No lead or mercury means easy and environmentally safe disposal Saves 72.5 watts in electricity compared to a 90 watt halogen bulb Very long life - Rated to still put out 70% as much light after 25,000 hours of operation as it does when brand new Compatible with Lutron dimmer models S-600P, CTCL-153P and DV-600P Bulbs.com Dimmable 17.5W 5000K 40° PAR38 LED Bulb | 5000 | 84 | 1250 | 71.4286 | 25000 | 17.5 | 12 | 3.89 | 0.32417 | 0.38091 | 2020Q3 | https://www.bulbs.com/product/PAR38-120V-17-5W-90WE-850-E26-DIM-G1-40D-FG-ES-1CBX | Bulbs.com | 2020 | No
LED Lighting | Downlight | Kobi Electric | False |  |  | Twin Tube Alt | G24d | LED Plug-in Light Bulbs The horizontal mounted non-dimmable lamp from Kobi Electric is a ballast bypass LED replacement for an 18 watt CFL downlight with a universal 2-pin G24d socket. Use in dry locations only. Not for use in fully enclosed fixtures. The existing ballast must be bypassed for operation. Not intended for use in lensed downlights. DO NOT "hot swap" this lamp. Turn off fixture before replacing existing bulb. Kobi Non-Dimmable 10W 2 Pin Horizontal 5000K G24d LED Bulb, Ballast Bypass | 5000 | 80 | 1050 | 105 | 50000 | 10 | 24 | 10.99 | 0.45792 | 0.53807 | 2020Q3 | https://www.bulbs.com/product/PL-1850-RMV-G24 | Bulbs.com | 2020 | No
LED Lighting | Downlight | MaxLite | True |  | LED |  |  | Downlight Recessed Downlight Recessed LED Recessed Downlights Maxlite dimmable 4" LED downlight is built with an integral junction box that eliminates the need for a traditional recessed housing or J-box, saving installers time and money. Simply connect the junction box wiring to a light switch and place it into the ceiling. The spring-loaded clips will hold the downlight into the ceiling. Three easy installation steps: Cut appropriate size hole in ceiling Connect fixture to wired wall switch Clip fixture into opening and enjoy your new light Easy to install in new construction and retrofit projects, the downlight has a slim body that fits into shallow ceilings. Its white baffle trim blends seamlessly into interiors and reduces glare for soft eye pleasing illumination. Mounts directly into ceiling, no housing required IC and airtight rated for direct installation Suitable for wet locations Compatible with Lutron AYCL, DVCL, CTCL, and MACL dimmers. Cut appropriate size hole in ceiling Connect fixture to wired wall switch Clip fixture into opening and enjoy your new light Mounts directly into ceiling, no housing required IC and airtight rated for direct installation Suitable for wet locations Compatible with Lutron AYCL, DVCL, CTCL, and MACL dimmers. Maxlite Dimmable 4" 7W 3000K Round LED Downlight, No Recessed Can or J-Box Needed | 2700 | 83 | 550 | 78.5714 | 40000 | 7 | 6 | 16.09 | 2.6817 | 3.1511 | 2020Q3 | https://www.bulbs.com/product/RF408ICAT30W | Bulbs.com | 2020 | Yes
LED Lighting | Downlight | Bulbs.com | True |  | LED |  |  | Downlight Surface Mount Downlight Surface Mount Slim Surface Ceiling Light Fixtures Bulbs.com dimmable 3000K 7" 90 CRI round LED downlight delivers high lumen output in a slim, surface mount design at only 5/8" thick. An economical and energy saving ambient lighting option. This downlight solution eliminates the need for an air-seal recessed housing or fire rated boxes, reducing material and installation costs. Ideal for residential and light commercial applications including multi-family residences, retail, hospitality, offices and hallways. Ideal for existing j-boxes or new construction Edge lit design provides even illumination Surface mounting fits any ceiling and solves the problem of limited plenum space Includes a j-box adapter plate for quick and easy installation An excellent alternative to recessed lighting when ceiling space is limited Compatible Lutron dimmers are DVCL-153P, DVLV-600P, CTCL-153P and S-600P Ideal for existing j-boxes or new construction Edge lit design provides even illumination Surface mounting fits any ceiling and solves the problem of limited plenum space Includes a j-box adapter plate for quick and easy installation An excellent alternative to recessed lighting when ceiling space is limited Compatible Lutron dimmers are DVCL-153P, DVLV-600P, CTCL-153P and S-600P Bulbs.com Dimmable 15W 3000K 7" 90 CRI Round Slim LED Downlight | 3000 | 94 | 850 | 56.6667 | 50000 | 15 | 8 | 13.99 | 1.7488 | 2.0548 | 2020Q3 | https://www.bulbs.com/product/SCL-7IN-15W-90CRI-30K-DIM-WH-1PK | Bulbs.com | 2020 | No
LED Lighting | Reflector | 90+ Lighting | True |  |  | MR-16 | GU5.3 | LED MR Light Bulbs 90+ Lighting brand dimmable 7 watt 2700K 10 degree 92 CRI MR16 LED bulb with GU5.3 base generates as much light as many 30 watt halogen bulbs. JA8, Title 20 and Title 24 compliant Suitable for use in enclosed fixtures No lead or mercury means easy and environmentally safe disposal Very long life - Rated to still put out 70% as much light after 25,000 hours of operation as it does when brand new Do not “hot swap” this bulb. Turn off fixture before replacing existing bulb. JA8, Title 20 and Title 24 compliant Suitable for use in enclosed fixtures No lead or mercury means easy and environmentally safe disposal Very long life - Rated to still put out 70% as much light after 25,000 hours of operation as it does when brand new 90+ Lighting Dimmable 7W 2700K 10 Degree 92 CRI MR16 LED Bulb, GU5.3 Base, JA8 Compliant, Enclosed Rated | 2700 | 92 | 420 | 60 | 25000 | 7 | 20 | 10.25 | 0.5125 | 0.60221 | 2020Q3 | https://www.bulbs.com/product/SE-350-001 | Bulbs.com | 2020 | No
LED Lighting | Reflector | 90+ Lighting | True |  |  | MR-16 | GU5.3 | LED MR Light Bulbs 90+ Lighting brand dimmable 7 watt 2700K 24 degree 92 CRI MR16 LED bulb with GU5.3 base generates as much light as many 35 watt halogen bulbs. JA8, Title 20 and Title 24 compliant Suitable for use in enclosed fixtures No lead or mercury means easy and environmentally safe disposal Very long life - Rated to still put out 70% as much light after 25,000 hours of operation as it does when brand new Do not “hot swap” this bulb. Turn off fixture before replacing existing bulb. JA8, Title 20 and Title 24 compliant Suitable for use in enclosed fixtures No lead or mercury means easy and environmentally safe disposal Very long life - Rated to still put out 70% as much light after 25,000 hours of operation as it does when brand new 90+ Lighting Dimmable 7W 2700K 24 Degree 92 CRI MR16 LED Bulb, GU5.3 Base, JA8 Compliant, Enclosed Rated | 2700 | 92 | 480 | 68.5714 | 25000 | 7 | 20 | 9.44 | 0.472 | 0.55462 | 2020Q3 | https://www.bulbs.com/product/SE-350-002 | Bulbs.com | 2020 | No
LED Lighting | Reflector | 90+ Lighting | True |  |  | MR-16 | GU10 | LED MR Light Bulbs 90+ Lighting brand dimmable 7 watt 2700K 24 degree 91 CRI MR16 LED bulb with GU10 base generates as much light as many 60 watt halogen bulbs. JA8, Title 20 and Title 24 compliant Suitable for use in enclosed fixtures No lead or mercury means easy and environmentally safe disposal Very long life - Rated to still put out 70% as much light after 25,000 hours of operation as it does when brand new Compatible with Lutron # DVELV-300P and CTCL-153P dimmers Do not “hot swap” this bulb. Turn off fixture before replacing existing bulb. JA8, Title 20 and Title 24 compliant Suitable for use in enclosed fixtures No lead or mercury means easy and environmentally safe disposal Very long life - Rated to still put out 70% as much light after 25,000 hours of operation as it does when brand new Compatible with Lutron # DVELV-300P and CTCL-153P dimmers 90+ Lighting Dimmable 7W 2700K 24 Degree 91 CRI MR16 LED Bulb, GU10 Base, JA8 Compliant, Enclosed Rated | 2700 | 91 | 440 | 62.8571 | 25000 | 7 | 20 | 8.39 | 0.4195 | 0.49293 | 2020Q3 | https://www.bulbs.com/product/SE-350-004 | Bulbs.com | 2020 | No
LED Lighting | Downlight | 90+ Lighting | True |  | LED |  | Medium (E26) | LED Recessed Downlights 90+ Lighting brand dimmable 15 watt 5"/6" 3000K LED recessed downlight replaces a 75 watt incandescent with a more energy efficient, longer lasting, and more technologically advanced alternative. Title 20, Title 24 and JA8 compliant No lead or mercury means easy and environmentally safe disposal Very long life - Rated to still put out 70% as much light after 30,000 hours of operation as it does when brand new Compatible with Lutron AYCL, DVCL, CTCL, and MACL dimmers. Title 20, Title 24 and JA8 compliant No lead or mercury means easy and environmentally safe disposal Very long life - Rated to still put out 70% as much light after 30,000 hours of operation as it does when brand new Compatible with Lutron AYCL, DVCL, CTCL, and MACL dimmers. 90+ Lighting Dimmable 15 Watt 3000K 93 CRI 5"/6" LED Recessed Downlight Retrofit, JA8 Compliant | 3000 | 93 | 1100 | 73.3333 | 30000 | 15 | 6 | 9.99 | 1.665 | 1.9564 | 2020Q3 | https://www.bulbs.com/product/SE-350-064-1 | Bulbs.com | 2020 | No
LED Lighting | Downlight | 90+ Lighting | True |  | LED |  | Medium (E26) | LED Recessed Downlights 90+ Lighting brand dimmable 15 watt 5"/6" 4000K LED recessed downlight replaces a 75 watt incandescent with a more energy efficient, longer lasting, and more technologically advanced alternative. Title 20, Title 24 and JA8 compliant No lead or mercury means easy and environmentally safe disposal Very long life - Rated to still put out 70% as much light after 30,000 hours of operation as it does when brand new Compatible with Lutron AYCL, DVCL, CTCL, and MACL dimmers. Title 20, Title 24 and JA8 compliant No lead or mercury means easy and environmentally safe disposal Very long life - Rated to still put out 70% as much light after 30,000 hours of operation as it does when brand new Compatible with Lutron AYCL, DVCL, CTCL, and MACL dimmers. 90+ Lighting Dimmable 15 Watt 4000K, 5"/6" LED Recessed Downlight Retrofit, JA8 Compliant | 4000 | 93 | 1150 | 76.6667 | 30000 | 15 | 6 | 9.99 | 1.665 | 1.9564 | 2020Q3 | https://www.bulbs.com/product/SE-350-065-1 | Bulbs.com | 2020 | No
LED Lighting | Downlight | 90+ Lighting | True |  | LED |  | Medium (E26) | LED Recessed Downlights 90+ Lighting brand dimmable 15 watt 5"/6" 5000K LED recessed downlight replaces a 75 watt incandescent with a more energy efficient, longer lasting, and more technologically advanced alternative. Title 20, Title 24 and JA8 compliant No lead or mercury means easy and environmentally safe disposal Very long life - Rated to still put out 70% as much light after 30,000 hours of operation as it does when brand new Compatible with Lutron AYCL, DVCL, CTCL, and MACL dimmers. Title 20, Title 24 and JA8 compliant No lead or mercury means easy and environmentally safe disposal Very long life - Rated to still put out 70% as much light after 30,000 hours of operation as it does when brand new Compatible with Lutron AYCL, DVCL, CTCL, and MACL dimmers. 90+ Lighting Dimmable 15 Watt 5000K, 5"/6" LED Recessed Downlight Retrofit, JA8 Compliant | 5000 | 93 | 1150 | 76.6667 | 30000 | 15 | 6 | 9.99 | 1.665 | 1.9564 | 2020Q3 | https://www.bulbs.com/product/SE-350-066-1 | Bulbs.com | 2020 | No
LED Lighting |  | SORAA | True |  |  | MR-16 | GU5.3 | LED MR Light Bulbs Soraa Dimmable 7.5W, 12V, 80 CRI, 2700K, 10° MR16 LED Bulb, GU5.3 Base Replaces 50W halogen bulb with only 7.5W Ideal for down and track lights with colorful surroundings Rated for indoor or outdoor applications including damp locations Compatible with Soraa SNAP accessories (filters, louvres, colored lenses) sold separately Designed for use with magnetic low voltage (MLV) and electronic low voltage (ELV) dimmers Do not “hot swap” this bulb. Turn off fixture before replacing existing bulb. Replaces 50W halogen bulb with only 7.5W Ideal for down and track lights with colorful surroundings Rated for indoor or outdoor applications including damp locations Compatible with Soraa SNAP accessories (filters, louvres, colored lenses) sold separately Designed for use with magnetic low voltage (MLV) and electronic low voltage (ELV) dimmers Soraa Dimmable 7.5W, 12V, 80 CRI, 2700K, 10° MR16 LED Bulb, GU5.3 Base | 2700 | 80 | 505 | 56.1111 | 35000 | 9 | 10 | 18.99 | 1.899 | 2.2314 | 2020Q3 | https://www.bulbs.com/product/SM16-07-10D-827-H1 | Bulbs.com | 2020 | Yes
LED Lighting |  | SORAA | True |  |  | MR-16 | GU5.3 | LED MR Light Bulbs Soraa Vivid Series 7.5W, 12V LED MR16 dimmable spot with warm white light. Replaces 50W halogen bulb with only 7.5W High color rendering (95 CRI) via Soraa VP3 Vivid Color and Point Source Optics Ideal for down and track lights with colorful surroundings Rated for indoor or outdoor applications including damp locations Rated for use in fully enclosed fixtures JA8 and RoHS compliant Compatible with Soraa SNAP accessories (filters, louvres, colored lenses) sold separately Designed for use with magnetic low voltage (MLV) and electronic low voltage (ELV) dimmers Do not “hot swap” this bulb. Turn off fixture before replacing existing bulb. Replaces 50W halogen bulb with only 7.5W High color rendering (95 CRI) via Soraa VP3 Vivid Color and Point Source Optics Ideal for down and track lights with colorful surroundings Rated for indoor or outdoor applications including damp locations Rated for use in fully enclosed fixtures JA8 and RoHS compliant Compatible with Soraa SNAP accessories (filters, louvres, colored lenses) sold separately Designed for use with magnetic low voltage (MLV) and electronic low voltage (ELV) dimmers Soraa Dimmable 7.5W, 12V, 95 CRI, 2700K, JA8 Compliant, Enclosed Fixture Rated 10° MR16 LED Bulb, GU5.3 Base | 2700 | 95 | 390 | 52 | 25000 | 7.5 | 10 | 25.99 | 2.599 | 3.0539 | 2020Q3 | https://www.bulbs.com/product/SM16-07-10D-927-03-1 | Bulbs.com | 2020 | Yes
LED Lighting |  | SORAA | True |  |  |  | GU5.3 | LED MR Light Bulbs Soraa Vivid Series 7.5W, 12V LED MR16 dimmable spot with soft white light. Replaces 50W halogen bulb with only 7.5W High color rendering (95 CRI) via Soraa VP3 Vivid Color and Point Source Optics Ideal for down and track lights with colorful surroundings Rated for indoor or outdoor applications including damp locations Rated for use in fully enclosed fixtures JA8 and RoHS compliant Compatible with Soraa SNAP accessories (filters, louvres, colored lenses) sold separately Designed for use with magnetic low voltage (MLV) and electronic low voltage (ELV) dimmers Do not “hot swap” this bulb. Turn off fixture before replacing existing bulb. Replaces 50W halogen bulb with only 7.5W High color rendering (95 CRI) via Soraa VP3 Vivid Color and Point Source Optics Ideal for down and track lights with colorful surroundings Rated for indoor or outdoor applications including damp locations Rated for use in fully enclosed fixtures JA8 and RoHS compliant Compatible with Soraa SNAP accessories (filters, louvres, colored lenses) sold separately Designed for use with magnetic low voltage (MLV) and electronic low voltage (ELV) dimmers Soraa Dimmable 7.5W, 12V, 95 CRI, 3000K, JA8 Compliant, Enclosed Fixture Rated 10° MR16 LED Bulb, GU5.3 Base | 3000 | 95 | 410 | 54.6667 | 25000 | 7.5 | 10 | 25.99 | 2.599 | 3.0539 | 2020Q3 | https://www.bulbs.com/product/SM16-07-10D-930-03-1 | Bulbs.com | 2020 | Yes
LED Lighting |  | SORAA | True |  |  |  | GU5.3 | LED MR Light Bulbs Soraa Vivid Series 7.5W, 12V LED MR16 dimmable narrow flood with soft white light. Replaces 50W halogen bulb with only 7.5W High color rendering (95 CRI) via Soraa VP3 Vivid Color and Point Source Optics Ideal for down and track lights with colorful surroundings Rated for indoor or outdoor applications including damp locations Rated for use in fully enclosed fixtures JA8 and RoHS compliant Compatible with Soraa SNAP accessories (filters, louvres, colored lenses) sold separately Designed for use with magnetic low voltage (MLV) and electronic low voltage (ELV) dimmers Do not “hot swap” this bulb. Turn off fixture before replacing existing bulb. Replaces 50W halogen bulb with only 7.5W High color rendering (95 CRI) via Soraa VP3 Vivid Color and Point Source Optics Ideal for down and track lights with colorful surroundings Rated for indoor or outdoor applications including damp locations Rated for use in fully enclosed fixtures JA8 and RoHS compliant Compatible with Soraa SNAP accessories (filters, louvres, colored lenses) sold separately Designed for use with magnetic low voltage (MLV) and electronic low voltage (ELV) dimmers Soraa Dimmable 7.5W, 12V, 95 CRI, 3000K, JA8 Compliant, Enclosed Fixture Rated 25° MR16 LED Bulb, GU5.3 Base | 3000 | 95 | 435 | 58 | 25000 | 7.5 | 10 | 23.19 | 2.319 | 2.7249 | 2020Q3 | https://www.bulbs.com/product/SM16-07-25D-930-03 | Bulbs.com | 2020 | Yes
LED Lighting |  | SORAA | True |  |  | MR-16 | GU5.3 | LED MR Light Bulbs Soraa Vivid Series 7.5W, 12V LED MR16 dimmable flood with warm white light. Replaces 50W halogen bulb with only 7.5W High color rendering (95 CRI) via Soraa VP3 Vivid Color and Point Source Optics Ideal for down and track lights with colorful surroundings Rated for indoor or outdoor applications including damp locations Rated for use in fully enclosed fixtures JA8 and RoHS compliant Compatible with Soraa SNAP accessories (filters, louvres, colored lenses) sold separately Designed for use with magnetic low voltage (MLV) and electronic low voltage (ELV) dimmers Do not “hot swap” this bulb. Turn off fixture before replacing existing bulb. Replaces 50W halogen bulb with only 7.5W High color rendering (95 CRI) via Soraa VP3 Vivid Color and Point Source Optics Ideal for down and track lights with colorful surroundings Rated for indoor or outdoor applications including damp locations Rated for use in fully enclosed fixtures JA8 and RoHS compliant Compatible with Soraa SNAP accessories (filters, louvres, colored lenses) sold separately Designed for use with magnetic low voltage (MLV) and electronic low voltage (ELV) dimmers Soraa Dimmable 7.5W, 12V, 95 CRI, 2700K, JA8 Compliant, Enclosed Fixture Rated 36° MR16 LED Bulb, GU5.3 Base | 2700 | 95 | 410 | 54.6667 | 25000 | 7.5 | 10 | 23.19 | 2.319 | 2.7249 | 2020Q3 | https://www.bulbs.com/product/SM16-07-36D-927-03 | Bulbs.com | 2020 | Yes
LED Lighting |  | SORAA | True |  |  |  | GU5.3 | LED MR Light Bulbs Soraa Vivid Series 7.5W, 12V LED MR16 dimmable flood with soft white light. Replaces 50W halogen bulb with only 7.5W High color rendering (95 CRI) via Soraa VP3 Vivid Color and Point Source Optics Ideal for down and track lights with colorful surroundings Rated for indoor or outdoor applications including damp locations Rated for use in fully enclosed fixtures JA8 and RoHS compliant Compatible with Soraa SNAP accessories (filters, louvres, colored lenses) sold separately Designed for use with magnetic low voltage (MLV) and electronic low voltage (ELV) dimmers Do not “hot swap” this bulb. Turn off fixture before replacing existing bulb. Replaces 50W halogen bulb with only 7.5W High color rendering (95 CRI) via Soraa VP3 Vivid Color and Point Source Optics Ideal for down and track lights with colorful surroundings Rated for indoor or outdoor applications including damp locations Rated for use in fully enclosed fixtures JA8 and RoHS compliant Compatible with Soraa SNAP accessories (filters, louvres, colored lenses) sold separately Designed for use with magnetic low voltage (MLV) and electronic low voltage (ELV) dimmers Soraa Dimmable 7.5W, 12V, 95 CRI, 3000K, JA8 Compliant, Enclosed Fixture Rated 36° MR16 LED Bulb, GU5.3 Base | 3000 | 95 | 435 | 58 | 25000 | 7.5 | 10 | 23.19 | 2.319 | 2.7249 | 2020Q3 | https://www.bulbs.com/product/SM16-07-36D-930-03 | Bulbs.com | 2020 | Yes
LED Lighting |  | SORAA | True |  |  | MR-16 | GU5.3 | LED MR Light Bulbs Soraa Dimmable 9W 12V 80 CRI 2700K 25° MR16 LED Bulb GU5.3 Base Replaces 60W halogen bulb with only 9W Ideal for down and track lights with colorful surroundings Rated for indoor or outdoor applications including damp locations NOT rated for use in fully enclosed fixtures Designed for use with magnetic low voltage (MLV) and electronic low voltage (ELV) dimmers Do not “hot swap” this bulb. Turn off fixture before replacing existing bulb. Replaces 60W halogen bulb with only 9W Ideal for down and track lights with colorful surroundings Rated for indoor or outdoor applications including damp locations NOT rated for use in fully enclosed fixtures Designed for use with magnetic low voltage (MLV) and electronic low voltage (ELV) dimmers Soraa Dimmable 9W 12V 80 CRI 2700K 25° MR16 LED Bulb GU5.3 Base | 2700 | 80 | 655 | 72.7778 | 35000 | 9 | 10 | 18.99 | 1.899 | 2.2314 | 2020Q3 | https://www.bulbs.com/product/SM16-09-25D-827-H1 | Bulbs.com | 2020 | Yes
LED Lighting |  | SORAA | True |  |  | MR-16 | GU5.3 | LED MR Light Bulbs Soraa Vivid Series 9W, 12V LED MR16 dimmable narrow flood with warm white light. Replaces 60W halogen bulb with only 9W High color rendering (95 CRI) via Soraa VP3 Vivid Color and Point Source Optics Ideal for down and track lights with colorful surroundings Rated for indoor or outdoor applications including damp locations NOT rated for use in fully enclosed fixtures JA8 and RoHS compliant NOT compatible with Soraa SNAP accessories (filters, louvres, colored lenses) Designed for use with magnetic low voltage (MLV) and electronic low voltage (ELV) dimmers Do not “hot swap” this bulb. Turn off fixture before replacing existing bulb. Replaces 60W halogen bulb with only 9W High color rendering (95 CRI) via Soraa VP3 Vivid Color and Point Source Optics Ideal for down and track lights with colorful surroundings Rated for indoor or outdoor applications including damp locations NOT rated for use in fully enclosed fixtures JA8 and RoHS compliant NOT compatible with Soraa SNAP accessories (filters, louvres, colored lenses) Designed for use with magnetic low voltage (MLV) and electronic low voltage (ELV) dimmers Soraa Dimmable 9W, 12V, 95 CRI, 2700K, JA8 Compliant, 25° MR16 LED Bulb, GU5.3 Base | 2700 | 95 | 465 | 51.6667 | 25000 | 9 | 10 | 25.99 | 2.599 | 3.0539 | 2020Q3 | https://www.bulbs.com/product/SM16-09-25D-927-03 | Bulbs.com | 2020 | Yes
LED Lighting |  | SORAA | True |  |  | MR-16 | GU5.3 | LED MR Light Bulbs Soraa Vivid Series 9W, 12V LED MR16 dimmable narrow flood with soft white light. Replaces 60W halogen bulb with only 9W High color rendering (95 CRI) via Soraa VP3 Vivid Color and Point Source Optics Ideal for down and track lights with colorful surroundings Rated for indoor or outdoor applications including damp locations NOT rated for use in fully enclosed fixtures JA8 and RoHS compliant NOT compatible with Soraa SNAP accessories (filters, louvres, colored lenses) Designed for use with magnetic low voltage (MLV) and electronic low voltage (ELV) dimmers Do not “hot swap” this bulb. Turn off fixture before replacing existing bulb. Replaces 60W halogen bulb with only 9W High color rendering (95 CRI) via Soraa VP3 Vivid Color and Point Source Optics Ideal for down and track lights with colorful surroundings Rated for indoor or outdoor applications including damp locations NOT rated for use in fully enclosed fixtures JA8 and RoHS compliant NOT compatible with Soraa SNAP accessories (filters, louvres, colored lenses) Designed for use with magnetic low voltage (MLV) and electronic low voltage (ELV) dimmers Soraa Dimmable 9W, 12V, 95 CRI, 3000K, JA8 Compliant, 25° MR16 LED Bulb, GU5.3 Base | 3000 | 95 | 490 | 54.4444 | 25000 | 9 | 10 | 25.99 | 2.599 | 3.0539 | 2020Q3 | https://www.bulbs.com/product/SM16-09-25D-930-03 | Bulbs.com | 2020 | Yes
LED Lighting |  | SORAA | True |  |  | MR-16 | GU5.3 | LED MR Light Bulbs Soraa Dimmable 9W, 12V, 80 CRI, 2700K, 36° MR16 LED Bulb, GU5.3 Base Replaces 60W halogen bulb with only 9W Ideal for down and track lights with colorful surroundings Rated for indoor or outdoor applications including damp locations NOT rated for use in fully enclosed fixtures NOT compatible with Soraa SNAP accessories (filters, louvres, colored lenses) Designed for use with magnetic low voltage (MLV) and electronic low voltage (ELV) dimmers Do not “hot swap” this bulb. Turn off fixture before replacing existing bulb. Replaces 60W halogen bulb with only 9W Ideal for down and track lights with colorful surroundings Rated for indoor or outdoor applications including damp locations NOT rated for use in fully enclosed fixtures NOT compatible with Soraa SNAP accessories (filters, louvres, colored lenses) Designed for use with magnetic low voltage (MLV) and electronic low voltage (ELV) dimmers Soraa Dimmable 9W, 12V, 80 CRI, 2700K, 36° MR16 LED Bulb, GU5.3 Base | 2700 | 80 | 630 | 70 | 35000 | 9 | 10 | 18.39 | 1.839 | 2.1609 | 2020Q3 | https://www.bulbs.com/product/SM16-09-36D-827-H1 | Bulbs.com | 2020 | Yes
LED Lighting |  | SORAA | True |  |  | MR-16 | GU5.3 | LED MR Light Bulbs Soraa Vivid Series 9W, 12V LED MR16 dimmable flood with warm white light. Replaces 60W halogen bulb with only 9W High color rendering (95 CRI) via Soraa VP3 Vivid Color and Point Source Optics Ideal for down and track lights with colorful surroundings Rated for indoor or outdoor applications including damp locations NOT rated for use in fully enclosed fixtures JA8 and RoHS compliant NOT compatible with Soraa SNAP accessories (filters, louvres, colored lenses) Designed for use with magnetic low voltage (MLV) and electronic low voltage (ELV) dimmers Do not “hot swap” this bulb. Turn off fixture before replacing existing bulb. Replaces 60W halogen bulb with only 9W High color rendering (95 CRI) via Soraa VP3 Vivid Color and Point Source Optics Ideal for down and track lights with colorful surroundings Rated for indoor or outdoor applications including damp locations NOT rated for use in fully enclosed fixtures JA8 and RoHS compliant NOT compatible with Soraa SNAP accessories (filters, louvres, colored lenses) Designed for use with magnetic low voltage (MLV) and electronic low voltage (ELV) dimmers Soraa Dimmable 9W, 12V, 95 CRI, 2700K, JA8 Compliant, 36° MR16 LED Bulb, GU5.3 Base | 2700 | 95 | 465 | 51.6667 | 25000 | 9 | 10 | 25.99 | 2.599 | 3.0539 | 2020Q3 | https://www.bulbs.com/product/SM16-09-36D-927-03 | Bulbs.com | 2020 | Yes
LED Lighting |  | SORAA | True |  |  | MR-16 | GU5.3 | LED MR Light Bulbs Soraa Vivid Series 9W, 12V LED MR16 dimmable flood with soft white light. Replaces 60W halogen bulb with only 9W High color rendering (95 CRI) via Soraa VP3 Vivid Color and Point Source Optics Ideal for down and track lights with colorful surroundings Rated for indoor or outdoor applications including damp locations NOT rated for use in fully enclosed fixtures JA8 and RoHS compliant NOT compatible with Soraa SNAP accessories (filters, louvres, colored lenses) Designed for use with magnetic low voltage (MLV) and electronic low voltage (ELV) dimmers Do not “hot swap” this bulb. Turn off fixture before replacing existing bulb. Replaces 60W halogen bulb with only 9W High color rendering (95 CRI) via Soraa VP3 Vivid Color and Point Source Optics Ideal for down and track lights with colorful surroundings Rated for indoor or outdoor applications including damp locations NOT rated for use in fully enclosed fixtures JA8 and RoHS compliant NOT compatible with Soraa SNAP accessories (filters, louvres, colored lenses) Designed for use with magnetic low voltage (MLV) and electronic low voltage (ELV) dimmers Soraa Dimmable 9W, 12V, 95 CRI, 3000K, JA8 Compliant, 36° MR16 LED Bulb, GU5.3 Base | 3000 | 95 | 490 | 54.4444 | 25000 | 9 | 10 | 25.99 | 2.599 | 3.0539 | 2020Q3 | https://www.bulbs.com/product/SM16-09-36D-930-03-1 | Bulbs.com | 2020 | Yes
LED Lighting |  | SORAA | True |  |  | PAR-30/L | Medium (E26) | LED Reflector Light Bulbs Soraa Vivid Series 18.5W, 120V LED PAR30/L dimmable spot with warm white light. Replaces 100W halogen bulb with only 18.5W High color rendering (95 CRI) via Soraa VP3 Vivid Color and Point Source Optics. Ideal for down and track lights with colorful surroundings Rated for indoor or outdoor applications including damp locations Rated for use in fully enclosed fixtures JA8 and RoHS compliant Compatible with Soraa SNAP accessories (filters, louvres, colored lenses), sold separately For dimming applications use with Lutron DV600P, MACL-153M, DVCL-153P or CTCL-153P dimmers Do not “hot swap” this bulb. Turn off fixture before replacing existing bulb. Replaces 100W halogen bulb with only 18.5W High color rendering (95 CRI) via Soraa VP3 Vivid Color and Point Source Optics. Ideal for down and track lights with colorful surroundings Rated for indoor or outdoor applications including damp locations Rated for use in fully enclosed fixtures JA8 and RoHS compliant Compatible with Soraa SNAP accessories (filters, louvres, colored lenses), sold separately For dimming applications use with Lutron DV600P, MACL-153M, DVCL-153P or CTCL-153P dimmers Soraa Dimmable 18.5W, 120V, 95 CRI, 2700K, JA8 Compliant, Enclosed Fixture Rated 9° PAR30/L LED Bulb, Medium Base | 2700 | 95 | 930 | 50.2703 | 25000 | 18.5 | 10 | 71.79 | 7.179 | 8.4356 | 2020Q3 | https://www.bulbs.com/product/SP30L-18-09D-927-03 | Bulbs.com | 2020 | Yes
LED Lighting |  | SORAA | True |  |  | PAR-30/L | Medium (E26) | LED Reflector Light Bulbs Soraa Vivid Series 18.5W, 120V LED PAR30/L dimmable spot with 3000K soft white light. Replaces 100W halogen bulb with only 18.5W High color rendering (95 CRI) via Soraa VP3 Vivid Color and Point Source Optics Ideal for down and track lights with colorful surroundings Rated for indoor or outdoor applications including damp locations Rated for use in fully enclosed fixtures JA8 and RoHS compliant Compatible with Soraa SNAP accessories (filters, louvres, colored lenses) sold separately Can be used with Lutron CTCL-153P, DVCL-153P, MACL-153M and DV-600P dimmers Do not “hot swap” this bulb. Turn off fixture before replacing existing bulb. Replaces 100W halogen bulb with only 18.5W High color rendering (95 CRI) via Soraa VP3 Vivid Color and Point Source Optics Ideal for down and track lights with colorful surroundings Rated for indoor or outdoor applications including damp locations Rated for use in fully enclosed fixtures JA8 and RoHS compliant Compatible with Soraa SNAP accessories (filters, louvres, colored lenses) sold separately Can be used with Lutron CTCL-153P, DVCL-153P, MACL-153M and DV-600P dimmers Soraa Dimmable 18.5W, 120V, 95 CRI, 3000K, JA8 Compliant, Enclosed Fixture Rated 9° PAR30/L LED Bulb, Medium Base | 3000 | 95 | 1000 | 54.0541 | 25000 | 18.5 | 10 | 71.79 | 7.179 | 8.4356 | 2020Q3 | https://www.bulbs.com/product/SP30L-18-09D-930-03 | Bulbs.com | 2020 | Yes
LED Lighting |  | SORAA | True |  |  | PAR-30/L | Medium (E26) | LED Reflector Light Bulbs Soraa Vivid Series 18.5W, 120V LED PAR30/L dimmable narrow flood with warm white light. Replaces 100W halogen bulb with only 18W High color rendering (95 CRI) via Soraa VP3 Vivid Color and Point Source Optics Ideal for down and track lights with colorful surroundings Rated for indoor or outdoor applications including damp locations Rated for use in fully enclosed fixtures JA8 and RoHS compliant Not compatible with Soraa SNAP accessories (filters, louvres, colored lenses) Do not “hot swap” this bulb. Turn off fixture before replacing existing bulb. Replaces 100W halogen bulb with only 18W High color rendering (95 CRI) via Soraa VP3 Vivid Color and Point Source Optics Ideal for down and track lights with colorful surroundings Rated for indoor or outdoor applications including damp locations Rated for use in fully enclosed fixtures JA8 and RoHS compliant Not compatible with Soraa SNAP accessories (filters, louvres, colored lenses) Soraa Dimmable 18.5W, 120V, 95 CRI, 2700K, JA8 Compliant, Enclosed Fixture Rated 25° PAR30/L LED Bulb, Medium Base | 2700 | 95 | 930 | 50.2703 | 35000 | 18.5 | 10 | 68.69 | 6.869 | 8.0713 | 2020Q3 | https://www.bulbs.com/product/SP30L-18-25D-927-03 | Bulbs.com | 2020 | Yes
LED Lighting |  | SORAA | True |  |  | PAR-30/L | Medium (E26) | LED Reflector Light Bulbs Soraa Vivid Series 18.5W, 120V LED PAR30/L dimmable narrow flood with soft white light. Replaces 100W halogen bulb with only 18W High color rendering (95 CRI) via Soraa VP3 Vivid Color and Point Source Optics Ideal for down and track lights with colorful surroundings Rated for indoor or outdoor applications including damp locations Rated for use in fully enclosed fixtures JA8 and RoHS compliant Not compatible with Soraa SNAP accessories (filters, louvres, colored lenses) Compatible with Lutron CTCL-153P, DVCL-153P, MACL-153M and DV-600P dimmers Do not “hot swap” this bulb. Turn off fixture before replacing existing bulb. Replaces 100W halogen bulb with only 18W High color rendering (95 CRI) via Soraa VP3 Vivid Color and Point Source Optics Ideal for down and track lights with colorful surroundings Rated for indoor or outdoor applications including damp locations Rated for use in fully enclosed fixtures JA8 and RoHS compliant Not compatible with Soraa SNAP accessories (filters, louvres, colored lenses) Compatible with Lutron CTCL-153P, DVCL-153P, MACL-153M and DV-600P dimmers Soraa Dimmable 18.5W, 120V, 95 CRI, 3000K, JA8 Compliant, Enclosed Fixture Rated 25° PAR30/L LED Bulb, Medium Base | 3000 | 95 | 1000 | 54.0541 | 25000 | 18.5 | 10 | 54.99 | 5.499 | 6.4615 | 2020Q3 | https://www.bulbs.com/product/SP30L-18-25D-930-03 | Bulbs.com | 2020 | Yes
LED Lighting |  | SORAA | True |  |  | PAR-30/L | Medium (E26) | LED Reflector Light Bulbs Soraa Vivid Series 18.5W, 120V LED PAR30/L dimmable flood with warm white light. Replaces 100W halogen bulb with only 18.5W High color rendering (95 CRI) via Soraa VP3 Vivid Color and Point Source Optics Ideal for down and track lights with colorful surroundings Rated for indoor or outdoor applications including damp locations Rated for use in fully enclosed fixtures JA8 and RoHS compliant Not compatible with Soraa SNAP accessories (filters, louvres, colored lenses) Compatible with Lutron MACL-153M, DVCL-153P, CTCL-153P and DV-600P dimmers Do not “hot swap” this bulb. Turn off fixture before replacing existing bulb. Replaces 100W halogen bulb with only 18.5W High color rendering (95 CRI) via Soraa VP3 Vivid Color and Point Source Optics Ideal for down and track lights with colorful surroundings Rated for indoor or outdoor applications including damp locations Rated for use in fully enclosed fixtures JA8 and RoHS compliant Not compatible with Soraa SNAP accessories (filters, louvres, colored lenses) Compatible with Lutron MACL-153M, DVCL-153P, CTCL-153P and DV-600P dimmers Soraa Dimmable 18.5W, 120V, 95 CRI, 2700K, JA8 Compliant, Enclosed Fixture Rated 36° PAR30/L LED Bulb, Medium Base | 2700 | 95 | 930 | 50.2703 | 25000 | 18.5 | 10 | 68.69 | 6.869 | 8.0713 | 2020Q3 | https://www.bulbs.com/product/SP30L-18-36D-927-03 | Bulbs.com | 2020 | Yes
LED Lighting |  | SORAA | True |  |  | PAR-30/L | Medium (E26) | LED Reflector Light Bulbs Soraa Vivid Series 18.5W, 120V LED PAR30/L dimmable flood with soft white light. Replaces 100W halogen bulb with only 18W High color rendering (95 CRI) via Soraa VP3 Vivid Color and Point Source Optics Ideal for down and track lights with colorful surroundings Rated for indoor or outdoor applications including damp locations Rated for use in fully enclosed fixtures JA8 and RoHS compliant Not compatible with Soraa SNAP accessories (filters, louvres, colored lenses) Compatible with Lutron CTCL-153P, DVCL-153P, MACL-153M and DV-600P dimmers Do not “hot swap” this bulb. Turn off fixture before replacing existing bulb. Replaces 100W halogen bulb with only 18W High color rendering (95 CRI) via Soraa VP3 Vivid Color and Point Source Optics Ideal for down and track lights with colorful surroundings Rated for indoor or outdoor applications including damp locations Rated for use in fully enclosed fixtures JA8 and RoHS compliant Not compatible with Soraa SNAP accessories (filters, louvres, colored lenses) Compatible with Lutron CTCL-153P, DVCL-153P, MACL-153M and DV-600P dimmers Soraa Dimmable 18.5W, 120V, 95 CRI, 3000K, JA8 Compliant, Enclosed Fixture Rated 36° PAR30/L LED Bulb, Medium Base | 3000 | 95 | 1000 | 54.0541 | 25000 | 18.5 | 10 | 68.69 | 6.869 | 8.0713 | 2020Q3 | https://www.bulbs.com/product/SP30L-18-36D-930-03-1 | Bulbs.com | 2020 | Yes
LED Lighting | Downlight | Lithonia Lighting | True |  | LED |  |  | Downlight Recessed Downlight Recessed LED Recessed Downlights Lithonia Wafer 6" Dimmable 13W, 120V LED Downlight, 3000K, No Recessed Can or J-Box Needed Ultra-thin 6-inch, round Wafer LED is idea for shallow ceiling recessed downlighting installations. Narrow design and remote driver box can be installed in hard to reach spaces (closets, baths, halls, stairwells & outside soffits.) Designed for shallow plenums often impossible to retrofit with traditional recessed housings. IC-rated for direct contact with insulation. Suitable for wet location applications. ENERGY STAR Qualified making it eligible for utility rebate programs. Sold in 6-Packs Only Ultra-thin 6-inch, round Wafer LED is idea for shallow ceiling recessed downlighting installations. Narrow design and remote driver box can be installed in hard to reach spaces (closets, baths, halls, stairwells & outside soffits.) Designed for shallow plenums often impossible to retrofit with traditional recessed housings. IC-rated for direct contact with insulation. Suitable for wet location applications. ENERGY STAR Qualified making it eligible for utility rebate programs. Lithonia Wafer 6" Dimmable 13W, 120V LED Downlight, 3000K, White, No Recessed Can or J-Box Needed (Pack of 6) | 2700 | 83 | 1038 | 73.0986 | 36000 | 14.2 | 6 | 131.94 | 21.99 | 25.8391 | 2020Q3 | https://www.bulbs.com/product/WF6-LED-30K-80CRI-MW-CASEPACK6 | Bulbs.com | 2020 | Yes
LED Lighting | Downlight |  | True |  |  |  |  | Die-cast aluminum trim routes heat away from LED White powder-coat finish Polystyrene diffuser and reflector cone Edison-style socket adaptor included Wet locations Variety of existing 4", 5" & 6" recessed housings Replaces 50-watt Incandescent. 11-watt LED 4" Square Downlight Trim with 681 delivered lumens. 3000K, white, UL Classified, dimmable. Replaces 50W Incandescent681 Lumens LED 4-inch Downlight Trim E-T4F Series ¦ Square ¦ 3000K ¦ White | 3000 | 90 | 681 | 61.9091 | 42000 | 11 | 1 | 20.99 | 20.99 | 24.6641 | 2020Q3 | https://www.e-conolight.com/11w-led-4-square-downlight-trim-warm-white.html | Econolight | 2020 | Yes
LED Lighting | Reflector | [6 empty] | Durable Metal Construction Polycarbonate Installs easily into 4-inch junction boxes. Installation equipment included. Wet Location Replaces 65W Incandescent. 11-watt C-Lite 4-inch LED Surface Mount Disk Light with 650 delivered lumens. 2700K, 3000K or 4000K, white, cULus Listed, 5-year limited warranty. Replaces 65W Incandescent 650 Lumens C-Lite 4-inch LED Surface Mount Disk Light I C-DS4 Series I 11W | 2700 | 90 | 650 | 59.0909 | 50000 | 11 | 1 | 8.99 | 8.99 | 10.5636 | 2020Q3 | https://www.e-conolight.com/c-lite-4-inch-led-surface-mount-disk-light-c-ds4-series-11w.html | Econolight | 2020 | Yes
LED Lighting | Reflector | [6 empty] | Durable Metal Construction Polycarbonate Installs easily into 4-inch junction boxes. Installation equipment included. Wet Location Replaces 75W Incandescent. 15-watt C-Lite 6-inch LED Surface Mount Disk Light with 950 delivered lumens. 2700K, 3000K or 4000K, white, cULus Listed, 5-year limited warranty. Replaces 75W Incandescent 950 Lumens C-Lite 6-inch LED Surface Mount Disk Light I C-DS6 Series I 15W | 2700 | 90 | 950 | 63.3333 | 50000 | 15 | 1 | 10.49 | 10.49 | 12.3262 | 2020Q3 | https://www.e-conolight.com/c-lite-6-inch-led-surface-mount-disk-light-c-ds6-series-15w.html | Econolight | 2020 | Yes
LED Lighting | Downlight |  | True |  |  |  |  | Durable plastic housing protects LEDs and power supply suitable for insulated and non-insulated ceilings Diffusing polycarbonate lens shields direct view of LEDs while lower reflector balances brightness of lens with the ceiling to create a low-glare high angle appearance Easy installation with integral clips No tools required E26 Edison base adapter included for ease of incandescent replacement No tools required E26 Edison base adaptor for ease of incandescent replacement Damp locations New construction/retrofit upgrade for residential and commercial lighting Replaces 55-watt Incandescent. 7.6-watt LED 4" Recessed Retrofit Kit with 575 delivered lumens. 2700K - 4000K, white, Energy Star Rated and cULus Listed, dimmable. Replaces 55W Incandescent575 Lumens C-Lite Premium LED 4-inch Downlight Retrofit Kit ¦ C-DL4-A Series ¦ White | 2700 | 90 | 575 | 75.6579 | 35000 | 7.6 | 1 | 6.99 | 6.99 | 8.2135 | 2020Q3 | https://www.e-conolight.com/c-liter-premium-led-4-inch-downlight-retrofit-kit-c-dl4-a-series-white.html | Econolight | 2020 | Yes
LED Lighting | Downlight |  | True |  |  |  |  | Durable plastic housing protects LEDs and power supply suitable for insulated and non-insulated ceilings Diffusing polycarbonate lens shields direct view of LEDs while lower reflector balances brightness of lens with the ceiling to create a low-glare high angle appearance Easy installation with integral clips No tools required E26 Edison base adapter included for ease of incandescent replacement No tools required E26 Edison base adaptor for ease of incandescent replacement Damp locations New construction/retrofit upgrade for residential and commercial lighting Replaces 65-watt Incandescent. 8.6-watt LED 6" Recessed Downlight Retrofit Kit with 650 delivered lumens. 2700K - 4000k, white, Energy Star Rated and cULus Listed, dimmable. Replaces 65W Incandescent650 Lumens C-Lite Premium LED 6-inch Downlight Retrofit Kit ¦ C-DL6-A Series ¦ White | 2700 | 90 | 650 | 75.5814 | 35000 | 8.6 | 1 | 7.99 | 7.99 | 9.3886 | 2020Q3 | https://www.e-conolight.com/c-liter-premium-led-6-inch-downlight-retrofit-kit-c-dl6-a-series-white.html | Econolight | 2020 | Yes
LED Lighting | Downlight |  | True |  |  |  |  | Heavy-gauge former steel Included mounting brackets are adjustable from above or below the ceiling Polycarbonate Damp Locations 0/1-10V and Triac Dimmable Downlight housing, with semi-specular clear reflector/flange finish trim 34-watt, Round Adjustable Medium, Wide Beam 4" LED Downlight with 2539 delivered lumens, 3000K or 3500K,cULus Listed, 5-year limited warranty. A pre-selected variety of lumen packages, color temperatures and beam angles are being made available through e-conolight as kits. The Essentia® Series Adjustable Downlights deliver beautiful 90+CRI light. Each downlight is rated at 50,000 hours and features a premium quality self-flanged reflector with semi-clear specular finish. The Adjustable Downlights are engineered to provide outstanding value and performance. It’s your essential, comprehensive downlight portfolio for new construction and renovation applications. SKU consists of: - (Housing) - (Trim) Replaces 42W CFL 2539 Lumens Cree Lighting® Essentia® 4-inch Adjustable Downlight Kit¦ S-DL4 Series ¦ Medium or Wide Beam ¦ 2539 Lumens ¦ 3000K or 3500K ¦ White | 3000 | 90 | 2539 | 74.6765 | 50000 | 34 | 1 | 24.99 | 24.99 | 29.3642 | 2020Q3 | https://www.e-conolight.com/cree-lighting-essentia-4-inch-adjustable-downlight-kit-s-dl4-series-medium-or-wide-2539-lumen-3000k-or-3500k-white.html | Econolight | 2020 | Yes
LED Lighting | Downlight |  | True |  |  |  |  | Heavy-gauge former steel Included mounting brackets are adjustable from above or below the ceiling Polycarbonate Damp Locations 0/1-10V and Triac Dimmable Downlight housing, with semi-specular clear reflector/flange finish trim 23-watt, Round Adjustable Narrow, Medium, Wide Beam 4" LED Downlight with 1786 delivered lumens, 3000K-4000K, cULus Listed, 5-year limited warranty. A pre-selected variety of lumen packages, color temperatures and beam angles are being made available through e-conolight as kits. The Essentia® Series Adjustable Downlights deliver beautiful 90+CRI light. Each downlight is rated at 50,000 hours and features a premium quality self-flanged reflector with semi-clear specular finish. The Adjustable Downlights are engineered to provide outstanding value and performance. It’s your essential, comprehensive downlight portfolio for new construction and renovation applications. SKU consists of: - (Housing) - (Trim) Replaces 32W CFL 1786 Lumens Cree Lighting® Essentia® 4-inch Adjustable Downlight Kit¦ S-DL4 Series ¦ Narrow, Medium or Wide Beam ¦ 1786 Lumens ¦ 3000K or 4000K ¦ White | 3000 | 90 | 1786 | 77.6522 | 50000 | 23 | 1 | 24.99 | 24.99 | 29.3642 | 2020Q3 | https://www.e-conolight.com/cree-lighting-essentia-4-inch-adjustable-downlight-s-dl4-series-narrow-medium-or-wide-beam-1786-lumens-3000k-4000k-white.html | Econolight | 2020 | Yes
LED Lighting | Downlight |  | True |  |  |  |  | Heavy-gauge former steel Included mounting brackets are adjustable from above or below the ceiling Polycarbonate Damp Locations 0/1-10V and Triac Dimmable Downlight housing, with semi-specular clear reflector/flange finish trim 15-watt, Round Adjustable Narrow, Medium, or Wide Beam 4" LED Downlight with 1097 delivered lumens, 3000K-4000K,cULus Listed, 5-year limited warranty. A pre-selected variety of lumen packages, color temperatures and beam angles are being made available through e-conolight as kits. The Essentia® Series Adjustable Downlights deliver beautiful 90+CRI light. Each downlight is rated at 50,000 hours and features a premium quality self-flanged reflector with semi-clear specular finish. The Adjustable Downlights are engineered to provide outstanding value and performance. It’s your essential, comprehensive downlight portfolio for new construction and renovation applications. SKU consists of: - (Housing) - (Trim) Replaces 26W CFL 1097 Lumens Cree Lighting® Essentia® 4-inch Adjustable Downlight Kit¦ S-DL4 Series ¦ Narrow, Medium or Wide Beam ¦ 1097 Lumens ¦ 3000K or 4000K ¦ White | 3000 | 90 | 1097 | 73.1333 | 50000 | 15 | 1 | 24.99 | 24.99 | 29.3642 | 2020Q3 | https://www.e-conolight.com/cree-lighting-essentia-4-inch-adjustable-downlight-s-dl4-series-narrow-medium-wide-beam-1097-lumens-3000k-4000k-white.html | Econolight | 2020 | Yes
LED Lighting | Downlight |  | True |  |  |  |  | Heavy-gauge former steel Included mounting brackets are adjustable from above or below the ceiling Polycarbonate Damp Locations 0/1-10V and Triac Dimmable Downlight housing, with semi-specular clear reflector/flange finish trim 15-watt, Round Adjustable Medium or Wide Beam 6" LED Downlight with 910 delivered lumens, 3000K or 3500K,cULus Listed, 5-year limited warranty. A pre-selected variety of lumen packages, color temperatures and beam angles are being made available through e-conolight as kits. The Essentia® Series Adjustable Downlights deliver beautiful 90+CRI light. Each downlight is rated at 50,000 hours and features a premium quality self-flanged reflector with semi-clear specular finish. The Adjustable Downlights are engineered to provide outstanding value and performance. It’s your essential, comprehensive downlight portfolio for new construction and renovation applications. SKU consists of: - (Housing) - (Trim) Replaces 26W CFL 910 Lumens Cree Lighting® Essentia® 6-inch Adjustable Downlight Kit ¦ S-DL6 Series ¦ Medium or Wide Beam ¦ 910 Lumens ¦ 3000K or 3500K ¦ White | 3000 | 90 | 910 | 60.6667 | 50000 | 15 | 1 | 24.99 | 24.99 | 29.3642 | 2020Q3 | https://www.e-conolight.com/cree-lighting-essentia-6-inch-adjustable-downlight-kit-s-dl6-series-medium-o-rwide-beam-910-lumens-3000k-3500k-white.html | Econolight | 2020 | Yes
LED Lighting | Downlight |  | True |  |  |  |  | Heavy-gauge former steel Included mounting brackets are adjustable from above or below the ceiling Polycarbonate Damp Locations 0/1-10V and Triac Dimmable Downlight housing, with semi-specular clear reflector/flange finish trim 34-watt, Round Adjustable Narrow or Medium Beam 6" LED Downlight with 2130 delivered lumens, 2700K, 3000K, 3500K, cULus Listed, 5-year limited warranty. A pre-selected variety of lumen packages, color temperatures and beam angles are being made available through e-conolight as kits. The Essentia® Series Adjustable Downlights deliver beautiful 90+CRI light. Each downlight is rated at 50,000 hours and features a premium quality self-flanged reflector with semi-clear specular finish. The Adjustable Downlights are engineered to provide outstanding value and performance. It’s your essential, comprehensive downlight portfolio for new construction and renovation applications. SKU consists of: - (Housing) - (Trim) Replaces 32W CFL 2130 Lumens Cree Lighting® Essentia® 6-inch Adjustable Downlight Kit¦ S-DL6 Series ¦ Narrow or Medium Beam ¦ 2130 Lumens ¦ 2700K, 3000K or 3500K ¦ White | 2700 | 90 | 2130 | 62.6471 | 50000 | 34 | 1 | 24.99 | 24.99 | 29.3642 | 2020Q3 | https://www.e-conolight.com/cree-lighting-essentia-6-inch-adjustable-downlight-kit-s-dl6-series-narrow-medium-beam-21300-lumens-2700k-3000k-3500k-white.html | Econolight | 2020 | Yes
LED Lighting | Downlight |  | True |  |  |  |  | Heavy-gauge former steel Included mounting brackets are adjustable from above or below the ceiling Polycarbonate Damp Locations 0/1-10V and Triac Dimmable Downlight housing, with semi-specular clear reflector/flange finish trim 42-watt, Round Adjustable Narrow or Medium Beam 6" LED Downlight with 2740 delivered lumens, 3500K, 4000K cULus Listed, 5-year limited warranty. A pre-selected variety of lumen packages, color temperatures and beam angles are being made available through e-conolight as kits. The Essentia® Series Adjustable Downlights deliver beautiful 90+CRI light. Each downlight is rated at 50,000 hours and features a premium quality self-flanged reflector with semi-clear specular finish. The Adjustable Downlights are engineered to provide outstanding value and performance. It’s your essential, comprehensive downlight portfolio for new construction and renovation applications. SKU consists of: - (Housing) - (Trim) Replaces 32W CFL 2740 Lumens Cree Lighting® Essentia® 6-inch Adjustable Downlight Kit ¦ S-DL6 Series ¦ Narrow or Medium Beam ¦ 2740 Lumens ¦ 3500K or 4000K ¦ White | 3500 | 90 | 2740 | 65.2381 | 50000 | 42 | 1 | 24.99 | 24.99 | 29.3642 | 2020Q3 | https://www.e-conolight.com/cree-lighting-essentia-6-inch-adjustable-downlight-s-dl6-series-narrow-medium-beam-2740-lumens-3500k-4000k-white.html | Econolight | 2020 | Yes
LED Lighting | Downlight |  | True |  |  |  |  | Heavy-gauge former steel Included mounting brackets are adjustable from above or below the ceiling Polycarbonate Damp Locations 0/1-10V and Triac Dimmable Downlight housing, with semi-specular clear reflector/flange finish trim 23-watt, Round Adjustable Narrow, Medium, or Wide Beam 6" LED Downlight with 1500 delivered lumens, 2700K, 3500K, 4000K,cULus Listed, 5-year limited warranty. A pre-selected variety of lumen packages, color temperatures and beam angles are being made available through e-conolight as kits. The Essentia® Series Adjustable Downlights deliver beautiful 90+CRI light. Each downlight is rated at 50,000 hours and features a premium quality self-flanged reflector with semi-clear specular finish. The Adjustable Downlights are engineered to provide outstanding value and performance. It’s your essential, comprehensive downlight portfolio for new construction and renovation applications. SKU consists of: - (Housing) - (Trim) Replaces 26W CFL 1500 Lumens Cree Lighting® Essentia® 6-inch Adjustable Downlight Kit ¦ S-DL6 Series ¦ Narrow, Medium or Wide Beam ¦ 1500 Lumens ¦ 2700K, 3500K or 4000K ¦ White | 2700 | 90 | 1500 | 65.2174 | 50000 | 23 | 1 | 24.99 | 24.99 | 29.3642 | 2020Q3 | https://www.e-conolight.com/cree-lighting-essentia-6-inch-adjustable-downlight-s-dl6-series-narrow-medium-wide-beam-1500-lumens-2700k-3500k-4000k-white.html | Econolight | 2020 | Yes
LED Lighting | Downlight | [6 empty] | Low Copper Content Corrosion resistant 360 Cast Aluminum Alloy Housing Polyester Powercoat finished Impact resistant acrylic Wet Location Certifications: RoHS IP65 Replaces 50W Metal Halide. 12-watt C-Lite LED Wall Pack with delivered 1580 lumens. 4000K-5000K, white, cULus 5-year limited warranty. Designed for downlight applications only. Replaces 50W MH 1580 Lumens Cree Lighting® Noctura® Series LED Wall Pack ¦ 1580 Lumens ¦ 4000K-5000K ¦ 120-277V Operation ¦ Medium Bronze | 4000 | 70 | 1580 | 131.6667 | 150000 | 12 | 1 | 73.9 | 73.9 | 86.8354 | 2020Q3 | https://www.e-conolight.com/cree-lighting-noctura-series-led-wall-pack-1580-lumens-5000k-120-277v-operation-medium-bronze-2.html | Econolight | 2020 | Yes
LED Lighting | Downlight | [6 empty] | Low Copper Content Corrosion resistant 360 Cast Aluminum Alloy Housing Polyester Powercoat finished Impact resistant acrylic Wet Location Certifications: RoHS IP65 Replaces 100W Pulse Start Metal Halide. 24-watt C-Lite LED Wall Pack with 3,370 delivered lumens. 4000K-5000K, white, cULus 5-year limited warranty. Designed for downlight applications only. Replaces 100W PSMH 3,370 Lumens Cree Lighting® Noctura® Series LED Wall Pack ¦ 3,370 Lumens ¦ 4000K-5000K ¦ 120-277V or 347 or 480V Operation ¦ Medium Bronze | 4000 | 70 | 3370 | 140.4167 | 150000 | 24 | 1 | 83.6 | 83.6 | 98.2332 | 2020Q3 | https://www.e-conolight.com/cree-lighting-noctura-series-led-wall-pack-3370-lumens-4000k-5000k-120-277v-or-347-or-480v-operation-medium-bronze.html | Econolight | 2020 | Yes
LED Lighting | Downlight | [6 empty] | Low Copper Content Corrosion resistant 360 Cast Aluminum Alloy Housing Polyester Powercoat finished Impact resistant acrylic Wet Location Certifications: RoHS IP65 Replaces 150W Pulse Start Metal Halide. 46-watt C-Lite LED Wall Pack with 6,750 delivered lumens. 4000K-5000K, white, cULus 5-year limited warranty. Designed for downlight applications only. Replaces 150W PSMH 6,750 Lumens Cree Lighting® Noctura® Series LED Wall Pack ¦ 6750 Lumens ¦ 4000K-5000K ¦ 120-277V or 347 or 480V Operation ¦ Medium Bronze | 4000 | 70 | 6750 | 146.7391 | 150000 | 46 | 1 | 93.3 | 93.3 | 109.6311 | 2020Q3 | https://www.e-conolight.com/cree-lighting-noctura-series-led-wall-pack-6750-lumens-4000k-5000k-120-277v-0r-347-or-480v-operation-medium-bronze-1.html | Econolight | 2020 | No
LED Lighting | Downlight |  | True |  |  |  |  | Durable upper housing protects LEDs, driver and power supply One-piece aluminum lower reflector redirects light while also conducting heat away from LEDs Adjustable flip clips resist heat while providing retention for flush ceiling fit Diffusing polycarbonate Quick install system utilizes a unique retention feature Designed to install in standard 4-inch downlight housings with minimum housing height of 5-inches E26 and GU24 Base pigtails Forward phase (triac) and reverse phase dimming only Unique combination of reflective and refractive optical components achieves a uniform, comfortable appearance while eliminating pixelation and color fringing Diffusing polycarbonate lens shields direct view of LEDs while lower reflector balances brightness of lens with the ceiling to create a low glare, high angle appearance Wet locations (For covered ceilings only) Commercial Residential Hospitality Gas Stations Replaces 75-watt incandescent. 10.5-watt LED 4-inch Downlight - with 790 delivered lumens. 2700K, 3000K, 3500K & 4000K white housing, cULus Listed, Energy Star® Certified, Dimmable, 5-year limited warranty. Replaces 75W Incandescent790 Lumens Cree® PRO Series 4-inch Downlight ¦ CR4T Series ¦ 10.5W ¦ Dimmable | 2700 | 90 | 790 | 75.2381 | 50000 | 10.5 | 1 | 11.25 | 11.25 | 13.2192 | 2020Q3 | https://www.e-conolight.com/cree-pro-series-4-inch-downlight-cr4t-series-10-5w-dimmable.html | Econolight | 2020 | Yes
LED Lighting | Downlight |  | True |  |  |  |  | Durable upper housing protects LEDs, driver and power supply One-piece aluminum lower reflector redirects light while also conducting heat away from LEDs Adjustable flip clips resist heat while providing retention for flush ceiling fit Diffusing polycarbonate Quick install system utilizes a unique retention feature Designed to install in standard 5-6-inch downlight housings with minimum housing height of 5-1/2-inches E26 and GU24 Base pigtails Forward phase (triac) and reverse phase dimming only Unique combination of reflective and refractive optical components achieves a uniform, comfortable appearance while eliminating pixelation and color fringing Diffusing polycarbonate lens shields direct view of LEDs while lower reflector balances brightness of lens with the ceiling to create a low glare, high angle appearance Wet locations (For covered ceilings only) Commercial Residential Hospitality Gas Stations Replaces 75-watt incandescent. 11-watt LED 6-inch Downlight - with 825 delivered lumens. 2700K, 3000K, 3500K & 4000K white housing, cULus Listed, Energy Star® Certified, Dimmable, 5-year limited warranty. Replaces 75W Incandescent825 Lumens Cree® PRO Series 6-inch Downlight ¦ CR6T Series ¦ 11W ¦ Dimmable | 2700 | 90 | 825 | 75 | 50000 | 11 | 1 | 11.25 | 11.25 | 13.2192 | 2020Q3 | https://www.e-conolight.com/cree-pro-series-6-inch-downlight-cr6t-series-11w-dimmable.html | Econolight | 2020 | Yes
LED Lighting | Downlight |  | True |  |  |  |  | Durable upper housing protects LEDs, driver and power supply One-piece aluminum lower reflector redirects light while also conducting heat away from LEDs Adjustable flip clips resist heat while providing retention for flush ceiling fit Diffusing polycarbonate Quick install system utilizes a unique retention feature Designed to install in standard 5-6-inch downlight housings with minimum housing height of 5-1/2-inches E26 and GU24 Base pigtails Forward phase (triac) and reverse phase dimming only Unique combination of reflective and refractive optical components achieves a uniform, comfortable appearance while eliminating pixelation and color fringing Diffusing polycarbonate lens shields direct view of LEDs while lower reflector balances brightness of lens with the ceiling to create a low glare, high angle appearance Wet locations (For covered ceilings only) Commercial Residential Hospitality Gas Stations Replaces 100-watt incandescent. 14.5-watt LED 6-inch Downlight - with 1100 delivered lumens. 2700K, 3000K, 3500K & 4000K white housing, cULus Listed, Energy Star® Certified, Dimmable, 5-year limited warranty. Replaces 100W Incandescent1100 Lumens Cree® PRO Series 6-inch Downlight ¦ CR6T Series ¦ 14.5W ¦ Dimmable | 2700 | 90 | 1100 | 75.8621 | 50000 | 14.5 | 1 | 13.5 | 13.5 | 15.863 | 2020Q3 | https://www.e-conolight.com/cree-pro-series-6-inch-downlight-cr6t-series-14-5w-dimmable.html | Econolight | 2020 | Yes
LED Lighting | Downlight |  | True |  |  |  |  | Durable upper housing protects LEDs, driver and power supply One-piece aluminum lower reflector redirects light while also conducting heat away from LEDs Adjustable flip clips resist heat while providing retention for flush ceiling fit Diffusing polycarbonate Quick install system utilizes a unique retention feature Designed to install in standard 5-6-inch downlight housings with minimum housing height of 5-1/2-inches E26 and GU24 Base pigtails Forward phase (triac) and reverse phase dimming only Unique combination of reflective and refractive optical components achieves a uniform, comfortable appearance while eliminating pixelation and color fringing Diffusing polycarbonate lens shields direct view of LEDs while lower reflector balances brightness of lens with the ceiling to create a low glare, high angle appearance Wet locations (For covered ceilings only) Commercial Residential Hospitality Gas Stations Replaces 150-watt incandescent. 21-watt LED 6-inch Downlight - with 1600 delivered lumens. 2700K, 3000K, 3500K & 4000K white housing, cULus Listed, Energy Star® Certified, Dimmable, 5-year limited warranty. Replaces 150W Incandescent1600 Lumens Cree® PRO Series 6-inch Downlight ¦ CR6T Series ¦ 21W ¦ Dimmable | 2700 | 90 | 1600 | 76.1905 | 50000 | 21 | 1 | 15.75 | 15.75 | 18.5069 | 2020Q3 | https://www.e-conolight.com/cree-pro-series-6-inch-downlight-cr6t-series-21w-dimmable.html | Econolight | 2020 | Yes
LED Lighting | Downlight | [6 empty] | Durable, metal housing Installs into 5 or 6-inch recessed cans E26, GU24, and 277V connector pigtails included in package Wet locations Residential Hospitality Retail Commercial Replaces 100-watt incandescent. 9-watt 6-inch Gimbal Downlight with 1100 delivered lumens with a 5-year warranty. 2700K, 3000K, 3500K & 4000K, UL Listed, Energy Star and Title 24 certified. Suitable for wet locations. Replaces 100W Incandescent1100 Lumens Cree® PRO Series 6-inch Gimbal Downlight ¦ CR6T Series ¦ 1100 Lumens ¦ White | 2700 | 90 | 1100 | 85.9375 | 50000 | 12.8 | 1 | 19.99 | 19.99 | 23.489 | 2020Q3 | https://www.e-conolight.com/cree-pro-series-6-inch-gimbal-downlight-cr6t-series-1100-lumens-white.html | Econolight | 2020 | Yes
LED Lighting | Downlight | [6 empty] | Durable, metal housing Installs into 5 or 6-inch recessed cans E26, GU24, and 277V connector pigtails included in package Wet locations Residential Hospitality Retail Commercial Replaces 150-watt incandescent. 9-watt 6-inch Gimbal Downlight with 1600 delivered lumens with a 5-year warranty. 2700K, 3000K, 3500K & 4000K, UL Listed, Energy Star and Title 24 certified. Suitable for wet locations. Replaces 150W Incandescent1600 Lumens Cree® PRO Series 6-inch Gimbal Downlight ¦ CR6T Series ¦ 1600 Lumens ¦ White | 2700 | 90 | 1600 | 85.1064 | 50000 | 18.8 | 1 | 21.99 | 21.99 | 25.8391 | 2020Q3 | https://www.e-conolight.com/cree-pro-series-6-inch-gimbal-downlight-cr6t-series-1600-lumens-white.html | Econolight | 2020 | Yes
LED Lighting | Downlight | [6 empty] | Durable, metal housing Installs into 5 or 6-inch recessed cans E26, GU24, and 277V connector pigtails included in package Wet locations Residential Hospitality Retail Commercial Replaces 75-watt incandescent. 9-watt 6-inch Gimbal Downlight with 825 delivered lumens with a 5-year warranty. 2700K, 3000K, 3500K & 4000K, UL Listed, Energy Star and Title 24 certified. Suitable for wet locations. Replaces 75W Incandescent825 Lumens Cree® PRO Series 6-inch Gimbal Downlight ¦ CR6T Series ¦ 825 Lumens ¦ White | 2700 | 90 | 825 | 91.6667 | 50000 | 9 | 1 | 17.99 | 17.99 | 21.1389 | 2020Q3 | https://www.e-conolight.com/cree-pro-series-6-inch-gimbal-downlight-cr6t-series-825-lumens-white.html | Econolight | 2020 | Yes
LED Lighting | Reflector |  | True |  |  |  |  | WHILE SUPPLIES LAST - Replaces 90-watt incandescent. 13-1/2-watt Cree High-Output LED PAR38 lamp with narrow beam angle (12°) and 950 delivered lumens. 2700K, clear, dimmable, 3-year limited warranty. Replaces 90W950 Lumens Cree® LED PAR38 High-Output Dimmable Lamp ¦ 12º Beam Spread ¦ GU24 Base ¦ 2700K | 2700 | 90 | 950 | 70.3704 | 50000 | 13.5 | 1 | 4.99 | 4.99 | 5.8634 | 2020Q3 | https://www.e-conolight.com/creer-led-par-38-dimmable-lamp-gu24-base-12-950-lumens-2700k.html | Econolight | 2020 | Yes
LED Lighting | Reflector | [6 empty] | 4-watt replacement LED MR16 lamp with 310 delivered lumens. 3000K, 5-year limited warranty. elements™ is a trademark of Unique Lighting Systems® in the United States and other countries. Note: The elements™ landscape line is only compatible with other elements™ landscape products. 310 Lumens elements™ Replacement LED MR16 Lamp ¦ 3000K | 3000 | 80 | 310 | 77.5 | 40000 | 4 | 1 | 24.99 | 24.99 | 29.3642 | 2020Q3 | https://www.e-conolight.com/elementstm-replacement-led-mr16-lamp-4w-310-lumens-3000k.html | Econolight | 2020 | Yes
LED Lighting | Downlight | [6 empty] | A360 alloy construction Dual silicone o-ring seal Silicone gasketed lens Removable aluminum threaded lens retainer Machined knuckle for precision aiming Composite stake with molded brass threaded insert Dome mounting base for downlight installations Low voltage Certified to U.S. and Canadian Safety Standards Architectural landscaping Pathways & walkways Perimeter lighting Residential application 4-watt elements™ LED Directional Flood Landscape Light with 310 delivered lumens. Round, 3000K, bronze, 5-year limited lamp warranty, 10-year limited fixture warranty. elements™ is a trademark of Unique Lighting Systems® in the United States and other countries. Note: The elements™ landscape line is only compatible with other elements™ landscape products. 310 Lumens elements™ LED Directional Flood Light ¦ 3000K | 3000 | 80 | 310 | 77.5 | 40000 | 4 | 1 | 54.99 | 54.99 | 64.6154 | 2020Q3 | https://www.e-conolight.com/gams-l430-bz.html | Econolight | 2020 | No
LED Lighting | [7 empty] | Die-cast aluminum Black polyester powder-coat finish Polycarbonate lens Adjustable beam spread from 18° - 50° cETLus Listed for use with e-conolight® E-K1 and E-K2 Series, RUUD® Lighting® T1 and T2 Series and Juno® (not affiliated with e-conolight or RUUD® Lighting) T and TU Series track systems only. Pivot mount allows for 350° horizontal rotation and 90° vertical rotation in either direction Spring latch secures light fixture to track Dry locations Retail Industrial Accent Replaces 50-watt MR16. 9-watt LED Mini Cylinder Track Head with 850 delivered lumens. Adjustable beam spread from 18° - 50°. Available in 2700K, 3000K, or 4000K. White or black finish, cETLus Listed, 3-year limited warranty. Replaces 50W-MR16850 Lumens LED Mini Cylinder Track Head ¦ E-KCH Series | 2700 | 80 | 850 | 94.4444 |  | 9 | 1 | 29.99 | 29.99 | 35.2394 | 2020Q3 | https://www.e-conolight.com/led-indoor-track-head-e-kch-2700-k-black-50w-mr16.html | Econolight | 2020 | Yes
LED Lighting | [7 empty] | Die-cast aluminum Black polyester powder-coat finish Polycarbonate lens Adjustable beam spread from 18° - 50° cETLus Listed for use with e-conolight® E-K1 and E-K2 Series, RUUD® Lighting® T1 and T2 Series and Juno® (not affiliated with e-conolight or RUUD® Lighting) T and TU Series track systems only. Pivot mount allows for 350° horizontal rotation and 90° vertical rotation in either direction Spring latch secures light fixture to track Dry locations Retail Industrial Accent Replaces 50-watt MR16. 9-watt LED Mini Cylinder Track Head with 850 delivered lumens, adjustable beam spread from 18° - 50°, 3000K, black, cETLus Listed, 3-year limited warranty. Replaces 50W-MR16Black3000K850 Lumens LED Mini Cylinder Track Head ¦ E-KCH Series ¦ 3000K ¦ Black | 3000 | 80 | 850 | 94.4444 |  | 9 | 1 | 34.99 | 34.99 | 41.1146 | 2020Q3 | https://www.e-conolight.com/led-indoor-track-head-e-kch-3000-k-black-50w-mr16.html | Econolight | 2020 | Yes
LED Lighting | [7 empty] | Die-cast aluminum Black polyester powder-coat finish Polycarbonate lens Adjustable beam spread from 18° - 50° cETLus Listed for use with e-conolight® E-K1 and E-K2 Series, RUUD® Lighting® T1 and T2 Series and Juno® (not affiliated with e-conolight or RUUD® Lighting) T and TU Series track systems only. Pivot mount allows for 350° horizontal rotation and 90° vertical rotation in either direction Spring latch secures light fixture to track Dry locations Retail Industrial Accent Replaces 50-watt MR16. 9-watt LED Mini Cylinder Track Head with 850 delivered lumens, adjustable beam spread from 18° - 50°, 4000K, black, cETLus Listed, 3-year limited warranty. Replaces 50W-MR16Black4000K850 Lumens LED Mini Cylinder Track Head ¦ E-KCH Series ¦ 4000K ¦ Black | 4000 | 80 | 850 | 94.4444 |  | 9 | 1 | 29.99 | 29.99 | 35.2394 | 2020Q3 | https://www.e-conolight.com/led-indoor-track-head-e-kch-4000-k-black-50w-mr16.html | Econolight | 2020 | Yes
LED Lighting | [7 empty] | Die-cast aluminum White polyester powder-coat finish Polycarbonate lens Adjustable beam spread from 18° - 50° cETLus Listed for use with e-conolight® E-K1 and E-K2 Series, RUUD® Lighting® T1 and T2 Series and Juno® (not affiliated with e-conolight or RUUD® Lighting) T and TU Series track systems only. Pivot mount allows for 350° horizontal rotation and 90° vertical rotation in either direction Spring latch secures light fixture to track Dry locations Retail Industrial Accent Replaces 50-watt MR16. 9-watt LED Mini Cylinder Track Head with 850 delivered lumens, adjustable beam spread from 18° - 50°, 4000K, white, cETLus Listed, 3-year limited warranty. Replaces 50W-MR16White4000K850 Lumens LED Mini Cylinder Track Head ¦ E-KCH Series ¦ 4000K ¦ White | 4000 | 80 | 850 | 94.4444 |  | 9 | 1 | 29.99 | 29.99 | 35.2394 | 2020Q3 | https://www.e-conolight.com/led-indoor-track-head-e-kch-4000-k-white-50w-mr16.html | Econolight | 2020 | Yes
LED Lighting | [7 empty] | Die-cast aluminum White or black polyester powder-coat finish Integral on/off switch Polycarbonate lens Adjustable beam spread from 18° - 50° cETLus Listed for use with e-conolight® E-K1 and E-K2 Series, RUUD® Lighting® T1 and T2 Series and Juno® (not affiliated with e-conolight or RUUD® Lighting) T and TU Series track systems only. Pivot mount allows for 350° horizontal rotation and 90° vertical rotation in either direction Spring latch secures light fixture to track Dry locations Retail Industrial Accent Replaces 250-watt PAR38. 20-watt LED Cylinder Track Head with 2250 delivered lumens. Adjustable beam spread from 18° - 50°. Available in 2700K, 3000K, or 4000K. White or black finish, cETLus Listed, 3-year limited warranty. Replaces 250W-PAR382250 Lumens LED Cylinder Track Head ¦ E-KCN Series | 2700 | 80 | 2250 | 112.5 |  | 20 | 1 | 44.99 | 44.99 | 52.865 | 2020Q3 | https://www.e-conolight.com/led-indoor-track-head-e-kcn-250w-par38.html | Econolight | 2020 | Yes
LED Lighting | [7 empty] | Die-cast aluminum Black polyester powder-coat finish Integral on/off switch Polycarbonate lens Includes clear lens (20-degree beam spread) and frosted lens (38-degree beam spread) cETLus Listed for use with e-conolight® E-K1 and E-K2 Series, RUUD® Lighting® T1 and T2 Series and Juno® (not affiliated with e-conolight or RUUD® Lighting) T and TU Series track systems only. Pivot mount allows for 350° horizontal rotation and 90° vertical rotation in either direction Spring latch secures light fixture to track Dry locations Retail Industrial Accent Replaces 250-watt PAR38. 28-watt LED Cylinder Track Head with 2750 delivered lumens, 2700K, black, cETLus Listed, 3-year limited warranty. Includes (1) clear lens (20-degree beam spread) and (1) frosted lens (38-degree beam spread). Replaces 250W PAR38-Black2700K2750 Lumens LED Cylinder Track Head ¦ E-KCV Series ¦ 2700K ¦ Black | 2700 | 80 | 2750 | 98.2143 |  | 28 | 1 | 39.99 | 39.99 | 46.9898 | 2020Q3 | https://www.e-conolight.com/led-indoor-track-head-e-kcv-2700-k-black-250w-par38.html | Econolight | 2020 | Yes
LED Lighting | [7 empty] | Die-cast aluminum White polyester powder-coat finish Integral on/off switch Polycarbonate lens Includes clear lens (20-degree beam spread) and frosted lens (38-degree beam spread) cETLus Listed for use with e-conolight® E-K1 and E-K2 Series, RUUD® Lighting® T1 and T2 Series and Juno® (not affiliated with e-conolight or RUUD® Lighting) T and TU Series track systems only. Pivot mount allows for 350° horizontal rotation and 90° vertical rotation in either direction Spring latch secures light fixture to track Dry locations Retail Industrial Accent Replaces 250-watt PAR38. 28-watt LED Cylinder Track Head with 2750 delivered lumens, 2700K, white, cETLus Listed, 3-year limited warranty. Includes (1) clear lens (20-degree beam spread) and (1) frosted lens (38-degree beam spread). Replaces 250W PAR38-White2700K2750 Lumens LED Cylinder Track Head ¦ E-KCV Series ¦ 2700K ¦ White | 2700 | 80 | 2750 | 98.2143 |  | 28 | 1 | 59.99 | 59.99 | 70.4906 | 2020Q3 | https://www.e-conolight.com/led-indoor-track-head-e-kcv-2700-k-white-250w-par38.html | Econolight | 2020 | Yes
LED Lighting | [7 empty] | Die-cast aluminum Black polyester powder-coat finish Integral on/off switch Polycarbonate lens Includes clear lens (20-degree beam spread) and frosted lens (38-degree beam spread) cETLus Listed for use with e-conolight® E-K1 and E-K2 Series, RUUD® Lighting® T1 and T2 Series and Juno® (not affiliated with e-conolight or RUUD® Lighting) T and TU Series track systems only. Pivot mount allows for 350° horizontal rotation and 90° vertical rotation in either direction Spring latch secures light fixture to track Dry locations Retail Industrial Accent Replaces 250-watt PAR38. 28-watt LED Cylinder Track Head with 2750 delivered lumens, 3000K, black, cETLus Listed, 3-year limited warranty. Includes (1) clear lens (20-degree beam spread) and (1) frosted lens (38-degree beam spread). Replaces 250W PAR38-Black3000K2750 Lumens LED Cylinder Track Head ¦ E-KCV Series ¦ 3000K ¦ Black | 3000 | 80 | 2750 | 98.2143 |  | 28 | 1 | 59.99 | 59.99 | 70.4906 | 2020Q3 | https://www.e-conolight.com/led-indoor-track-head-e-kcv-3000-k-black-250w-par38.html | Econolight | 2020 | Yes
LED Lighting | [7 empty] | Die-cast aluminum White polyester powder-coat finish Integral on/off switch Polycarbonate lens Includes clear lens (20-degree beam spread) and frosted lens (38-degree beam spread) cETLus Listed for use with e-conolight® E-K1 and E-K2 Series, RUUD® Lighting® T1 and T2 Series and Juno® (not affiliated with e-conolight or RUUD® Lighting) T and TU Series track systems only. Pivot mount allows for 350° horizontal rotation and 90° vertical rotation in either direction Spring latch secures light fixture to track Dry locations Retail Industrial Accent Replaces 250-watt PAR38. 28-watt LED Cylinder Track Head with 2750 delivered lumens, 3000K, white, cETLus Listed, 3-year limited warranty. Includes (1) clear lens (20-degree beam spread) and (1) frosted lens (38-degree beam spread). Replaces 250W PAR38-White3000K2750 Lumens LED Cylinder Track Head ¦ E-KCV Series ¦ 3000K ¦ White | 3000 | 80 | 2750 | 98.2143 |  | 28 | 1 | 59.99 | 59.99 | 70.4906 | 2020Q3 | https://www.e-conolight.com/led-indoor-track-head-e-kcv-3000-k-white-250w-par38.html | Econolight | 2020 | Yes
LED Lighting | [7 empty] | Die-cast aluminum Black polyester powder-coat finish Integral on/off switch Polycarbonate lens Includes clear lens (20-degree beam spread) and frosted lens (38-degree beam spread) cETLus Listed for use with e-conolight® E-K1 and E-K2 Series, RUUD® Lighting® T1 and T2 Series and Juno® (not affiliated with e-conolight or RUUD® Lighting) T and TU Series track systems only. Pivot mount allows for 350° horizontal rotation and 90° vertical rotation in either direction Spring latch secures light fixture to track Dry locations Retail Industrial Accent Replaces 250-watt PAR38. 28-watt LED Cylinder Track Head with 2750 delivered lumens. Available in 2700K, 3000K, or 4000K. White or black finish, cETLus Listed, 3-year limited warranty. Includes (1) clear lens (20-degree beam spread) and (1) frosted lens (38-degree beam spread). Replaces 250W PAR38-Black/White2700K - 4000K2750 Lumens LED Cylinder Track Head ¦ E-KCV Series | 2700 | 80 | 2750 | 98.2143 |  | 28 | 1 | 39.99 | 39.99 | 46.9898 | 2020Q3 | https://www.e-conolight.com/led-indoor-track-head-e-kcv.html | Econolight | 2020 | Yes
LED Lighting | Decorative | [6 empty] | Die-cast aluminum Screw-in, frosted glass globe provides uniform light distribution Ceiling mount Five threaded and plugged 1/2" conduit entry points Wet locations IP65 Rated Built-in 4KV surge protection Warehouses Light Industrial Retail Replaces 100-watt Incandescent. 12-watt LED Vapor Tight Jelly Jar Fixture with 1000 delivered lumens. cULus Listed, 4000K, 5-year limited warranty. Replaces 100W Incandescent1000 Lumens LED Vapor Tight Jelly Jar ¦ E-VTB01 Series ¦ Ceiling Mount ¦ Gray | 4000 | 80 | 1000 | 83.3333 | 100000 | 12 | 1 | 32.99 | 32.99 | 38.7645 | 2020Q3 | https://www.e-conolight.com/led-vapor-tight-jelly-jar-e-vtb01-series-ceiling-mount-gray.html | Econolight | 2020 | Yes
LED Lighting | Decorative | [6 empty] | Die-cast aluminum Screw-in, frosted glass globe provides uniform light distribution Ceiling mount Five threaded and plugged 1/2" conduit entry points Wet locations IP65 Rated Built-in 4KV surge protection Warehouses Light Industrial Retail Replaces 200-watt Incandescent. 22-watt LED Vapor Tight Jelly Jar Fixture with 1900 delivered lumens. cULus Listed, 4000K & 5000K, 5-year limited warranty. Replaces 200W Incandescent1900 Lumens LED Vapor Tight Jelly Jar ¦ E-VTB02 Series ¦ Ceiling Mount ¦ Gray | 4000 | 80 | 1900 | 86.3636 | 100000 | 22 | 1 | 42.99 | 42.99 | 50.5149 | 2020Q3 | https://www.e-conolight.com/led-vapor-tight-jelly-jar-e-vtb02-series-ceiling-mount-gray.html | Econolight | 2020 | Yes
LED Lighting | [7 empty] | Die-cast aluminum Black or white polyester powder-coat finish Polycarbonate reflector and lens Polycarbonate adapter with copper conductor Compatible with 1- or 2-circuit track from e-conolight, RUUD Lighting and certain Juno track systems (via included adaptor) Pivot mount allows for 350° horizontal rotation and 90° vertical rotation in either direction Dry locations Retail Industrial Replaces 35-watt incandescent. 8-watt Mini LED Flat Back Track Head with 500 - 530 delivered lumens. Available in soft white (2700K), warm white (3000K), or neutral white (4000K). Black or white finish, fixture has a 3-year limited warranty. Replaces 35W MR16500 - 530 Lumens LED Mini Flat Back Track Head ¦ E-KXF Series ¦ Replaces 35W MR16 | 2700 | 80 | 500 | 62.5 | 30000 | 8 | 1 | 34.99 | 34.99 | 41.1146 | 2020Q3 | https://www.e-conolight.com/mini-led-flat-back-track-head.html | Econolight | 2020 | Yes
LED Lighting | A-Type | Maxlite | True | Daylighting/Photocell, | General Purpose Replacement | A19 | GU24 | Damp Location Rated,Use With Timers,Use With Photo and/or Motion Sensors,Recessed Fixtures Home / Light Bulbs / LED / Maxlite - 102490 - E9A19GUD927/JA8 Energy Star Certified; Enclosed Rated 9W A19 LED Lamp - Universal - 810 Lumens - Warm White (2700K) - 92 CRI - 25000 Hours - GU24 (Bi-Pin / Twist & Lock) - 120 to 130V - Frost Maxlite - 102490 - E9A19GUD927/JA8 | 2700 | 92 | 810 | 90 | 25000 | 9 | 1 | 4.69 | 4.69 | 5.5109 | 2020Q2 | https://shop.regencylighting.com/lamps/led/e9a19gud927-ja8-mxt.html | Regency Lighting | 2020 | Yes
LED Lighting | Downlight |  | True |  |  |  |  | Aluminum Certified for direct contact with insulation Polycarbonate Spring loaded retention clips for a secure fit, allows for easy installation with no need for a recessed housing Included off-board driver/junction box contains three 1/2” knock-outs and three-port poke-in connectors Damp locations Dimmable to less than 5% with compatible TRIAC dimmers Residential Retail Commercial Replaces 40-watt incandescent. 4.8-watt LED 2-inch Gimbal Downlight with 356 delivered lumens. 2700K, 3000K or 40000K cETLus Listed, 5-year limited warranty. Replaces 40W Incandescent356 Lumens NICOR® LED 2-inch Gimbal Recessed Downlight ¦ DGD2 Series ¦ White | 2700 | 90 | 356 | 74.1667 | 54000 | 4.8 | 1 | 34.99 | 34.99 | 41.1146 | 2020Q3 | https://www.e-conolight.com/nicor-led-2-inch-gimbal-recessed-downlight-dgd2-series-white.html | Econolight | 2020 | No
LED Lighting | Downlight |  | True |  |  |  |  | Aluminum Certified for direct contact with insulation Polycarbonate Spring loaded retention clips for a secure fit, allows for easy installation with no need for a recessed housing Included off-board driver/junction box contains three 1/2” knock-outs and three-port poke-in connectors Damp locations Dimmable to less than 5% with compatible TRIAC dimmers Residential Retail Commercial Replaces 50-watt incandescent. 7.9-watt LED 3-inch Gimbal Downlight with 571 delivered lumens. 2700K, 3000K & 4000K cETLus Listed, 5-year limited warranty. Replaces 50W Incandescent571 Lumens NICOR® LED 3-inch Gimbal Recessed Downlight ¦ DGD3 Series ¦ White | 2700 | 90 | 571 | 72.2785 | 60000 | 7.9 | 1 | 36.99 | 36.99 | 43.4647 | 2020Q3 | https://www.e-conolight.com/nicor-led-3-inch-gimbal-recessed-downlight-dgd3-series-white.html | Econolight | 2020 | Yes
LED Lighting | Downlight |  | True |  |  |  |  | Aluminum Certified for direct contact with insulation Polycarbonate Spring loaded retention clips for a secure fit, allows for easy installation with no need for a recessed housing Included off-board driver/junction box contains three 1/2” knock-outs and three-port poke-in connectors Damp locations Dimmable to less than 5% with compatible TRIAC dimmers Residential Retail Commercial Replaces 75-watt incandescent. 11.6-watt LED 4-inch Gimbal Downlight with 983 delivered lumens. 2700K, 3000K & 4000K, cETLus Listed, 5-year limited warranty. Replaces 75W Incandescent983 Lumens NICOR® LED 4-inch Gimbal Recessed Downlight ¦ DGD4 Series ¦ White | 2700 | 90 | 983 | 84.7414 | 0 | 11.6 | 1 | 47.99 | 47.99 | 56.3901 | 2020Q3 | https://www.e-conolight.com/nicor-led-4-inch-gimbal-recessed-downlight-dgd4-series-white.html | Econolight | 2020 | Yes
LED Lighting | Downlight | [6 empty] | Spun aluminum housing routes heat away from electrical components Polycarbonate Included screws for mounting directly to J-boxes Wet locations Residential Commercial Office Retail Replaces 60-watt Incandescent. 10.5-watt LED NICOR® SureFit Ultra Slim Downlight with 674-713 delivered lumens. 2700K, 3000K & 4000K, cETLus Listed, 5-year limited warranty. Replaces 60W Incandescent674-713 Lumens NICOR® LED SureFit Ultra Slim Downlight ¦ White | 2700 | 90 | 674 | 64.1905 | 56000 | 10.5 | 1 | 14.99 | 14.99 | 17.6138 | 2020Q3 | https://www.e-conolight.com/nicor-led-surefit-ultra-slim-downlight-white.html | Econolight | 2020 | Yes
LED Lighting | Downlight |  | True |  |  |  |  | Residential Retail Commercial Replaces 65-watt incandescent. 10-watt LED 4-inch LED Disc Light Recessed Retrofit Kit with 600 delivered lumens. 2700K, 3000K & 4000K, white, cETLus Listed, dimmable. Recessed housing not included Replaces 65W Incandescent600 Lumens NICOR­® 4-inch LED Surface Mount Downlight ¦ DLS4 Series¦ 600 Lumens ¦ White | 2700 | 90 | 600 | 60 | 60000 | 10 | 1 | 12.99 | 12.99 | 15.2638 | 2020Q3 | https://www.e-conolight.com/nicor-r-4-inch-led-surface-mount-downlight-dls4-series-600-lumens-white.html | Econolight | 2020 | Yes
LED Lighting | Downlight | [6 empty] | Hallways Bathrooms Basements Entryways Stairways Work areas Utility closets Corridors Replaces 65-watt incandescent. 8.3-watt NICOR®LED 4" Recessed Edge Lit square or round Downlight with 566 delivered lumens. 2700L, 3000K 4000K, ETL Listed for damp locations, Energy Star Certified, Airtight and IC Rated, 5-year limited warranty. Replaces 65W Incandescent710 Lumens NICOR® 4-inch Recessed Edge Lit Downlight ¦ DLE4 Series | 3000 | 90 | 710 | 64.5455 | 54000 | 11 | 1 | 18.99 | 18.99 | 22.314 | 2020Q3 | https://www.e-conolight.com/nicorr-4-inch-recessed-edge-lit-downlight-dle4-series.html | Econolight | 2020 | Yes
LED Lighting | Downlight |  | True |  |  |  |  | Residential Retail Commercial Replaces 100-watt incandescent. 18-watt LED 5/6-inch LED Disc Light Recessed Retrofit Kit with 1200 delivered lumens. 2700K, 3000K & 4000K, white, cETLus Listed, dimmable. Recessed housing not included Replaces 100W Incandescent1200 Lumens NICOR® 5 & 6-inch LED Surface Mount Downlight ¦ DLS5 Series¦ 1200 Lumens ¦ White | 2700 | 90 | 1200 | 66.6667 | 60000 | 18 | 1 | 27.99 | 27.99 | 32.8893 | 2020Q3 | https://www.e-conolight.com/nicorr-5-6-inch-led-surface-mount-downlight-dls5-series-1200-lumens-white.html | Econolight | 2020 | Yes
LED Lighting | Downlight |  | True |  |  |  |  | Residential Retail Commercial Replaces 75-watt incandescent. 15-watt LED 5/6-inch LED Disc Light Recessed Retrofit Kit with 900 delivered lumens. 2700K, 3000K & 4000K, white, cETLus Listed, dimmable. Recessed housing not included Replaces 75W Incandescent900 Lumens NICOR® 5 & 6-inch LED Surface Mount Downlight ¦ DLS5 Series¦ 900 Lumens ¦ White | 2700 | 90 | 900 | 60 | 60000 | 15 | 1 | 14.99 | 14.99 | 17.6138 | 2020Q3 | https://www.e-conolight.com/nicorr-5-6-inch-led-surface-mount-downlight-dls5-series-900-lumens-white.html | Econolight | 2020 | Yes
LED Lighting | Downlight | [6 empty] | Hallways Bathrooms Basements Entryways Stairways Work areas Utility closets Corridors Replaces 75-watt incandescent. 10.8-watt NICOR® LED 6" Recessed Edge Lit Square or Round Downlight with 858 delivered lumens. 2700K, 3000K & 4000K, ETL Listed for damp locations, Energy Star Certified, Airtight and IC Rated, 5-year limited warranty. Replaces 75W Incandescent858 Lumens NICOR® 6-inch Recessed Edge Lit Downlight ¦ DLE6 Series ¦ White | 2700 | 90 | 948 | 68.2014 | 54000 | 13.9 | 1 | 21.99 | 21.99 | 25.8391 | 2020Q3 | https://www.e-conolight.com/nicorr-6-inch-recessed-edge-lit-downlight-dle6-series-white.html | Econolight | 2020 | Yes
LED Lighting | Downlight |  | True |  |  |  |  | Plastic Polycarbonate Easy installation with integral clips No tools required E26 Edison base adaptor for ease of incandescent replacement Wet locations Residential Commercial Replaces 65-watt Incandescent. 8.4-watt LED 4" Downlight Retrofit Kit with 600 delivered lumens. 2700K, 3000K & 4000K white, Energy Star Rated and ETL Classified, dimmable. Recessed housing not included. Replaces 65W Incandescent600 Lumens NICOR® LED 4-inch Downlight Retrofit Kit¦ DCR Series ¦ 600 Lumens ¦ White | 2700 | 90 | 600 | 71.4286 | 36000 | 8.4 | 1 | 11.99 | 11.99 | 14.0887 | 2020Q3 | https://www.e-conolight.com/nicorr-led-4-inch-downlight-retrofit-kit-dcr-series-600-lumens-white.html | Econolight | 2020 | Yes
LED Lighting | Downlight |  | True |  |  |  |  | Plastic Polycarbonate Easy installation with integral clips No tools required E26 Edison base adaptor for ease of incandescent replacement Wet locations Residential Commercial Replaces 75-watt Incandescent. 14.5-watt LED 5" & 6" Downlight Retrofit Kit with 1200 delivered lumens. 2700K, 3000K or 4000K, white, and ETL Listed, dimmable. Recessed housing not included. Replaces 75W Incandescent1200 Lumens NICOR® LED 5 & 6-inch Downlight Retrofit Kit ¦ DCR Series¦ 2700K, 3000K or 4000K¦ 1200 Lumens ¦ White | 2700 | 90 | 1200 | 82.7586 | 36000 | 14.5 | 1 | 16.99 | 16.99 | 19.9639 | 2020Q3 | https://www.e-conolight.com/nicorr-led-5-6-inch-downlight-retrofit-kit-dcr-series-2700k-3000k-or-4000k-1200-lumens-white.html | Econolight | 2020 | Yes
LED Lighting | Downlight |  | True |  |  |  |  | Plastic Polycarbonate Easy installation with integral clips No tools required E26 Edison base adaptor for ease of incandescent replacement Wet locations Residential Commercial Replaces 75-watt Incandescent. 10.5-watt LED 5" & 6" Downlight Retrofit Kit with 800 delivered lumens. 2700K, 3000K & 4000K, white, Energy Star Rated and ETL Listed, dimmable. Recessed housing not included. Replaces 75W Incandescent800 Lumens NICOR® LED 5 & 6-inch Downlight Retrofit Kit¦ DCR Series¦ 800 Lumens ¦ White | 2700 | 90 | 800 | 76.1905 | 36000 | 10.5 | 1 | 12.99 | 12.99 | 15.2638 | 2020Q3 | https://www.e-conolight.com/nicorr-led-5-6-inch-downlight-retrofit-kit-dcr-series-800-lumens-white.html | Econolight | 2020 | Yes
LED Lighting | Reflector |  | True |  |  |  |  | Hotels, offices, schools, stores, or hospitals Your options are limitless with Philips EnduraLED retrofit lamps. 13W, 25 degree, LED PAR30S Philips EnduraLED Retrofit Lamp with Airflux Technology, 120V. Philips SKU #423459 120V Operation Philips LED Dimmable Lamp ¦ PAR30 Short Neck ¦ 13W ¦ 3000K ¦ 25º Beam Spread | 3000 | 80 | 750 | 57.6923 |  | 13 | 1 | 4.99 | 4.99 | 5.8634 | 2020Q3 | https://www.e-conolight.com/philips-led-13w-par30s-retrofit-lamp-25.html | Econolight | 2020 | Yes
LED Lighting | Downlight | [6 empty] | A360 alloy construction Dual silicone o-ring seal Silicone gasketed lens Removable aluminum threaded lens retainer Machined knuckle for precision aiming Composite stake with molded brass threaded insert Dome mounting base for downlight installations Low voltage Certified to U.S. and Canadian Safety Standards Architectural landscaping Pathways & walkways Perimeter lighting Residential application 2-watt elements™ LED Directional Flood Landscape Light with 110 delivered lumens and included shroud. Round, 3000K, bronze, 10-year limited fixture warranty, 5-year limited lamp warranty. elements™ is a trademark of Unique Lighting Systems® in the United States and other countries. Note: The elements™ landscape line is only compatible with other elements™ landscape products. 110 Lumens elements™ LED Directional Flood Light ¦ with Shroud ¦ 3000K | 3000 | 80 | 110 | 55 | 20000 | 2 | 1 | 57.99 | 57.99 | 68.1405 | 2020Q3 | https://www.e-conolight.com/phos-l230-bz.html | Econolight | 2020 | No
LED Lighting | Downlight | [6 empty] | A360 alloy construction Dual silicone o-ring seal Silicone gasketed lens Removable aluminum threaded lens retainer Machined knuckle for precision aiming Composite stake with molded brass threaded insert Dome mounting base for downlight installations Low voltage Certified to U.S. and Canadian Safety Standards Architectural landscaping Pathways & walkways Perimeter lighting Residential application 2-watt elements™ LED Directional Flood Landscape Light with 110 delivered lumens. Round, 3000K, bronze, 10-year limited fixture warranty, 5-year limited lamp warranty. elements™ is a trademark of Unique Lighting Systems® in the United States and other countries. Note: The elements™ landscape line is only compatible with other elements™ landscape products. 110 Lumens elements™ LED Directional Flood Light ¦ 3000K | 3000 | 80 | 110 | 55 | 20000 | 2 | 1 | 9 | 9 | 10.5753 | 2020Q3 | https://www.e-conolight.com/phot-l230-bz.html | Econolight | 2020 | No
LED Lighting | Downlight | [6 empty] | Low-copper, die-cast aluminum housing and lens frame Dark bronze polyester powder-coat finish Heat dissipating fins Tempered glass lens is thermal, shock and impact resistant Fixed cutoff glare shield to reduce light pollution Patented lens design delivers true IES Type III distribution 1/2" threaded conduit entries on two sides and bottom or mount over recessed junction box Die-cast detachable back box for easy mounting Wet locations – downlight only Pathways Security Perimeter lighting When control spill of light is important Replaces 100-watt pulse start metal halide (PSMH). 33-watt Premium LED Wall Pack (small) with 3200 - 3600 delivered lumens in Cool White (5000K), Neutral White (4000K) and Warm White (3000K). Dark bronze, DLC Premium and UL Listed, 5-year limited warranty. Replaces 100W PSMH 3200 - 3600 Lumens LED Premium Fixed-Cutoff Wall Pack ¦ E-WFC03 Series ¦ Replaces 100W PSMH | 5000 | 70 | 3600 | 109.0909 | 50000 | 33 | 1 | 44.99 | 44.99 | 52.865 | 2020Q3 | https://www.e-conolight.com/replaces-100w-3500-lumens-premium-led-wall-pack-e-wfc03-series-dark-bronze.html | Econolight | 2020 | Yes
LED Lighting | Decorative | Emery Allen | True |  | LED | B10 | E12 | Bulb ShapeB10C10 Color Temp.2700K3000K Product Description When you want to improve your conservation efforts, consider this 5W filament-style LED B10 lamp from the energy experts at Emery Allen. This decorative bulb comes to you as part of their 120V Series and emits 2700K of warm white light for up to 15,000 hours. Fully RoHS compliant. Product Features: Replaces 60W candle-style incandescent bulbs Compatible with most E12 base fixtures 360-degree beam angle Color accuracy of 80 CRI Works with most LED and incandescent dimmers Life-span of up to 15,000 hours Two-year limited warranty Applications: Chandeliers Walls sconces Table lamps Alternate Product Versions $7.50 add Emery Allen EA-B10-5.0W-3080-D - 5W LED B10 - 3000K LED Filament - 500 Lumens - 360 Degrees Beam Angle - 100-130V $7.50 add Emery Allen EA-C10-5.0W-2780-D - 5W LED Candle Bulb - 2700K LED Filament - 500 Lumens - 80 CRI - 60W Halogen Equivalent - 360° - 100-130V $7.50 add Emery Allen EA-C10-5.0W-3080-D - 5W LED Candle Bulb - 3000K LED Filament - 500 Lumens - 80 CRI - 60W Halogen Equivalent - 360° - 100-130V E12 LED Filament - 500 Lumens - 360 Degrees Beam Angle - 100-130V Emery Allen EA-B10-5.0W-2780-D - 5W LED B10 - 2700K | 2700 | 80 | 500 | 100 | 15000 | 5 | 1 | 7.5 | 7.5 | 8.8128 | 2020Q3 | https://www.energyavenue.com/Emery-Allen/EA-B10-5.0W-2780-D | Energy Avenue | 2020 | Yes
LED Lighting | Decorative | Emery Allen | True |  | LED | B10 | E12 | Bulb ShapeB10C10 Color Temp.2700K3000K Product Description Update your lighting at home or work with this 5W LED B10 filament lamp from Emery Allen. This decorative luminaire allows you to enjoy 3000K of neutral white light for up to 15,000 hours, and it's fully RoHS compliant. Works with most E12 base fixtures. Product Features: Direct replacement for 60W halogen or incandescent bulbs Color accuracy of 80 CRI 360-degree beam angle Compatible with E12 base fixtures Works with most incandescent and LED dimmers RoHS complaint Lifespan of up to 15,000 hours Two-year limited warranty Applications: Table lamps Chandeliers Wall sconces Alternate Product Versions $7.50 add Emery Allen EA-B10-5.0W-2780-D - 5W LED B10 - 2700K LED Filament - 500 Lumens - 360 Degrees Beam Angle - 100-130V $7.50 add Emery Allen EA-C10-5.0W-2780-D - 5W LED Candle Bulb - 2700K LED Filament - 500 Lumens - 80 CRI - 60W Halogen Equivalent - 360° - 100-130V $7.50 add Emery Allen EA-C10-5.0W-3080-D - 5W LED Candle Bulb - 3000K LED Filament - 500 Lumens - 80 CRI - 60W Halogen Equivalent - 360° - 100-130V E12 LED Filament - 500 Lumens - 360 Degrees Beam Angle - 100-130V Emery Allen EA-B10-5.0W-3080-D - 5W LED B10 - 3000K | 3000 | 80 | 500 | 100 | 15000 | 5 | 1 | 7.5 | 7.5 | 8.8128 | 2020Q3 | https://www.energyavenue.com/Emery-Allen/EA-B10-5.0W-3080-D | Energy Avenue | 2020 | Yes
LED Lighting | Decorative | Emery Allen | True |  | LED |  | G9 | Wattage2.5 Watt3 Watt4.5 Watt5 Watt6 Watt Color Temp.2700K3000K Product Description When you need to retrofit your residential or commercial build, consider this 6W LED bulb from the folks at Emery Allen. This energy-saving luminaire provides 2700K of warm white light for up to 25,000 hours with no waiting or flickering. Product Features: Direct replacement for 70W incandescent lamps Slim, compact profile Compatible with G9 base fixtures Works with most incandescent and LED dimmers Beam angle of 360 degrees Color accuracy of 90+ CRI RoHs compliant Lifespan of up to 25,000 hours Limited lifetime warranty Applications: General lighting Alternate Product Versions $19.00 add Emery Allen EA-G9-6.0W-001-309F-D - 6W LED Mini Bulb - 3000K 600 Lumens - 90 CRI - 70W Halogen Equivalent - 360° - 100-130V $8.00 add Emery Allen EA-G9-2.5W-001-279F-D - 2.5W G9 LED Retrofit Lamp - 2700K 20W Halogen Equivalent - 250 Lumens - 90 CRI - 120V - Dimmable $10.00 add Emery Allen EA-G9-3.0W-001-279F-D - 3W G9 LED Retrofit Lamp - 2700K 25W Halogen Equivalent - 300 Lumens - 90 CRI - 120V - Dimmable $14.50 add Emery Allen EA-G9-4.5W-001-279F-D - Miniature LED 4.5W - 50 Watt Halogen Equivalent - G9 - 2700K $14.50 add Emery Allen EA-G9-4.5W-001-309F-D - 4.5W G9 LED Retrofit Lamp - 3000K 50W Halogen Equivalent - 450 Lumens - 90 CRI - 120V - Dimmable $18.00 add Emery Allen EA-G9-5.0W-001-409F-D - 5W G9 LED Retrofit Lamp - 4000K 60W Halogen Equivalent - 545 Lumens - 90 CRI - 120V - Dimmable $17.00 add Emery Allen EA-G9-5.0W-001-279F-D - 5W G9 LED Retrofit Lamp - 2700K 60W Halogen Equivalent - 545 Lumens - 90 CRI - G9 - 120V - Dimmable $17.00 add Emery Allen EA-G9-5.0W-001-309F-D - 5W G9 LED Retrofit Lamp - 3000K 60W Halogen Equivalent - 545 Lumens - 90 CRI - 120V - Dimmable G9 600 Lumens - 90 CRI - 70W Halogen Equivalent - 360° - 100-130V Emery Allen EA-G9-6.0W-001-279F-D - 6W LED Mini Bulb - 2700K | 2700 | 90 | 600 | 100 | 25000 | 6 | 1 | 19 | 19 | 22.3257 | 2020Q3 | https://www.energyavenue.com/Emery-Allen/EA-G9-6.0W-001-279F-D | Energy Avenue | 2020 | Yes
LED Lighting | Decorative | Emery Allen | True |  | LED |  | G9 | Wattage2.5 Watt3 Watt4.5 Watt5 Watt6 Watt Color Temp.2700K3000K Product Description Get solid, consistent performance while you save money with this 6W LED bulb from Emery Allen. This high-quality lamp is ideal for retrofitting commercial and residential builds. You'll enjoy 3000K of warm white light for up to 25,000 hours, and it's made with RoHS compliant green technology. Product Features: Replaces 70W incandescent bulbs Compatible with G9 base fixtures Beam angle of 360 degrees Works with most incandescent and LED dimmers RoHS compliant Color accuracy of 90+ CRI Lifespan of up to 25,000 hours Limited lifetime warranty Applications: General lighting Alternate Product Versions $19.00 add Emery Allen EA-G9-6.0W-001-279F-D - 6W LED Mini Bulb - 2700K 600 Lumens - 90 CRI - 70W Halogen Equivalent - 360° - 100-130V $8.00 add Emery Allen EA-G9-2.5W-001-279F-D - 2.5W G9 LED Retrofit Lamp - 2700K 20W Halogen Equivalent - 250 Lumens - 90 CRI - 120V - Dimmable $10.00 add Emery Allen EA-G9-3.0W-001-279F-D - 3W G9 LED Retrofit Lamp - 2700K 25W Halogen Equivalent - 300 Lumens - 90 CRI - 120V - Dimmable $14.50 add Emery Allen EA-G9-4.5W-001-279F-D - Miniature LED 4.5W - 50 Watt Halogen Equivalent - G9 - 2700K $14.50 add Emery Allen EA-G9-4.5W-001-309F-D - 4.5W G9 LED Retrofit Lamp - 3000K 50W Halogen Equivalent - 450 Lumens - 90 CRI - 120V - Dimmable $18.00 add Emery Allen EA-G9-5.0W-001-409F-D - 5W G9 LED Retrofit Lamp - 4000K 60W Halogen Equivalent - 545 Lumens - 90 CRI - 120V - Dimmable $17.00 add Emery Allen EA-G9-5.0W-001-279F-D - 5W G9 LED Retrofit Lamp - 2700K 60W Halogen Equivalent - 545 Lumens - 90 CRI - G9 - 120V - Dimmable $17.00 add Emery Allen EA-G9-5.0W-001-309F-D - 5W G9 LED Retrofit Lamp - 3000K 60W Halogen Equivalent - 545 Lumens - 90 CRI - 120V - Dimmable G9 600 Lumens - 90 CRI - 70W Halogen Equivalent - 360° - 100-130V Emery Allen EA-G9-6.0W-001-309F-D - 6W LED Mini Bulb - 3000K | 3000 | 90 | 600 | 100 | 25000 | 6 | 1 | 19 | 19 | 22.3257 | 2020Q3 | https://www.energyavenue.com/Emery-Allen/EA-G9-6.0W-001-309F-D | Energy Avenue | 2020 | Yes
LED Lighting | Downlight | Emery Allen | True |  | LED |  | GU10 | Color Temp.2700K3000K Product Description For specialty lighting requirements, consider this 7W LED retrofit bulb from Emery Allen. This lamp allows you to update commercial or residential recessed dowlighting with GU10 base fixtures. You'll enjoy 2700K of warm white light for up to 25,000 hours Product Features: Replaces 50W MR16 halogen and incandescent bulbs R9 of 55, R13 of 96 Color accuracy of 90+ CRI Compatible with most LECD and incandescent dimmers CBPC of 930 36-degree beam angle Works with most LED and incandescent dimmers Lifespan of up to 25,000 hours Limited warranty Applications: Task lights Recessed downlighting Pendants Track lighting Landscape lighting Alternate Product Versions $19.50 add Emery Allen EA-GU10-7.0W-36D-3090-D - 7W LED Retrofit Bulb - 3000K 520 Lumens - 90 CRI - 50W Halogen Equivalent - 120V GU10 520 Lumens - 90 CRI - 50W Halogen Equivalent - 120V Emery Allen EA-GU10-7.0W-36D-2790-D - 7W LED Retrofit Bulb - 2700K | 2700 | 90 | 520 | 74.2857 | 25000 | 7 | 1 | 19.5 | 19.5 | 22.9133 | 2020Q3 | https://www.energyavenue.com/Emery-Allen/EA-GU10-7.0W-36D-2790-D | Energy Avenue | 2020 | Yes
LED Lighting | Downlight | Emery Allen | True |  | LED |  | GU10 | Color Temp.2700K3000K Product Description Green your commercial and residential builds with this 7W LED retrofit bulb from the team at Emery Allen. This energy-saving lamp offers 3000K of neutral white light for up to 25,000 hours without flickering or waiting for full power. Product Features: Direct replacement for 50W MR16 incandescent and halogen lamps Works with most GU10 base fixtures Compatible with incandescent and LED dimmers 36-degree beam angle Color accuracy of 90+ CRI R9 of 55, R13 of 96 RoHS compliant Lifespan of up to 25,000 hours Limited warranty Applications: Track lighting Recessed downlights Task lighting Landscape lighting Pendant lamps Alternate Product Versions $19.50 add Emery Allen EA-GU10-7.0W-36D-2790-D - 7W LED Retrofit Bulb - 2700K 520 Lumens - 90 CRI - 50W Halogen Equivalent - 120V GU10 520 Lumens - 90 CRI - 50W Halogen Equivalent - 120V Emery Allen EA-GU10-7.0W-36D-3090-D - 7W LED Retrofit Bulb - 3000K | 3000 | 90 | 520 | 74.2857 | 25000 | 7 | 1 | 19.5 | 19.5 | 22.9133 | 2020Q3 | https://www.energyavenue.com/Emery-Allen/EA-GU10-7.0W-36D-3090-D | Energy Avenue | 2020 | Yes
LED Lighting | Downlight | Emery Allen | True |  | LED | MR16 | GU5.3 | Wattage3 Watt5 Watt7 Watt Color Temp.2700K3000K Beam Angle120°15°24°36°60° Product Description When your indoor and outdoor task lighting needs an energy-efficient upgrade, consider this 3W LED MR16 lamp from Emery Allen. With this product, you'll enjoy 3000K of warm white light for up to 25,000 hours. It's compatible with MLV/RMV dimmers and works with most standard GU5.3 base fixtures. Emery Allen EA-MR16-3.0W-15D-3090-D Features: Direct replacement for 20W halogen and incandescent bulbs Compatible with most GU5.3 base fixtures Works with electronic and magnetic LED dimmers Beam angle of 15 degrees Color accuracy of 90+ CRI Lifespan of 25,000 hours Emery Allen EA-MR16-3.0W-15D-3090-D Applications: Task lighting Track lighting Landscape lighting Recessed downlights Pendant lights Alternate Product Versions $17.50 add Emery Allen EA-MR16-3.0W-15D-2790-D - 3W LED MR16 2700K - 280 Lumens - 90 CRI - 20W Halogen Equivalent - 15° Beam Angle - 12V $17.50 add Emery Allen EA-MR16-3.0W-24D-2790-D - 3W LED MR16 2700K - 290 Lumens - 90 CRI - 20W Halogen Equivalent - 24° Beam Angle - 12V $17.50 add Emery Allen EA-MR16-3.0W-60D-3090-D - 3W LED MR16 3000K - 285 Lumens - 90 CRI - 20W Halogen Equivalent - 60° Beam Angle - 12V $17.50 add Emery Allen EA-MR16-3.0W-120D-2790-D - 3W LED MR16 2700K - 290 Lumens - 90 CRI - 20W Halogen Equivalent - 120° Beam Angle - 12V $17.50 add Emery Allen EA-MR16-3.0W-120D-3090-D - 3W LED MR16 3000K - 290 Lumens - 90 CRI - 20W Halogen Equivalent - 120° Beam Angle - 12V $18.50 add Emery Allen EA-MR16-5.0W-15D-2790-D - 5W LED MR16 2700K - 500 Lumens - 90 CRI - 50W Halogen Equivalent - 15° Beam Angle - 12V $18.50 add Emery Allen EA-MR16-5.0W-15D-3090-D - 5W LED MR16 3000K - 500 Lumens - 90 CRI - 50W Halogen Equivalent - 15° Beam Angle - 12V $18.50 add Emery Allen EA-MR16-5.0W-24D-3090-D - 5W LED MR16 3000K - 505 Lumens - 90 CRI - 50W Halogen Equivalent - 24° Beam Angle - 12V $18.50 add Emery Allen EA-MR16-5.0W-36D-2790-D - 5W LED MR16 - 2700K 510 Lumens - 90 CRI - 50W Halogen Equivalent - 36° - 12V $18.50 add Emery Allen EA-MR16-5.0W-60D-2790-D - 5W LED MR16 - 2700K 510 Lumens - 90 CRI - 50W Halogen Equivalent - 60° - 12V $18.50 add Emery Allen EA-MR16-5.0W-120D-2790-D - 5W LED MR16 - 2700K 525 Lumens - 90 CRI - 50W Halogen Equivalent - 120° - 12V $18.50 add Emery Allen EA-MR16-5.0W-120D-3090-D - 5W LED MR16 - 3000K 525 Lumens - 90 CRI - 50W Halogen Equivalent - 120° - 12V $19.50 add Emery Allen EA-MR16-7.0W-15D-2790-D - 7W LED MR16 - 2700K 505 Lumens - 90 CRI - 50W Halogen Equivalent - 15° - 12V $19.50 add Emery Allen EA-MR16-7.0W-15D-3090-D - 7W LED MR16 - 3000K 505 Lumens - 90 CRI - 50W Halogen Equivalent - 15° - 12V $19.50 add Emery Allen EA-MR16-7.0W-24D-2790-D - 7W LED MR16 - 2700K 505 Lumens - 90 CRI - 50W Halogen Equivalent - 24° - 12V $19.50 add Emery Allen EA-MR16-7.0W-24D-3090-D - 7W LED MR16 - 3000K 505 Lumens - 90 CRI - 50W Halogen Equivalent - 24° - 12V $19.50 add Emery Allen EA-MR16-7.0W-60D-3090-D - 7W LED MR16 - 3000K 510 Lumens - 90 CRI - 50W Halogen Equivalent - 60° - 12V $19.50 add Emery Allen EA-MR16-7.0W-120D-2790-D - 7W LED MR16 - 2700K 525 Lumens - 90 CRI - 50W Halogen Equivalent - 120° - 12V $19.50 add Emery Allen EA-MR16-7.0W-120D-3090-D - 7W LED MR16 - 3000K 525 Lumens - 90 CRI - 50W Halogen Equivalent - 120° - 12V $17.50 add Emery Allen EA-MR16-3.0W-24D-3090-D - 3W LED MR16 3000K - 290 Lumens - 90 CRI - 20W Halogen Equivalent - 24° Beam Angle - 12V $17.50 add Emery Allen EA-MR16-3.0W-36D-2790-D - 3W LED MR16 2700K - 285 Lumens - 90 CRI - 20W Halogen Equivalent - 36° Beam Angle - 12V $17.50 add Emery Allen EA-MR16-3.0W-36D-3090-D - 3W LED MR16 3000K - 285 Lumens - 90 CRI - 20W Halogen Equivalent - 36° Beam Angle - 12V $17.50 add Emery Allen EA-MR16-3.0W-60D-2790-D - 3W LED MR16 2700K - 285 Lumens - 90 CRI - 20W Halogen Equivalent - 60° Beam Angle - 12V $18.50 add Emery Allen EA-MR16-5.0W-24D-2790-D - 5W LED MR16 2700K - 505 Lumens - 90 CRI - 50W Halogen Equivalent - 24° Beam Angle - 12V $18.50 add Emery Allen EA-MR16-5.0W-36D-3090-D - 5W LED MR16 - 3000K 510 Lumens - 90 CRI - 50W Halogen Equivalent - 36° - 12V $18.50 add Emery Allen EA-MR16-5.0W-60D-3090-D - 5W LED MR16 - 3000K 510 Lumens - 90 CRI - 50W Halogen Equivalent - 60° - 12V $19.50 add Emery Allen EA-MR16-7.0W-36D-2790-D - 7W LED MR16 - 2700K 510 Lumens - 90 CRI - 50W Halogen Equivalent - 36° - 12V $19.50 add Emery Allen EA-MR16-7.0W-36D-3090-D - 7W LED MR16 - 3000K 510 Lumens - 90 CRI - 50W Halogen Equivalent - 36° - 12V GU5.3 3000K - 280 Lumens - 90 CRI - 20W Halogen Equivalent - 15° Beam Angle - 12V Emery Allen EA-MR16-3.0W-15D-3090-D - 3W LED MR16 | 3000 | 90 | 280 | 93.3333 | 25000 | 3 | 1 | 17.5 | 17.5 | 20.5632 | 2020Q3 | https://www.energyavenue.com/Emery-Allen/EA-MR16-3.0W-15D-3090-D | Energy Avenue | 2020 | No
LED Lighting | Downlight | Emery Allen | True |  | LED | MR16 | GU5.3 | Wattage3 Watt5 Watt7 Watt Color Temp.2700K3000K Beam Angle120°15°24°36°60° Product Description Upgrading interior/exterior task lighting has never been easier when you choose this 12V 3W MR16 LED retrofit lamp from Emery Allen. With this product, you'll enjoy solid performance and 3000K of warm white light for up to 25,000 hours. It's compatible with MLV and ELV dimmers and fits most GU5.3 base fixtures. Emery Allen EA-MR16-3.0W-24D-3090-D Features: Direct replacement for 12V 20W incandescent and halogen bulbs Compatible with electronic and magnetic LED dimmers Works with most standard GU5.3 base fixtures Color accuracy of 90+ CRI Beam angle of 24 degrees Lifespan of up to 25,000 hours Emery Allen EA-MR16-3.0W-24D-3090-D Applications: Pendant lights Task lighting Track lighting Landscape lighting Recessed downlights Alternate Product Versions $17.50 add Emery Allen EA-MR16-3.0W-15D-2790-D - 3W LED MR16 2700K - 280 Lumens - 90 CRI - 20W Halogen Equivalent - 15° Beam Angle - 12V $17.50 add Emery Allen EA-MR16-3.0W-24D-2790-D - 3W LED MR16 2700K - 290 Lumens - 90 CRI - 20W Halogen Equivalent - 24° Beam Angle - 12V $17.50 add Emery Allen EA-MR16-3.0W-60D-3090-D - 3W LED MR16 3000K - 285 Lumens - 90 CRI - 20W Halogen Equivalent - 60° Beam Angle - 12V $17.50 add Emery Allen EA-MR16-3.0W-120D-2790-D - 3W LED MR16 2700K - 290 Lumens - 90 CRI - 20W Halogen Equivalent - 120° Beam Angle - 12V $17.50 add Emery Allen EA-MR16-3.0W-120D-3090-D - 3W LED MR16 3000K - 290 Lumens - 90 CRI - 20W Halogen Equivalent - 120° Beam Angle - 12V $18.50 add Emery Allen EA-MR16-5.0W-15D-2790-D - 5W LED MR16 2700K - 500 Lumens - 90 CRI - 50W Halogen Equivalent - 15° Beam Angle - 12V $18.50 add Emery Allen EA-MR16-5.0W-15D-3090-D - 5W LED MR16 3000K - 500 Lumens - 90 CRI - 50W Halogen Equivalent - 15° Beam Angle - 12V $18.50 add Emery Allen EA-MR16-5.0W-24D-3090-D - 5W LED MR16 3000K - 505 Lumens - 90 CRI - 50W Halogen Equivalent - 24° Beam Angle - 12V $18.50 add Emery Allen EA-MR16-5.0W-36D-2790-D - 5W LED MR16 - 2700K 510 Lumens - 90 CRI - 50W Halogen Equivalent - 36° - 12V $18.50 add Emery Allen EA-MR16-5.0W-60D-2790-D - 5W LED MR16 - 2700K 510 Lumens - 90 CRI - 50W Halogen Equivalent - 60° - 12V $18.50 add Emery Allen EA-MR16-5.0W-120D-2790-D - 5W LED MR16 - 2700K 525 Lumens - 90 CRI - 50W Halogen Equivalent - 120° - 12V $18.50 add Emery Allen EA-MR16-5.0W-120D-3090-D - 5W LED MR16 - 3000K 525 Lumens - 90 CRI - 50W Halogen Equivalent - 120° - 12V $19.50 add Emery Allen EA-MR16-7.0W-15D-2790-D - 7W LED MR16 - 2700K 505 Lumens - 90 CRI - 50W Halogen Equivalent - 15° - 12V $19.50 add Emery Allen EA-MR16-7.0W-15D-3090-D - 7W LED MR16 - 3000K 505 Lumens - 90 CRI - 50W Halogen Equivalent - 15° - 12V $19.50 add Emery Allen EA-MR16-7.0W-24D-2790-D - 7W LED MR16 - 2700K 505 Lumens - 90 CRI - 50W Halogen Equivalent - 24° - 12V $19.50 add Emery Allen EA-MR16-7.0W-24D-3090-D - 7W LED MR16 - 3000K 505 Lumens - 90 CRI - 50W Halogen Equivalent - 24° - 12V $19.50 add Emery Allen EA-MR16-7.0W-60D-3090-D - 7W LED MR16 - 3000K 510 Lumens - 90 CRI - 50W Halogen Equivalent - 60° - 12V $19.50 add Emery Allen EA-MR16-7.0W-120D-2790-D - 7W LED MR16 - 2700K 525 Lumens - 90 CRI - 50W Halogen Equivalent - 120° - 12V $19.50 add Emery Allen EA-MR16-7.0W-120D-3090-D - 7W LED MR16 - 3000K 525 Lumens - 90 CRI - 50W Halogen Equivalent - 120° - 12V $17.50 add Emery Allen EA-MR16-3.0W-15D-3090-D - 3W LED MR16 3000K - 280 Lumens - 90 CRI - 20W Halogen Equivalent - 15° Beam Angle - 12V $17.50 add Emery Allen EA-MR16-3.0W-36D-2790-D - 3W LED MR16 2700K - 285 Lumens - 90 CRI - 20W Halogen Equivalent - 36° Beam Angle - 12V $17.50 add Emery Allen EA-MR16-3.0W-36D-3090-D - 3W LED MR16 3000K - 285 Lumens - 90 CRI - 20W Halogen Equivalent - 36° Beam Angle - 12V $17.50 add Emery Allen EA-MR16-3.0W-60D-2790-D - 3W LED MR16 2700K - 285 Lumens - 90 CRI - 20W Halogen Equivalent - 60° Beam Angle - 12V $18.50 add Emery Allen EA-MR16-5.0W-24D-2790-D - 5W LED MR16 2700K - 505 Lumens - 90 CRI - 50W Halogen Equivalent - 24° Beam Angle - 12V $18.50 add Emery Allen EA-MR16-5.0W-36D-3090-D - 5W LED MR16 - 3000K 510 Lumens - 90 CRI - 50W Halogen Equivalent - 36° - 12V $18.50 add Emery Allen EA-MR16-5.0W-60D-3090-D - 5W LED MR16 - 3000K 510 Lumens - 90 CRI - 50W Halogen Equivalent - 60° - 12V $19.50 add Emery Allen EA-MR16-7.0W-36D-2790-D - 7W LED MR16 - 2700K 510 Lumens - 90 CRI - 50W Halogen Equivalent - 36° - 12V $19.50 add Emery Allen EA-MR16-7.0W-36D-3090-D - 7W LED MR16 - 3000K 510 Lumens - 90 CRI - 50W Halogen Equivalent - 36° - 12V GU5.3 3000K - 290 Lumens - 90 CRI - 20W Halogen Equivalent - 24° Beam Angle - 12V Emery Allen EA-MR16-3.0W-24D-3090-D - 3W LED MR16 | 3000 | 90 | 290 | 96.6667 | 25000 | 3 | 1 | 17.5 | 17.5 | 20.5632 | 2020Q3 | https://www.energyavenue.com/Emery-Allen/EA-MR16-3.0W-24D-3090-D | Energy Avenue | 2020 | No
LED Lighting |  | Emery Allen | True |  | LED | MR16 | GU5.3 | Wattage3 Watt5 Watt7 Watt Color Temp.2700K3000K Beam Angle120°15°24°36°60° Product Description The Emery Allen EA-MR16-3.0W-36D-2790-D halogen bulb is a worthy equivalent to standard 20W halogen bulbs. Part of the 12V series, the MR16 LED retrofit lamp is ceramic and polycarbonate material on the outside and energy efficiency on the inside. Once on, enjoy soft white illumination of 2700K color temperature. Emery Allen EA-MR16-3.0W-36D-2790-D Features: Compact size Effective in open and enclosed fixtures Dimming option Emery Allen EA-MR16-3.0W-36D-2790-D Applications: Recessed lighting Track lighting Task lighting Alternate Product Versions $17.50 add Emery Allen EA-MR16-3.0W-15D-2790-D - 3W LED MR16 2700K - 280 Lumens - 90 CRI - 20W Halogen Equivalent - 15° Beam Angle - 12V $17.50 add Emery Allen EA-MR16-3.0W-24D-2790-D - 3W LED MR16 2700K - 290 Lumens - 90 CRI - 20W Halogen Equivalent - 24° Beam Angle - 12V $17.50 add Emery Allen EA-MR16-3.0W-60D-3090-D - 3W LED MR16 3000K - 285 Lumens - 90 CRI - 20W Halogen Equivalent - 60° Beam Angle - 12V $17.50 add Emery Allen EA-MR16-3.0W-120D-2790-D - 3W LED MR16 2700K - 290 Lumens - 90 CRI - 20W Halogen Equivalent - 120° Beam Angle - 12V $17.50 add Emery Allen EA-MR16-3.0W-120D-3090-D - 3W LED MR16 3000K - 290 Lumens - 90 CRI - 20W Halogen Equivalent - 120° Beam Angle - 12V $18.50 add Emery Allen EA-MR16-5.0W-15D-2790-D - 5W LED MR16 2700K - 500 Lumens - 90 CRI - 50W Halogen Equivalent - 15° Beam Angle - 12V $18.50 add Emery Allen EA-MR16-5.0W-15D-3090-D - 5W LED MR16 3000K - 500 Lumens - 90 CRI - 50W Halogen Equivalent - 15° Beam Angle - 12V $18.50 add Emery Allen EA-MR16-5.0W-24D-3090-D - 5W LED MR16 3000K - 505 Lumens - 90 CRI - 50W Halogen Equivalent - 24° Beam Angle - 12V $18.50 add Emery Allen EA-MR16-5.0W-36D-2790-D - 5W LED MR16 - 2700K 510 Lumens - 90 CRI - 50W Halogen Equivalent - 36° - 12V $18.50 add Emery Allen EA-MR16-5.0W-60D-2790-D - 5W LED MR16 - 2700K 510 Lumens - 90 CRI - 50W Halogen Equivalent - 60° - 12V $18.50 add Emery Allen EA-MR16-5.0W-120D-2790-D - 5W LED MR16 - 2700K 525 Lumens - 90 CRI - 50W Halogen Equivalent - 120° - 12V $18.50 add Emery Allen EA-MR16-5.0W-120D-3090-D - 5W LED MR16 - 3000K 525 Lumens - 90 CRI - 50W Halogen Equivalent - 120° - 12V $19.50 add Emery Allen EA-MR16-7.0W-15D-2790-D - 7W LED MR16 - 2700K 505 Lumens - 90 CRI - 50W Halogen Equivalent - 15° - 12V $19.50 add Emery Allen EA-MR16-7.0W-15D-3090-D - 7W LED MR16 - 3000K 505 Lumens - 90 CRI - 50W Halogen Equivalent - 15° - 12V $19.50 add Emery Allen EA-MR16-7.0W-24D-2790-D - 7W LED MR16 - 2700K 505 Lumens - 90 CRI - 50W Halogen Equivalent - 24° - 12V $19.50 add Emery Allen EA-MR16-7.0W-24D-3090-D - 7W LED MR16 - 3000K 505 Lumens - 90 CRI - 50W Halogen Equivalent - 24° - 12V $19.50 add Emery Allen EA-MR16-7.0W-60D-3090-D - 7W LED MR16 - 3000K 510 Lumens - 90 CRI - 50W Halogen Equivalent - 60° - 12V $19.50 add Emery Allen EA-MR16-7.0W-120D-2790-D - 7W LED MR16 - 2700K 525 Lumens - 90 CRI - 50W Halogen Equivalent - 120° - 12V $19.50 add Emery Allen EA-MR16-7.0W-120D-3090-D - 7W LED MR16 - 3000K 525 Lumens - 90 CRI - 50W Halogen Equivalent - 120° - 12V $17.50 add Emery Allen EA-MR16-3.0W-15D-3090-D - 3W LED MR16 3000K - 280 Lumens - 90 CRI - 20W Halogen Equivalent - 15° Beam Angle - 12V $17.50 add Emery Allen EA-MR16-3.0W-24D-3090-D - 3W LED MR16 3000K - 290 Lumens - 90 CRI - 20W Halogen Equivalent - 24° Beam Angle - 12V $17.50 add Emery Allen EA-MR16-3.0W-36D-3090-D - 3W LED MR16 3000K - 285 Lumens - 90 CRI - 20W Halogen Equivalent - 36° Beam Angle - 12V $17.50 add Emery Allen EA-MR16-3.0W-60D-2790-D - 3W LED MR16 2700K - 285 Lumens - 90 CRI - 20W Halogen Equivalent - 60° Beam Angle - 12V $18.50 add Emery Allen EA-MR16-5.0W-24D-2790-D - 5W LED MR16 2700K - 505 Lumens - 90 CRI - 50W Halogen Equivalent - 24° Beam Angle - 12V $18.50 add Emery Allen EA-MR16-5.0W-36D-3090-D - 5W LED MR16 - 3000K 510 Lumens - 90 CRI - 50W Halogen Equivalent - 36° - 12V $18.50 add Emery Allen EA-MR16-5.0W-60D-3090-D - 5W LED MR16 - 3000K 510 Lumens - 90 CRI - 50W Halogen Equivalent - 60° - 12V $19.50 add Emery Allen EA-MR16-7.0W-36D-2790-D - 7W LED MR16 - 2700K 510 Lumens - 90 CRI - 50W Halogen Equivalent - 36° - 12V $19.50 add Emery Allen EA-MR16-7.0W-36D-3090-D - 7W LED MR16 - 3000K 510 Lumens - 90 CRI - 50W Halogen Equivalent - 36° - 12V GU5.3 2700K - 285 Lumens - 90 CRI - 20W Halogen Equivalent - 36° Beam Angle - 12V Emery Allen EA-MR16-3.0W-36D-2790-D - 3W LED MR16 | 2700 | 90 | 285 | 95 |  | 3 | 1 | 17.5 | 17.5 | 20.5632 | 2020Q3 | https://www.energyavenue.com/Emery-Allen/EA-MR16-3.0W-36D-2790-D | Energy Avenue | 2020 | Yes
LED Lighting | Downlight | Emery Allen | True |  | LED | MR16 | GU5.3 | Wattage3 Watt5 Watt7 Watt Color Temp.2700K3000K Beam Angle120°15°24°36°60° Product Description When you want solid performance while conserving energy, this 12V 3W LED MR16 retrofit lamp from Emery Allen will fill the bill. You'll enjoy 3000K of warm white light for up to 25,000 hours, and it's compatible with ELV and MLV dimmers. Fits most standard GU5.3 base fixtures. Emery Allen EA-MR16-3.0W-36D-3090-D Features: Direct replacement for 12V 20W incandescent and halogen lamps Compatible with electronic and magnetic LED dimmers Fits most GU5.3 base fixtures Color accuracy of 90+ CRI Beam angle of 36 degrees Lifespan of up to 25,000 hours Emery Allen EA-MR16-3.0W-36D-3090-D Applications: Task lighting Track lights Downlights Pendant lights Landscape lighting Alternate Product Versions $17.50 add Emery Allen EA-MR16-3.0W-15D-2790-D - 3W LED MR16 2700K - 280 Lumens - 90 CRI - 20W Halogen Equivalent - 15° Beam Angle - 12V $17.50 add Emery Allen EA-MR16-3.0W-24D-2790-D - 3W LED MR16 2700K - 290 Lumens - 90 CRI - 20W Halogen Equivalent - 24° Beam Angle - 12V $17.50 add Emery Allen EA-MR16-3.0W-60D-3090-D - 3W LED MR16 3000K - 285 Lumens - 90 CRI - 20W Halogen Equivalent - 60° Beam Angle - 12V $17.50 add Emery Allen EA-MR16-3.0W-120D-2790-D - 3W LED MR16 2700K - 290 Lumens - 90 CRI - 20W Halogen Equivalent - 120° Beam Angle - 12V $17.50 add Emery Allen EA-MR16-3.0W-120D-3090-D - 3W LED MR16 3000K - 290 Lumens - 90 CRI - 20W Halogen Equivalent - 120° Beam Angle - 12V $18.50 add Emery Allen EA-MR16-5.0W-15D-2790-D - 5W LED MR16 2700K - 500 Lumens - 90 CRI - 50W Halogen Equivalent - 15° Beam Angle - 12V $18.50 add Emery Allen EA-MR16-5.0W-15D-3090-D - 5W LED MR16 3000K - 500 Lumens - 90 CRI - 50W Halogen Equivalent - 15° Beam Angle - 12V $18.50 add Emery Allen EA-MR16-5.0W-24D-3090-D - 5W LED MR16 3000K - 505 Lumens - 90 CRI - 50W Halogen Equivalent - 24° Beam Angle - 12V $18.50 add Emery Allen EA-MR16-5.0W-36D-2790-D - 5W LED MR16 - 2700K 510 Lumens - 90 CRI - 50W Halogen Equivalent - 36° - 12V $18.50 add Emery Allen EA-MR16-5.0W-60D-2790-D - 5W LED MR16 - 2700K 510 Lumens - 90 CRI - 50W Halogen Equivalent - 60° - 12V $18.50 add Emery Allen EA-MR16-5.0W-120D-2790-D - 5W LED MR16 - 2700K 525 Lumens - 90 CRI - 50W Halogen Equivalent - 120° - 12V $18.50 add Emery Allen EA-MR16-5.0W-120D-3090-D - 5W LED MR16 - 3000K 525 Lumens - 90 CRI - 50W Halogen Equivalent - 120° - 12V $19.50 add Emery Allen EA-MR16-7.0W-15D-2790-D - 7W LED MR16 - 2700K 505 Lumens - 90 CRI - 50W Halogen Equivalent - 15° - 12V $19.50 add Emery Allen EA-MR16-7.0W-15D-3090-D - 7W LED MR16 - 3000K 505 Lumens - 90 CRI - 50W Halogen Equivalent - 15° - 12V $19.50 add Emery Allen EA-MR16-7.0W-24D-2790-D - 7W LED MR16 - 2700K 505 Lumens - 90 CRI - 50W Halogen Equivalent - 24° - 12V $19.50 add Emery Allen EA-MR16-7.0W-24D-3090-D - 7W LED MR16 - 3000K 505 Lumens - 90 CRI - 50W Halogen Equivalent - 24° - 12V $19.50 add Emery Allen EA-MR16-7.0W-60D-3090-D - 7W LED MR16 - 3000K 510 Lumens - 90 CRI - 50W Halogen Equivalent - 60° - 12V $19.50 add Emery Allen EA-MR16-7.0W-120D-2790-D - 7W LED MR16 - 2700K 525 Lumens - 90 CRI - 50W Halogen Equivalent - 120° - 12V $19.50 add Emery Allen EA-MR16-7.0W-120D-3090-D - 7W LED MR16 - 3000K 525 Lumens - 90 CRI - 50W Halogen Equivalent - 120° - 12V $17.50 add Emery Allen EA-MR16-3.0W-15D-3090-D - 3W LED MR16 3000K - 280 Lumens - 90 CRI - 20W Halogen Equivalent - 15° Beam Angle - 12V $17.50 add Emery Allen EA-MR16-3.0W-24D-3090-D - 3W LED MR16 3000K - 290 Lumens - 90 CRI - 20W Halogen Equivalent - 24° Beam Angle - 12V $17.50 add Emery Allen EA-MR16-3.0W-36D-2790-D - 3W LED MR16 2700K - 285 Lumens - 90 CRI - 20W Halogen Equivalent - 36° Beam Angle - 12V $17.50 add Emery Allen EA-MR16-3.0W-60D-2790-D - 3W LED MR16 2700K - 285 Lumens - 90 CRI - 20W Halogen Equivalent - 60° Beam Angle - 12V $18.50 add Emery Allen EA-MR16-5.0W-24D-2790-D - 5W LED MR16 2700K - 505 Lumens - 90 CRI - 50W Halogen Equivalent - 24° Beam Angle - 12V $18.50 add Emery Allen EA-MR16-5.0W-36D-3090-D - 5W LED MR16 - 3000K 510 Lumens - 90 CRI - 50W Halogen Equivalent - 36° - 12V $18.50 add Emery Allen EA-MR16-5.0W-60D-3090-D - 5W LED MR16 - 3000K 510 Lumens - 90 CRI - 50W Halogen Equivalent - 60° - 12V $19.50 add Emery Allen EA-MR16-7.0W-36D-2790-D - 7W LED MR16 - 2700K 510 Lumens - 90 CRI - 50W Halogen Equivalent - 36° - 12V $19.50 add Emery Allen EA-MR16-7.0W-36D-3090-D - 7W LED MR16 - 3000K 510 Lumens - 90 CRI - 50W Halogen Equivalent - 36° - 12V GU5.3 3000K - 285 Lumens - 90 CRI - 20W Halogen Equivalent - 36° Beam Angle - 12V Emery Allen EA-MR16-3.0W-36D-3090-D - 3W LED MR16 | 3000 | 90 | 285 | 95 | 25000 | 3 | 1 | 17.5 | 17.5 | 20.5632 | 2020Q3 | https://www.energyavenue.com/Emery-Allen/EA-MR16-3.0W-36D-3090-D | Energy Avenue | 2020 | No
LED Lighting |  | Emery Allen | True |  | LED | MR16 | GU5.3 | Wattage3 Watt5 Watt7 Watt Color Temp.2700K3000K Beam Angle120°15°24°36°60° Product Description Part of the 12V series, the Emery Allen EA-MR16-5.0W-24D-2790-D illuminates 2700K soft yellow-white light at a 24-degree angle. The design can handle the power due to its ceramic and polycarbonate exterior. For more concentrated and intimate settings, dim the device with a compatible driver. The LED MR16 light operates nicely on open and enclosed fixtures. Emery Allen EA-MR16-5.0W-24D-2790-D Features: 25,000 total hours Energy efficient Replaces 35W halogens Emery Allen EA-MR16-5.0W-24D-2790-D Applications: Track lighting Task lighting Landscape lighting Alternate Product Versions $17.50 add Emery Allen EA-MR16-3.0W-15D-2790-D - 3W LED MR16 2700K - 280 Lumens - 90 CRI - 20W Halogen Equivalent - 15° Beam Angle - 12V $17.50 add Emery Allen EA-MR16-3.0W-24D-2790-D - 3W LED MR16 2700K - 290 Lumens - 90 CRI - 20W Halogen Equivalent - 24° Beam Angle - 12V $17.50 add Emery Allen EA-MR16-3.0W-60D-3090-D - 3W LED MR16 3000K - 285 Lumens - 90 CRI - 20W Halogen Equivalent - 60° Beam Angle - 12V $17.50 add Emery Allen EA-MR16-3.0W-120D-2790-D - 3W LED MR16 2700K - 290 Lumens - 90 CRI - 20W Halogen Equivalent - 120° Beam Angle - 12V $17.50 add Emery Allen EA-MR16-3.0W-120D-3090-D - 3W LED MR16 3000K - 290 Lumens - 90 CRI - 20W Halogen Equivalent - 120° Beam Angle - 12V $18.50 add Emery Allen EA-MR16-5.0W-15D-2790-D - 5W LED MR16 2700K - 500 Lumens - 90 CRI - 50W Halogen Equivalent - 15° Beam Angle - 12V $18.50 add Emery Allen EA-MR16-5.0W-15D-3090-D - 5W LED MR16 3000K - 500 Lumens - 90 CRI - 50W Halogen Equivalent - 15° Beam Angle - 12V $18.50 add Emery Allen EA-MR16-5.0W-24D-3090-D - 5W LED MR16 3000K - 505 Lumens - 90 CRI - 50W Halogen Equivalent - 24° Beam Angle - 12V $18.50 add Emery Allen EA-MR16-5.0W-36D-2790-D - 5W LED MR16 - 2700K 510 Lumens - 90 CRI - 50W Halogen Equivalent - 36° - 12V $18.50 add Emery Allen EA-MR16-5.0W-60D-2790-D - 5W LED MR16 - 2700K 510 Lumens - 90 CRI - 50W Halogen Equivalent - 60° - 12V $18.50 add Emery Allen EA-MR16-5.0W-120D-2790-D - 5W LED MR16 - 2700K 525 Lumens - 90 CRI - 50W Halogen Equivalent - 120° - 12V $18.50 add Emery Allen EA-MR16-5.0W-120D-3090-D - 5W LED MR16 - 3000K 525 Lumens - 90 CRI - 50W Halogen Equivalent - 120° - 12V $19.50 add Emery Allen EA-MR16-7.0W-15D-2790-D - 7W LED MR16 - 2700K 505 Lumens - 90 CRI - 50W Halogen Equivalent - 15° - 12V $19.50 add Emery Allen EA-MR16-7.0W-15D-3090-D - 7W LED MR16 - 3000K 505 Lumens - 90 CRI - 50W Halogen Equivalent - 15° - 12V $19.50 add Emery Allen EA-MR16-7.0W-24D-2790-D - 7W LED MR16 - 2700K 505 Lumens - 90 CRI - 50W Halogen Equivalent - 24° - 12V $19.50 add Emery Allen EA-MR16-7.0W-24D-3090-D - 7W LED MR16 - 3000K 505 Lumens - 90 CRI - 50W Halogen Equivalent - 24° - 12V $19.50 add Emery Allen EA-MR16-7.0W-60D-3090-D - 7W LED MR16 - 3000K 510 Lumens - 90 CRI - 50W Halogen Equivalent - 60° - 12V $19.50 add Emery Allen EA-MR16-7.0W-120D-2790-D - 7W LED MR16 - 2700K 525 Lumens - 90 CRI - 50W Halogen Equivalent - 120° - 12V $19.50 add Emery Allen EA-MR16-7.0W-120D-3090-D - 7W LED MR16 - 3000K 525 Lumens - 90 CRI - 50W Halogen Equivalent - 120° - 12V $17.50 add Emery Allen EA-MR16-3.0W-15D-3090-D - 3W LED MR16 3000K - 280 Lumens - 90 CRI - 20W Halogen Equivalent - 15° Beam Angle - 12V $17.50 add Emery Allen EA-MR16-3.0W-24D-3090-D - 3W LED MR16 3000K - 290 Lumens - 90 CRI - 20W Halogen Equivalent - 24° Beam Angle - 12V $17.50 add Emery Allen EA-MR16-3.0W-36D-2790-D - 3W LED MR16 2700K - 285 Lumens - 90 CRI - 20W Halogen Equivalent - 36° Beam Angle - 12V $17.50 add Emery Allen EA-MR16-3.0W-36D-3090-D - 3W LED MR16 3000K - 285 Lumens - 90 CRI - 20W Halogen Equivalent - 36° Beam Angle - 12V $17.50 add Emery Allen EA-MR16-3.0W-60D-2790-D - 3W LED MR16 2700K - 285 Lumens - 90 CRI - 20W Halogen Equivalent - 60° Beam Angle - 12V $18.50 add Emery Allen EA-MR16-5.0W-36D-3090-D - 5W LED MR16 - 3000K 510 Lumens - 90 CRI - 50W Halogen Equivalent - 36° - 12V $18.50 add Emery Allen EA-MR16-5.0W-60D-3090-D - 5W LED MR16 - 3000K 510 Lumens - 90 CRI - 50W Halogen Equivalent - 60° - 12V $19.50 add Emery Allen EA-MR16-7.0W-36D-2790-D - 7W LED MR16 - 2700K 510 Lumens - 90 CRI - 50W Halogen Equivalent - 36° - 12V $19.50 add Emery Allen EA-MR16-7.0W-36D-3090-D - 7W LED MR16 - 3000K 510 Lumens - 90 CRI - 50W Halogen Equivalent - 36° - 12V GU5.3 2700K - 505 Lumens - 90 CRI - 50W Halogen Equivalent - 24° Beam Angle - 12V Emery Allen EA-MR16-5.0W-24D-2790-D - 5W LED MR16 | 2700 | 90 | 505 | 101 |  | 5 | 1 | 18.5 | 18.5 | 21.7382 | 2020Q3 | https://www.energyavenue.com/Emery-Allen/EA-MR16-5.0W-24D-2790-D | Energy Avenue | 2020 | Yes
LED Lighting | Downlight | Emery Allen | True |  | LED | MR16 | GU5.3 | Wattage3 Watt5 Watt7 Watt Color Temp.2700K3000K Beam Angle120°15°24°36°60° Product Description The 12V 5W LED MR16 retrofit lamp from Emery Allen offers you lasting performance without raising your energy consumption. This product allows you to update interior and exterior task lighting while emitting 3000K of warm white light wherever you need a little illumination. It's compatible with MLV and ELV dimmers and works with most standard GU5.3 base fixtures. Product Features: Direct replacement for 35W incandescent and halogen bulbs Compatible with electronic and magnetic LED dimmers Works with most standard GU5.3 base fixtures Color accuracy of 90+ CRI Beam angle of 36 degrees Lifespan of 25,000 hours Applications: Pendant lights Track lighting Task lighting Landscape lighting Recessed down lights Alternate Product Versions $17.50 add Emery Allen EA-MR16-3.0W-15D-2790-D - 3W LED MR16 2700K - 280 Lumens - 90 CRI - 20W Halogen Equivalent - 15° Beam Angle - 12V $17.50 add Emery Allen EA-MR16-3.0W-24D-2790-D - 3W LED MR16 2700K - 290 Lumens - 90 CRI - 20W Halogen Equivalent - 24° Beam Angle - 12V $17.50 add Emery Allen EA-MR16-3.0W-60D-3090-D - 3W LED MR16 3000K - 285 Lumens - 90 CRI - 20W Halogen Equivalent - 60° Beam Angle - 12V $17.50 add Emery Allen EA-MR16-3.0W-120D-2790-D - 3W LED MR16 2700K - 290 Lumens - 90 CRI - 20W Halogen Equivalent - 120° Beam Angle - 12V $17.50 add Emery Allen EA-MR16-3.0W-120D-3090-D - 3W LED MR16 3000K - 290 Lumens - 90 CRI - 20W Halogen Equivalent - 120° Beam Angle - 12V $18.50 add Emery Allen EA-MR16-5.0W-15D-2790-D - 5W LED MR16 2700K - 500 Lumens - 90 CRI - 50W Halogen Equivalent - 15° Beam Angle - 12V $18.50 add Emery Allen EA-MR16-5.0W-15D-3090-D - 5W LED MR16 3000K - 500 Lumens - 90 CRI - 50W Halogen Equivalent - 15° Beam Angle - 12V $18.50 add Emery Allen EA-MR16-5.0W-24D-3090-D - 5W LED MR16 3000K - 505 Lumens - 90 CRI - 50W Halogen Equivalent - 24° Beam Angle - 12V $18.50 add Emery Allen EA-MR16-5.0W-36D-2790-D - 5W LED MR16 - 2700K 510 Lumens - 90 CRI - 50W Halogen Equivalent - 36° - 12V $18.50 add Emery Allen EA-MR16-5.0W-60D-2790-D - 5W LED MR16 - 2700K 510 Lumens - 90 CRI - 50W Halogen Equivalent - 60° - 12V $18.50 add Emery Allen EA-MR16-5.0W-120D-2790-D - 5W LED MR16 - 2700K 525 Lumens - 90 CRI - 50W Halogen Equivalent - 120° - 12V $18.50 add Emery Allen EA-MR16-5.0W-120D-3090-D - 5W LED MR16 - 3000K 525 Lumens - 90 CRI - 50W Halogen Equivalent - 120° - 12V $19.50 add Emery Allen EA-MR16-7.0W-15D-2790-D - 7W LED MR16 - 2700K 505 Lumens - 90 CRI - 50W Halogen Equivalent - 15° - 12V $19.50 add Emery Allen EA-MR16-7.0W-15D-3090-D - 7W LED MR16 - 3000K 505 Lumens - 90 CRI - 50W Halogen Equivalent - 15° - 12V $19.50 add Emery Allen EA-MR16-7.0W-24D-2790-D - 7W LED MR16 - 2700K 505 Lumens - 90 CRI - 50W Halogen Equivalent - 24° - 12V $19.50 add Emery Allen EA-MR16-7.0W-24D-3090-D - 7W LED MR16 - 3000K 505 Lumens - 90 CRI - 50W Halogen Equivalent - 24° - 12V $19.50 add Emery Allen EA-MR16-7.0W-60D-3090-D - 7W LED MR16 - 3000K 510 Lumens - 90 CRI - 50W Halogen Equivalent - 60° - 12V $19.50 add Emery Allen EA-MR16-7.0W-120D-2790-D - 7W LED MR16 - 2700K 525 Lumens - 90 CRI - 50W Halogen Equivalent - 120° - 12V $19.50 add Emery Allen EA-MR16-7.0W-120D-3090-D - 7W LED MR16 - 3000K 525 Lumens - 90 CRI - 50W Halogen Equivalent - 120° - 12V $17.50 add Emery Allen EA-MR16-3.0W-15D-3090-D - 3W LED MR16 3000K - 280 Lumens - 90 CRI - 20W Halogen Equivalent - 15° Beam Angle - 12V $17.50 add Emery Allen EA-MR16-3.0W-24D-3090-D - 3W LED MR16 3000K - 290 Lumens - 90 CRI - 20W Halogen Equivalent - 24° Beam Angle - 12V $17.50 add Emery Allen EA-MR16-3.0W-36D-2790-D - 3W LED MR16 2700K - 285 Lumens - 90 CRI - 20W Halogen Equivalent - 36° Beam Angle - 12V $17.50 add Emery Allen EA-MR16-3.0W-36D-3090-D - 3W LED MR16 3000K - 285 Lumens - 90 CRI - 20W Halogen Equivalent - 36° Beam Angle - 12V $17.50 add Emery Allen EA-MR16-3.0W-60D-2790-D - 3W LED MR16 2700K - 285 Lumens - 90 CRI - 20W Halogen Equivalent - 60° Beam Angle - 12V $18.50 add Emery Allen EA-MR16-5.0W-24D-2790-D - 5W LED MR16 2700K - 505 Lumens - 90 CRI - 50W Halogen Equivalent - 24° Beam Angle - 12V $18.50 add Emery Allen EA-MR16-5.0W-60D-3090-D - 5W LED MR16 - 3000K 510 Lumens - 90 CRI - 50W Halogen Equivalent - 60° - 12V $19.50 add Emery Allen EA-MR16-7.0W-36D-2790-D - 7W LED MR16 - 2700K 510 Lumens - 90 CRI - 50W Halogen Equivalent - 36° - 12V $19.50 add Emery Allen EA-MR16-7.0W-36D-3090-D - 7W LED MR16 - 3000K 510 Lumens - 90 CRI - 50W Halogen Equivalent - 36° - 12V GU5.3 510 Lumens - 90 CRI - 50W Halogen Equivalent - 36° - 12V Emery Allen EA-MR16-5.0W-36D-3090-D - 5W LED MR16 - 3000K | 3000 | 90 | 510 | 102 | 25000 | 5 | 1 | 18.5 | 18.5 | 21.7382 | 2020Q3 | https://www.energyavenue.com/Emery-Allen/EA-MR16-5.0W-36D-3090-D | Energy Avenue | 2020 | No
LED Lighting | Downlight | Emery Allen | True |  | LED | MR16 | GU5.3 | Wattage3 Watt5 Watt7 Watt Color Temp.2700K3000K Beam Angle120°15°24°36°60° Product Description Swap out your old 35W halogen and incandescent bulbs for this 5W LED MR16 from Emery Allen. This is another fine-quality retrofit from a company you can trust, and it allows you to enjoy 3000K of warm white light for up to 35,000 hours. It's compatible with magnetic and electronic dimmers and GU5.3 base fixtures. Product Features: Direct replacement for 35W halogen and incandescent bulbs Compatible with GU5.3 base fixtures Color accuracy of 90+ CRI Dimmable; compatible with MLV and ELV dimmers Lifespan of up to 25,000 hours Applications: Recessed downlights Pendant lights Track lights Landscape lighting Task lighting Alternate Product Versions $17.50 add Emery Allen EA-MR16-3.0W-15D-2790-D - 3W LED MR16 2700K - 280 Lumens - 90 CRI - 20W Halogen Equivalent - 15° Beam Angle - 12V $17.50 add Emery Allen EA-MR16-3.0W-24D-2790-D - 3W LED MR16 2700K - 290 Lumens - 90 CRI - 20W Halogen Equivalent - 24° Beam Angle - 12V $17.50 add Emery Allen EA-MR16-3.0W-60D-3090-D - 3W LED MR16 3000K - 285 Lumens - 90 CRI - 20W Halogen Equivalent - 60° Beam Angle - 12V $17.50 add Emery Allen EA-MR16-3.0W-120D-2790-D - 3W LED MR16 2700K - 290 Lumens - 90 CRI - 20W Halogen Equivalent - 120° Beam Angle - 12V $17.50 add Emery Allen EA-MR16-3.0W-120D-3090-D - 3W LED MR16 3000K - 290 Lumens - 90 CRI - 20W Halogen Equivalent - 120° Beam Angle - 12V $18.50 add Emery Allen EA-MR16-5.0W-15D-2790-D - 5W LED MR16 2700K - 500 Lumens - 90 CRI - 50W Halogen Equivalent - 15° Beam Angle - 12V $18.50 add Emery Allen EA-MR16-5.0W-15D-3090-D - 5W LED MR16 3000K - 500 Lumens - 90 CRI - 50W Halogen Equivalent - 15° Beam Angle - 12V $18.50 add Emery Allen EA-MR16-5.0W-24D-3090-D - 5W LED MR16 3000K - 505 Lumens - 90 CRI - 50W Halogen Equivalent - 24° Beam Angle - 12V $18.50 add Emery Allen EA-MR16-5.0W-36D-2790-D - 5W LED MR16 - 2700K 510 Lumens - 90 CRI - 50W Halogen Equivalent - 36° - 12V $18.50 add Emery Allen EA-MR16-5.0W-60D-2790-D - 5W LED MR16 - 2700K 510 Lumens - 90 CRI - 50W Halogen Equivalent - 60° - 12V $18.50 add Emery Allen EA-MR16-5.0W-120D-2790-D - 5W LED MR16 - 2700K 525 Lumens - 90 CRI - 50W Halogen Equivalent - 120° - 12V $18.50 add Emery Allen EA-MR16-5.0W-120D-3090-D - 5W LED MR16 - 3000K 525 Lumens - 90 CRI - 50W Halogen Equivalent - 120° - 12V $19.50 add Emery Allen EA-MR16-7.0W-15D-2790-D - 7W LED MR16 - 2700K 505 Lumens - 90 CRI - 50W Halogen Equivalent - 15° - 12V $19.50 add Emery Allen EA-MR16-7.0W-15D-3090-D - 7W LED MR16 - 3000K 505 Lumens - 90 CRI - 50W Halogen Equivalent - 15° - 12V $19.50 add Emery Allen EA-MR16-7.0W-24D-2790-D - 7W LED MR16 - 2700K 505 Lumens - 90 CRI - 50W Halogen Equivalent - 24° - 12V $19.50 add Emery Allen EA-MR16-7.0W-24D-3090-D - 7W LED MR16 - 3000K 505 Lumens - 90 CRI - 50W Halogen Equivalent - 24° - 12V $19.50 add Emery Allen EA-MR16-7.0W-60D-3090-D - 7W LED MR16 - 3000K 510 Lumens - 90 CRI - 50W Halogen Equivalent - 60° - 12V $19.50 add Emery Allen EA-MR16-7.0W-120D-2790-D - 7W LED MR16 - 2700K 525 Lumens - 90 CRI - 50W Halogen Equivalent - 120° - 12V $19.50 add Emery Allen EA-MR16-7.0W-120D-3090-D - 7W LED MR16 - 3000K 525 Lumens - 90 CRI - 50W Halogen Equivalent - 120° - 12V $17.50 add Emery Allen EA-MR16-3.0W-15D-3090-D - 3W LED MR16 3000K - 280 Lumens - 90 CRI - 20W Halogen Equivalent - 15° Beam Angle - 12V $17.50 add Emery Allen EA-MR16-3.0W-24D-3090-D - 3W LED MR16 3000K - 290 Lumens - 90 CRI - 20W Halogen Equivalent - 24° Beam Angle - 12V $17.50 add Emery Allen EA-MR16-3.0W-36D-2790-D - 3W LED MR16 2700K - 285 Lumens - 90 CRI - 20W Halogen Equivalent - 36° Beam Angle - 12V $17.50 add Emery Allen EA-MR16-3.0W-36D-3090-D - 3W LED MR16 3000K - 285 Lumens - 90 CRI - 20W Halogen Equivalent - 36° Beam Angle - 12V $17.50 add Emery Allen EA-MR16-3.0W-60D-2790-D - 3W LED MR16 2700K - 285 Lumens - 90 CRI - 20W Halogen Equivalent - 60° Beam Angle - 12V $18.50 add Emery Allen EA-MR16-5.0W-24D-2790-D - 5W LED MR16 2700K - 505 Lumens - 90 CRI - 50W Halogen Equivalent - 24° Beam Angle - 12V $18.50 add Emery Allen EA-MR16-5.0W-36D-3090-D - 5W LED MR16 - 3000K 510 Lumens - 90 CRI - 50W Halogen Equivalent - 36° - 12V $19.50 add Emery Allen EA-MR16-7.0W-36D-2790-D - 7W LED MR16 - 2700K 510 Lumens - 90 CRI - 50W Halogen Equivalent - 36° - 12V $19.50 add Emery Allen EA-MR16-7.0W-36D-3090-D - 7W LED MR16 - 3000K 510 Lumens - 90 CRI - 50W Halogen Equivalent - 36° - 12V GU5.3 510 Lumens - 90 CRI - 50W Halogen Equivalent - 60° - 12V Emery Allen EA-MR16-5.0W-60D-3090-D - 5W LED MR16 - 3000K | 3000 | 90 | 510 | 102 | 35000 | 5 | 1 | 18.5 | 18.5 | 21.7382 | 2020Q3 | https://www.energyavenue.com/Emery-Allen/EA-MR16-5.0W-60D-3090-D | Energy Avenue | 2020 | No
LED Lighting |  | Emery Allen | True |  | LED | MR16 | GU5.3 | Wattage3 Watt5 Watt7 Watt Color Temp.2700K3000K Beam Angle120°15°24°36° Product Description The Emery Allen EA-MR16-7.0W-36D-2790-D is compact and decorative. This is due to the ceramic and polycarbonate exterior. The compact size is powerful enough to replace a 50W halogen bulb. Specifically, the LED MR16 bulb can handle amazing radiance and dim features inside a 36-degree beam angle continuously for 25,000 life hours. Emery Allen EA-MR16-7.0W-36D-2790-D Features: 2700K warm white radiance Perfect for enclosed and open fixtures Energy-efficient retrofit lamp Emery Allen EA-MR16-7.0W-36D-2790-D Applications: Pendants Track lighting Landscape lighting Alternate Product Versions $17.50 add Emery Allen EA-MR16-3.0W-15D-2790-D - 3W LED MR16 2700K - 280 Lumens - 90 CRI - 20W Halogen Equivalent - 15° Beam Angle - 12V $17.50 add Emery Allen EA-MR16-3.0W-24D-2790-D - 3W LED MR16 2700K - 290 Lumens - 90 CRI - 20W Halogen Equivalent - 24° Beam Angle - 12V $17.50 add Emery Allen EA-MR16-3.0W-60D-3090-D - 3W LED MR16 3000K - 285 Lumens - 90 CRI - 20W Halogen Equivalent - 60° Beam Angle - 12V $17.50 add Emery Allen EA-MR16-3.0W-120D-2790-D - 3W LED MR16 2700K - 290 Lumens - 90 CRI - 20W Halogen Equivalent - 120° Beam Angle - 12V $17.50 add Emery Allen EA-MR16-3.0W-120D-3090-D - 3W LED MR16 3000K - 290 Lumens - 90 CRI - 20W Halogen Equivalent - 120° Beam Angle - 12V $18.50 add Emery Allen EA-MR16-5.0W-15D-2790-D - 5W LED MR16 2700K - 500 Lumens - 90 CRI - 50W Halogen Equivalent - 15° Beam Angle - 12V $18.50 add Emery Allen EA-MR16-5.0W-15D-3090-D - 5W LED MR16 3000K - 500 Lumens - 90 CRI - 50W Halogen Equivalent - 15° Beam Angle - 12V $18.50 add Emery Allen EA-MR16-5.0W-24D-3090-D - 5W LED MR16 3000K - 505 Lumens - 90 CRI - 50W Halogen Equivalent - 24° Beam Angle - 12V $18.50 add Emery Allen EA-MR16-5.0W-36D-2790-D - 5W LED MR16 - 2700K 510 Lumens - 90 CRI - 50W Halogen Equivalent - 36° - 12V $18.50 add Emery Allen EA-MR16-5.0W-60D-2790-D - 5W LED MR16 - 2700K 510 Lumens - 90 CRI - 50W Halogen Equivalent - 60° - 12V $18.50 add Emery Allen EA-MR16-5.0W-120D-2790-D - 5W LED MR16 - 2700K 525 Lumens - 90 CRI - 50W Halogen Equivalent - 120° - 12V $18.50 add Emery Allen EA-MR16-5.0W-120D-3090-D - 5W LED MR16 - 3000K 525 Lumens - 90 CRI - 50W Halogen Equivalent - 120° - 12V $19.50 add Emery Allen EA-MR16-7.0W-15D-2790-D - 7W LED MR16 - 2700K 505 Lumens - 90 CRI - 50W Halogen Equivalent - 15° - 12V $19.50 add Emery Allen EA-MR16-7.0W-15D-3090-D - 7W LED MR16 - 3000K 505 Lumens - 90 CRI - 50W Halogen Equivalent - 15° - 12V $19.50 add Emery Allen EA-MR16-7.0W-24D-2790-D - 7W LED MR16 - 2700K 505 Lumens - 90 CRI - 50W Halogen Equivalent - 24° - 12V $19.50 add Emery Allen EA-MR16-7.0W-24D-3090-D - 7W LED MR16 - 3000K 505 Lumens - 90 CRI - 50W Halogen Equivalent - 24° - 12V $19.50 add Emery Allen EA-MR16-7.0W-60D-3090-D - 7W LED MR16 - 3000K 510 Lumens - 90 CRI - 50W Halogen Equivalent - 60° - 12V $19.50 add Emery Allen EA-MR16-7.0W-120D-2790-D - 7W LED MR16 - 2700K 525 Lumens - 90 CRI - 50W Halogen Equivalent - 120° - 12V $19.50 add Emery Allen EA-MR16-7.0W-120D-3090-D - 7W LED MR16 - 3000K 525 Lumens - 90 CRI - 50W Halogen Equivalent - 120° - 12V $17.50 add Emery Allen EA-MR16-3.0W-15D-3090-D - 3W LED MR16 3000K - 280 Lumens - 90 CRI - 20W Halogen Equivalent - 15° Beam Angle - 12V $17.50 add Emery Allen EA-MR16-3.0W-24D-3090-D - 3W LED MR16 3000K - 290 Lumens - 90 CRI - 20W Halogen Equivalent - 24° Beam Angle - 12V $17.50 add Emery Allen EA-MR16-3.0W-36D-2790-D - 3W LED MR16 2700K - 285 Lumens - 90 CRI - 20W Halogen Equivalent - 36° Beam Angle - 12V $17.50 add Emery Allen EA-MR16-3.0W-36D-3090-D - 3W LED MR16 3000K - 285 Lumens - 90 CRI - 20W Halogen Equivalent - 36° Beam Angle - 12V $17.50 add Emery Allen EA-MR16-3.0W-60D-2790-D - 3W LED MR16 2700K - 285 Lumens - 90 CRI - 20W Halogen Equivalent - 60° Beam Angle - 12V $18.50 add Emery Allen EA-MR16-5.0W-24D-2790-D - 5W LED MR16 2700K - 505 Lumens - 90 CRI - 50W Halogen Equivalent - 24° Beam Angle - 12V $18.50 add Emery Allen EA-MR16-5.0W-36D-3090-D - 5W LED MR16 - 3000K 510 Lumens - 90 CRI - 50W Halogen Equivalent - 36° - 12V $18.50 add Emery Allen EA-MR16-5.0W-60D-3090-D - 5W LED MR16 - 3000K 510 Lumens - 90 CRI - 50W Halogen Equivalent - 60° - 12V $19.50 add Emery Allen EA-MR16-7.0W-36D-3090-D - 7W LED MR16 - 3000K 510 Lumens - 90 CRI - 50W Halogen Equivalent - 36° - 12V GU5.3 510 Lumens - 90 CRI - 50W Halogen Equivalent - 36° - 12V Emery Allen EA-MR16-7.0W-36D-2790-D - 7W LED MR16 - 2700K | 2700 | 90 | 510 | 72.8571 | 25000 | 7 | 1 | 19.5 | 19.5 | 22.9133 | 2020Q3 | https://www.energyavenue.com/Emery-Allen/EA-MR16-7.0W-36D-2790-D | Energy Avenue | 2020 | Yes
LED Lighting | Downlight | Emery Allen | True |  | LED | MR16 | GU5.3 | Wattage3 Watt5 Watt7 Watt Color Temp.2700K3000K Beam Angle120°15°24°36°60° Product Description Upgrade your lighting with this 7W LED MR16 lamp from Emery Allen. With is halogen/incandescent retrofit lamp, you'll enjoy 3000K of warm white light for up to 25,000 hours. It's quality crafted from ceramic and PC, and it's compatible with all MR16 GU5.3 base fixtures. Product Features: Direct replacement for 50W incandescent and halogen bulbs Compatible with GU5.3 base fixtures Beam angle of 36 degrees Works with magnetic and electronic LED dimmers Color accuracy of 90+ CRI Lifespan of up to 25,000 hours Applications: Track lighting Landscape lighting Task lighting Recessed downlights Pendant lights Alternate Product Versions $17.50 add Emery Allen EA-MR16-3.0W-15D-2790-D - 3W LED MR16 2700K - 280 Lumens - 90 CRI - 20W Halogen Equivalent - 15° Beam Angle - 12V $17.50 add Emery Allen EA-MR16-3.0W-24D-2790-D - 3W LED MR16 2700K - 290 Lumens - 90 CRI - 20W Halogen Equivalent - 24° Beam Angle - 12V $17.50 add Emery Allen EA-MR16-3.0W-60D-3090-D - 3W LED MR16 3000K - 285 Lumens - 90 CRI - 20W Halogen Equivalent - 60° Beam Angle - 12V $17.50 add Emery Allen EA-MR16-3.0W-120D-2790-D - 3W LED MR16 2700K - 290 Lumens - 90 CRI - 20W Halogen Equivalent - 120° Beam Angle - 12V $17.50 add Emery Allen EA-MR16-3.0W-120D-3090-D - 3W LED MR16 3000K - 290 Lumens - 90 CRI - 20W Halogen Equivalent - 120° Beam Angle - 12V $18.50 add Emery Allen EA-MR16-5.0W-15D-2790-D - 5W LED MR16 2700K - 500 Lumens - 90 CRI - 50W Halogen Equivalent - 15° Beam Angle - 12V $18.50 add Emery Allen EA-MR16-5.0W-15D-3090-D - 5W LED MR16 3000K - 500 Lumens - 90 CRI - 50W Halogen Equivalent - 15° Beam Angle - 12V $18.50 add Emery Allen EA-MR16-5.0W-24D-3090-D - 5W LED MR16 3000K - 505 Lumens - 90 CRI - 50W Halogen Equivalent - 24° Beam Angle - 12V $18.50 add Emery Allen EA-MR16-5.0W-36D-2790-D - 5W LED MR16 - 2700K 510 Lumens - 90 CRI - 50W Halogen Equivalent - 36° - 12V $18.50 add Emery Allen EA-MR16-5.0W-60D-2790-D - 5W LED MR16 - 2700K 510 Lumens - 90 CRI - 50W Halogen Equivalent - 60° - 12V $18.50 add Emery Allen EA-MR16-5.0W-120D-2790-D - 5W LED MR16 - 2700K 525 Lumens - 90 CRI - 50W Halogen Equivalent - 120° - 12V $18.50 add Emery Allen EA-MR16-5.0W-120D-3090-D - 5W LED MR16 - 3000K 525 Lumens - 90 CRI - 50W Halogen Equivalent - 120° - 12V $19.50 add Emery Allen EA-MR16-7.0W-15D-2790-D - 7W LED MR16 - 2700K 505 Lumens - 90 CRI - 50W Halogen Equivalent - 15° - 12V $19.50 add Emery Allen EA-MR16-7.0W-15D-3090-D - 7W LED MR16 - 3000K 505 Lumens - 90 CRI - 50W Halogen Equivalent - 15° - 12V $19.50 add Emery Allen EA-MR16-7.0W-24D-2790-D - 7W LED MR16 - 2700K 505 Lumens - 90 CRI - 50W Halogen Equivalent - 24° - 12V $19.50 add Emery Allen EA-MR16-7.0W-24D-3090-D - 7W LED MR16 - 3000K 505 Lumens - 90 CRI - 50W Halogen Equivalent - 24° - 12V $19.50 add Emery Allen EA-MR16-7.0W-60D-3090-D - 7W LED MR16 - 3000K 510 Lumens - 90 CRI - 50W Halogen Equivalent - 60° - 12V $19.50 add Emery Allen EA-MR16-7.0W-120D-2790-D - 7W LED MR16 - 2700K 525 Lumens - 90 CRI - 50W Halogen Equivalent - 120° - 12V $19.50 add Emery Allen EA-MR16-7.0W-120D-3090-D - 7W LED MR16 - 3000K 525 Lumens - 90 CRI - 50W Halogen Equivalent - 120° - 12V $17.50 add Emery Allen EA-MR16-3.0W-15D-3090-D - 3W LED MR16 3000K - 280 Lumens - 90 CRI - 20W Halogen Equivalent - 15° Beam Angle - 12V $17.50 add Emery Allen EA-MR16-3.0W-24D-3090-D - 3W LED MR16 3000K - 290 Lumens - 90 CRI - 20W Halogen Equivalent - 24° Beam Angle - 12V $17.50 add Emery Allen EA-MR16-3.0W-36D-2790-D - 3W LED MR16 2700K - 285 Lumens - 90 CRI - 20W Halogen Equivalent - 36° Beam Angle - 12V $17.50 add Emery Allen EA-MR16-3.0W-36D-3090-D - 3W LED MR16 3000K - 285 Lumens - 90 CRI - 20W Halogen Equivalent - 36° Beam Angle - 12V $17.50 add Emery Allen EA-MR16-3.0W-60D-2790-D - 3W LED MR16 2700K - 285 Lumens - 90 CRI - 20W Halogen Equivalent - 60° Beam Angle - 12V $18.50 add Emery Allen EA-MR16-5.0W-24D-2790-D - 5W LED MR16 2700K - 505 Lumens - 90 CRI - 50W Halogen Equivalent - 24° Beam Angle - 12V $18.50 add Emery Allen EA-MR16-5.0W-36D-3090-D - 5W LED MR16 - 3000K 510 Lumens - 90 CRI - 50W Halogen Equivalent - 36° - 12V $18.50 add Emery Allen EA-MR16-5.0W-60D-3090-D - 5W LED MR16 - 3000K 510 Lumens - 90 CRI - 50W Halogen Equivalent - 60° - 12V $19.50 add Emery Allen EA-MR16-7.0W-36D-2790-D - 7W LED MR16 - 2700K 510 Lumens - 90 CRI - 50W Halogen Equivalent - 36° - 12V GU5.3 510 Lumens - 90 CRI - 50W Halogen Equivalent - 36° - 12V Emery Allen EA-MR16-7.0W-36D-3090-D - 7W LED MR16 - 3000K | 3000 | 90 | 510 | 72.8571 | 25000 | 7 | 1 | 19.5 | 19.5 | 22.9133 | 2020Q3 | https://www.energyavenue.com/Emery-Allen/EA-MR16-7.0W-36D-3090-D | Energy Avenue | 2020 | No
LED Lighting | A-Type | Maxlite | True | Daylighting/Photocell, | General Purpose Replacement | A19 | GU24 | Damp Location Rated,Use With Timers,Use With Photo and/or Motion Sensors,Recessed Fixtures Home / Light Bulbs / LED / Maxlite - 102491 - E9A19GUD930/JA8 Energy Star Certified; Enclosed Rated 9W A19 LED Lamp - Universal - 810 Lumens - Warm White (3000K) - 92 CRI - 25000 Hours - GU24 (Bi-Pin / Twist & Lock) - 120 to 130V - Frost Maxlite - 102491 - E9A19GUD930/JA8 | 3000 | 91 | 810 | 90 | 25000 | 9 | 1 | 4.69 | 4.69 | 5.5109 | 2020Q2 | https://shop.regencylighting.com/lamps/led/e9a19gud930-ja8-mxt.html | Regency Lighting | 2020 | Yes
LED Lighting | A-Type | RAB Lighting | True |  | General Purpose Replacement | A19 | E26 (Medium) | Damp Location Rated,Recessed Fixtures TypeClear GlassShatterproofWattage5 Watt9 WattColor Temp.2700K Product Description The LED A19 bulb from Rab Lighting offers a direct replacement for your old 40- and 60-watt incandescent lamps. This product provides 2700K of soft white light for up to 15,000 hours. You'll also enjoy complete CEC compliance, and this bulb is Energy Star 2.0 certified. Rab Lighting A19-9-E26-927-F-C Features: Replaces standard 40- and 60-watt incandescent bulbs Input voltage of 120 volts, output of 9 watts Compatible with E26 medium screw fixtures Color accuracy of 90 CRI Dimmable to 10 percent CEC compliant Energy Star 2.0 certified Three-year warranty Lifespan of 15,000 hours Rab Lighting A19-9-E26-927-F-C Features: General purpose use in any lamp with a standard E26 medium screw base Alternate Product Versions $2.88 add RAB A19-9-E26-927-DIM - 10W LED A19 Bulb - 2700K 60 Watt Incandescent Equivalent - 800 Lumens - 90 CRI - 120V $2.88 add RAB A19-9-E26-930-DIM - 10W LED A19 Bulb - 3000K 60 Watt Incandescent Equivalent - 800 Lumens - 90 CRI - 120V $2.88 add RAB A19-9-E26-940-DIM - 10W LED A19 Bulb - 4000K 60 Watt Incandescent Equivalent - 800 Lumens - 90 CRI - 120V $2.88 add RAB A19-9-E26-950-DIM - 10W LED A19 Bulb - 5000K 60 Watt Incandescent Equivalent - 800 Lumens - 90 CRI - 120V $3.63 add RAB A19-5-E26-927-F-C - 5W LED A19 Clear Bulb - 2700K 40 Watt Incandescent Equivalent - 450 Lumens - 90 CRI - 120V 60 Watt Incandescent Equivalent - 810 Lumens - 90 CRI - 120V RAB A19-9-E26-927-F-C - 9W LED A19 Clear Bulb - 2700K | 2700 | 92 | 810 | 90 | 15000 | 9 | 12 | 18 | 1.5 | 1.7626 | 2020Q2 | https://www.energyavenue.com/RAB-Lighting/A19-9-E26-927-F-C | Energy Avenue | 2020 | Yes
LED Lighting | A-Type | TCP | True |  | General Purpose Replacement | A19 | E26 (Medium) | Damp Location Rated,Filament Style HomeLamps, Bulbs, BallastsBulbs - LEDLED - TraditionalLamps - A-Type LED Filament Lamp, A19, 120V, 9 Watt, 810 Lumens, 2700K, 90 CRI, 15,000 Hours. California Quality LED Lamp. Meets all Title 24 JA8-2016-E, Title 20, and ENERGY STAR requirements. TCP LFF60A19D1527KCQ LED A19 Filament Lamp | 2700 | 92 | 810 | 90 | 15000 | 9 | 1 | 7.31 | 7.31 | 8.5895 | 2020Q2 | https://www.platt.com/platt-electric-supply/LED-Traditional-Lamps-A-Type/TCP/LFF60A19D1527KCQ/product.aspx?zpid=1413293 | Platt | 2020 | Yes
LED Lighting | A-Type | TCP | True |  | General Purpose Replacement | A19 | E26 (Medium) | Damp Location Rated,Filament Style HomeLamps, Bulbs, BallastsBulbs - LEDLED - TraditionalLamps - A-Type LED Filament Lamp, A19, 120V, 9 Watt, 810 Lumens, 3000K, 90 CRI, 15,000 Hours TCP LFF60A19D1530KCQ LED Filament Lamp, A19 | 3000 | 90 | 810 | 90 | 15000 | 9 | 1 | 7.31 | 7.31 | 8.5895 | 2020Q2 | https://www.platt.com/platt-electric-supply/LED-Traditional-Lamps-A-Type/TCP/LFF60A19D1530KCQ/product.aspx?zpid=1421488 | Platt | 2020 | Yes
LED Lighting | Reflector | GE |  |  | LED | MR16 | GU5.3 | Product Description The GE 69925 LED7DMR16D840/15 is 7 Watt LED MR16 Lamp, Generation 2. Running on 35 watts, this directional replacement lamp comes in 12V, cool white at 4000Kcolor temperature, initial lumens of 430, 87 CRI, and 15 deg beam angle. GE LED7DMR16D840/15 69925 Features: Center beam candle power: 4000 25,000 rated life hours GX5.3 base GU5.3 35 Watt Equivalent - 12 Volts - GU5.3 Base - 430 Lumens (Initial) - 15 Degree Beam Angle - 87 CRI - 4000 Center Beam Candle Power GE 69925 LED7DMR16D840/15 - 7 Watt LED MR16 Lamp GEN 2 - 4000K | 4000 | 87 | 430 | 61.4286 | 25000 | 7 | 6 | 81 | 13.5 | 15.863 | 2020Q3 | https://www.energyavenue.com/GE/69925 | Energy Avenue | 2020 | Yes
LED Lighting | Reflector | Green Creative | True |  | LED | PAR30 | Medium (E26) | Product Description Green Creative has become one of the leading LED manufacturers in the country because of the quality and durability of their products. The dimmable 14PAR30SNG4DIM/927SP15 16129 PAR30 short neck LED is no different. Running on 14 watts, this light is a direct replacement for 75 watt halogen lamp, resulting in an 80% savings. This LED has a warm white color temperature of 2700K and produces 700 lumens at a 15° beam angle. Rated for 40,000 life hours, this lamp comes with a 5 year warranty. This 120V, medium (E26) base lamp features a high 90 CRI! Features: 90 CRI Dimmable $241 savings per lamp UL listed Suitable for totally enclosed fixtures 50 Lumens per watt Medium (E26) 75 Watt Halogen Equivalent - 14 Watts - 120V - 2700K - 700 Lumens - 15 Degree Beam Angle Green Creative - 16129 - PAR30 Short Neck LED | 2700 | 90 | 700 | 50 | 40000 | 14 | 1 | 21.98 | 21.98 | 25.8273 | 2020Q3 | https://www.energyavenue.com/Green-Creative/16129 | Energy Avenue | 2020 | Yes
LED Lighting | Reflector | Green Creative | True |  | LED | PAR30 | Medium (E26) | Product Description Green Creative has become one of the leading LED manufacturers in the country because of the quality and durability of their products. The Energy Star rated 14.5PAR30G4DIM/930SP15/B 16208 PAR30 LED with black finish is no different. Running on 12.5 watts, this dimmable light is a direct replacement for 75 watt halogen lamp, resulting in an 80% savings. This LED has a warm white color temperature of 3000Kand produces 760 lumens at a 15° beam angle. Rated for 40,000 life hours, this lamp comes with a 5 year warranty. This 120V, medium (E26) base lamp features a high 90 CRI! Features: 90 CRI Energy Star rated Dimmable UL listed Suitable for totally enclosed fixtures 68 Lumens per watt $239 savings per lamp over the course of lifetime Medium (E26) ITEM DISCONTINUED. SUGGESTED ALTERNATIVE: Green Creative 58116 Green Creative - 16208 - PAR30 LED | 3000 | 90 | 760 | 60.8 | 40000 | 12.5 | 1 | 19.98 | 19.98 | 23.4773 | 2020Q3 | https://www.energyavenue.com/Green-Creative/16208 | Energy Avenue | 2020 | Yes
LED Lighting | Reflector | Green Creative | True |  | LED | PAR30 | Medium (E26) | Product Description Green Creative has become one of the leading LED manufacturers in the country because of the quality and durability of their products. The Energy Star rated 12.5PAR30G4DIM/930NF25/B 16209 PAR30 LED with black finish is no different. Running on 12.5 watts, this dimmable light is a direct replacement for 75 watt halogen lamp, resulting in an 80% savings. This LED has a warm white color temperature of 3000Kand produces 850 lumens at a 25° beam angle. Rated for 40,000 life hours, this lamp comes with a 5 year warranty. This 120V, medium (E26) base lamp features a high 90 CRI! Features: 90 CRI Energy Star rated Dimmable UL listed Suitable for totally enclosed fixtures 68 Lumens per watt $239 savings per lamp over the course of lifetime Medium (E26) ITEM DISCONTINUED. SUGGESTED REPLACEMENT: Green Creative 97902 Green Creative - 16209 - PAR30 LED | 3000 | 90 | 850 | 68 | 40000 | 12.5 | 1 | 16.48 | 16.48 | 19.3646 | 2020Q3 | https://www.energyavenue.com/Green-Creative/16209 | Energy Avenue | 2020 | Yes
LED Lighting | Reflector | Green Creative | True |  | LED | PAR30 | Medium (E26) | FinishBlackWhite Product Description Green Creative has become one of the leading LED manufacturers in the country because of the quality and durability of their products. The dimmable 11PAR30SNG4DIM/930NF25/B 16233 PAR30 short neck LED with black finish is no different. Running on 11 watts, this light is a direct replacement for 75 watt halogen lamp, resulting in an 80% savings. This LED has a warm white color temperature of 3000Kand produces 740 lumens at a 25° beam angle. Rated for 40,000 life hours, this lamp comes with a 5 year warranty. This 120V, medium (E26) base lamp features a high 90 CRI! Green Creative 16233 Features: 90 CRI Dimmable $241 savings per lamp UL listed Suitable for totally enclosed fixtures 67 Lumens per watt Alternate Product Versions $14.98 add Green Creative - 11PAR30SNG4DIM/927NF25 - 16130 - PAR30 Short Neck LED 75 Watt Halogen Equivalent - 11 Watts - 120V - 2700K - 705 Lumens Medium (E26) 11PAR30SNG4DIM/930NF25/B - 75 Watt Halogen Equivalent - 700 Lumens - 15 Degree Beam Angle - 120V Green Creative 16233 - 11W PAR30 LED - 2700K - Short Neck - Black | 3000 | 90 | 740 | 67.2727 | 40000 | 11 | 1 | 14.98 | 14.98 | 17.6021 | 2020Q3 | https://www.energyavenue.com/Green-Creative/16233 | Energy Avenue | 2020 | Yes
LED Lighting | A-Type | TCP |  |  |  | A19 |  | Replaces 60W Incandescent Rated for 15000 hours More Information TCP’s California Quality High CRI LED line offers exceptional color consistency and rendering while meeting all requirements for Title 24 JA8-2016-E, Title 20, and ENERGY STAR. Features: Wattage: 9W Type: LED Bulb Shape: A19 Bulb Base: E26 Voltage: 120V Color Temperature: 2700K Lumens: 810 CRI: 90 Replaces 60W Incandescent Rated for 15000 hours *MFG Part Number*: LFF60A19D1527KCQ TCP’s California Quality High CRI LED line offers exceptional color consistency and rendering while meeting all requirements for Title 24 JA8-2016-E, Title 20, and ENERGY STAR. TCP 9W A19 Filament LED Bulb, E26 Base | 2700 | 90 | 810 | 90 | 15000 | 9 | 1 | 7.31 | 7.31 | 8.5895 | 2020Q2 | https://www.lbclighting.com/led/light-bulb-led/tcp-lff60a19d15.html | LBC Lighting | 2020 | Yes
LED Lighting | Reflector | Green Creative | True |  | LED | PAR20 | Medium (E26) | Wattage5.5 Watt6.5 Watt8 Watt Color Temp.3000K4000K Beam Angle25°40° Product Description The Green Creative 5.5PAR20DIM/830NF25/N halogen bulb is a 50W replacement that does more than a standard bulb. The LED PAR20 halogen illuminates 3000K warm white radiance using a 25-degree beam angle. Expect this halogen to last 25,000 total life hours. If it doesn't, the bulb comes with a 3-year warranty. Green Creative 34933 Features: Compact size E26 base Dimming option Green Creative 34933 Applications: Indoor use Dry and wet locations Open and enclosed fixtures Alternate Product Versions $10.98 add Green Creative 34892 - 6.5W LED PAR20 - 2700K 6.5PAR20DIM/927FL40 - 650 Lumens - 95 CRI - 50W Halogen Equivalent - 40° - 120V $10.98 add Green Creative 34893 - 6.5W LED PAR20 - 3000K 6.5PAR20DIM/930SP15 - 550 Lumens - 95 CRI - 50W Halogen Equivalent - 15° - 120V $10.98 add Green Creative 34894 - 6.5W LED PAR20 - 3000K 6.5PAR20DIM/930NF25 - 580 Lumens - 95 CRI - 50W Halogen Equivalent - 25° - 120V $10.98 add Green Creative 34896 - 6.5W LED PAR20 - 4000K 6.5PAR20DIM/940FL40 - 600 Lumens - 95 CRI - 50W Halogen Equivalent - 40° - 120V $10.98 add Green Creative 34897 - 6.5W LED PAR20 - 3000K 6.5PAR20DIM/930FL40/B - 580 Lumens - 95 CRI - 50W Halogen Equivalent - 40° - 120V $7.28 add Green Creative 34934 - 5.5W LED PAR20 - 3000K 5.5PAR20DIM/830FL40/N - 525 Lumens - 82 CRI - 40° - 120V $7.28 add Green Creative 34935 - 5.5W LED PAR20 - 4000K 5.5PAR20DIM/840NF25/N - 525 Lumens - 82 CRI - 25° - 120V $7.28 add Green Creative 34936 - 5.5W LED PAR20 - 4000K 5.5PAR20DIM/840FL40/N - 525 Lumens - 82 CRI - 40° - 120V $10.98 EACASE of 6 add Green Creative 34891 - 6.5 Watt LED PAR20 2700K - E26 6.5PAR20DIM/927NF25 - 50 Watt Halogen Equivalent - 560 Lumens - 95 CRI - 25 Degree Beam Angle - 120V - Dimmable $10.98 add Green Creative 34895 - 6.5W LED PAR20 - 3000K 6.5PAR20DIM/930FL40 - E26 - 50 Watt Halogen Equivalent - 580 Lumens - 95 CRI - 120V - Dimmable $10.98 EACASE of 6 add Green Creative 34890 - 6.5 Watt LED PAR20 2700K - E26 6.5PAR20DIM/927SP15 - 50 Watt Haloge Equivalent - 520 Lumens - 95 CRI - 15 Degree Beam Angle - 120V - Dimmable $6.50 EACASE of 6 add Green Creative - 58106 - 8W LED PAR20 - 2700K 8PAR20DIM/927FL40 - 50 Watt Halogen Equivalent - E26 Medium Base - 535 Lumens - 90 CRI - 40 Degree Beam Angle - Dimmable - 120V $6.50 add Green Creative - 58109 - 8W LED PAR20 - 3000K 8PAR20DIM/930FL40 - 50 Watt Halogen Equivalent - E26 Medium Base - 550 Lumens - 90 CRI - 40 Degree Beam Angle - Dimmable - 120V $6.50 add Green Creative 58112 - 8W LED PAR20 - 4000K 8PAR20DIM/940FL40 - 50W Halogen Equivalent - E26 Medium Base - 570 Lumens - 90 CRI - 40 Degree Beam Angle - Dimmable - 120V Medium (E26) 5.5PAR20DIM/830NF25/N - 525 Lumens - 82 CRI - 25° - 120V Green Creative 34933 - 5.5W LED PAR20 - 3000K | 3000 | 82 | 525 | 95.4545 | 25000 | 5.5 | 1 | 7.28 | 7.28 | 8.5543 | 2020Q3 | https://www.energyavenue.com/Green-Creative/34933 | Energy Avenue | 2020 | Yes
LED Lighting | Reflector | Green Creative | True |  | LED | PAR30 | Medium (E26) | Product Description The Green Creative 10PAR30DIM/830NF25/N's 3000K warm white light is impressive for a compact halogen form factor bulb. If existing compatible dimmer devices work with the LED PAR30, you can tap into its dimming feature. The 75W halogen equivalent bulb is easy to install due to its universally compatible E26 base. Green Creative 34937 Features: 25-degree beam angle 25,000 life hours 3-year warranty Green Creative 34937 Applications: Open fixtures Indoor use Dry and wet locations Medium (E26) 10PAR30DIM/830NF25/N - 950 Lumens - 82 CRI - 25° - 120V Green Creative 34937 - 10W LED PAR30 - 3000K | 3000 | 82 | 950 | 95 | 25000 | 10 | 1 | 7.68 | 7.68 | 9.0243 | 2020Q3 | https://www.energyavenue.com/Green-Creative/34937 | Energy Avenue | 2020 | Yes
LED Lighting | Reflector | Green Creative | True |  | LED | PAR30 | Medium (E26) | Product Description The Green Creative 10PAR30DIM/840NF25/N 75W halogen equivalent bulb shines bright 4000K cool white illumination using a 25-degree beam angle. This powerful beam blankets the room with near-white brightness so everything is visible. If the LED PAR30 light, however, is too bright, a dimming feature is available with a compatible dimmer device. Green Creative 34939 Features: Compact halogen form factor 25,000 life hours E26 base Green Creative 34939 Applications: Dry and wet locations Open fixtures Indoor use Medium (E26) 10PAR30DIM/840NF25/N - 950 Lumens - 82 CRI - 25° - 120V Green Creative 34939 - 10W LED PAR30 - 4000K | 4000 | 82 | 950 | 95 | 25000 | 10 | 1 | 7.68 | 7.68 | 9.0243 | 2020Q3 | https://www.energyavenue.com/Green-Creative/34939 | Energy Avenue | 2020 | Yes
LED Lighting | Reflector | Green Creative | True |  | LED | BR30 | Medium (E26) | Product Description The Green Creative 8BR30DIM927 light bulb's appearance is durable with a shatter-proof polycarbonate lens and a standard E26 base. Turn on the LED BR30 bulb and experience 2700K warm white light with a dimming feature, forward-phase controls, and reverse-phase controls. In case of defects, the light bulb comes with a 3-year warranty. Green Creative 35048 Features: 25,000 life hours 120-degree beam angle 65W incandescent replacement Green Creative 35048 Applications: Enclosed fixtures Dry and damp locations Indoor use Medium (E26) 8BR30DIM927 - 720 Lumens - 92 CRI - 65W Incandescent Equivalent - 120° - 120V Green Creative 35048 - 8W LED BR30 - 2700K | 2700 | 92 | 720 | 90 | 25000 | 8 | 1 | 13.98 | 13.98 | 16.427 | 2020Q3 | https://www.energyavenue.com/Green-Creative/35048 | Energy Avenue | 2020 | Yes
LED Lighting | Reflector | Green Creative | True |  | LED | BR30 | Medium (E26) | Product Description Light up your favorite room with the warm white 13-watt LED lamp from Green Creative. It's energy-efficient and turns out the brightness of a 65-watt incandescent equivalent. This BR30 bulb burns at 2,700K and lasts for 40,000 hours. The frosted white finish makes it ideal for rooms where the bulb can be seen in the fixtures. The 110-degree beam angle and 700 lumens make this light bulb the perfect addition to residential and office lighting systems. Other Features Include: Color Accuracy (CRI) of 92 5-year warranty Dimmable Ideal Applications: Use it in a medium-base bulb fixture for E26 lamps Atmosphere or accent lighting Medium (E26) 13 Watt - 2700K - 110° Beam Angle Green Creative - 40642 - 13BR30G3DIM/927 - R30 LED - 65 Watt Incandescent Equivalent | 2700 | 92 | 700 | 53.8462 | 40000 | 13 | 1 | 6.75 | 6.75 | 7.9315 | 2020Q3 | https://www.energyavenue.com/Green-Creative/40642 | Energy Avenue | 2020 | Yes
LED Lighting | A-Type | TCP | True |  | General Purpose Replacement | A19 | GU24 | Damp Location Rated Damp Location Rated Home / Light Bulbs / LED / LED A-Line / TCP - LED10A19GUDOD30K Energy Star; Damp Location; Suitable for Totally Enclosed Fixtures 9.5W A19 LED Lamp - Universal - 800 Lumens - Warm White (3000K) - 80 CRI - 25000 Hours - GU24 (Bi-Pin / Twist & Lock) - 120 to 130V - White TCP - LED10A19GUDOD30K | 3000 | 82 | 850 | 89.4737 | 25000 | 9.5 | 48 | 180 | 3.75 | 4.4064 | 2020Q3 | https://shop.regencylighting.com/lamps/led/a-line/led10a19gudod30k-tcp.html | Regency Lighting | 2020 | Yes
LED Lighting | A-Type | TCP | True |  | General Purpose Replacement | A19 | GU24 | Damp Location Rated Damp Location Rated Home / Light Bulbs / LED / LED A-Line / TCP - LED10A19GUDOD41K Energy Star; Damp Location; Suitable for Totally Enclosed Fixtures 9.5W A19 LED Lamp - Universal - 800 Lumens - Cool White (4100K) - 80 CRI - 25000 Hours - GU24 (Bi-Pin / Twist & Lock) - 120 to 130V - White TCP - LED10A19GUDOD41K | 4000 | 84 | 850 | 89.4737 | 25000 | 9.5 | 48 | 180 | 3.75 | 4.4064 | 2020Q3 | https://shop.regencylighting.com/lamps/led/a-line/led10a19gudod41k-tcp.html | Regency Lighting | 2020 | Yes
LED Lighting | Downlight | Green Creative | True |  | LED | MR16 | GU5.3 | Wattage6 Watt7 Watt7.5 Watt Color Temp.2700K3000K4000K Base TypeGU10GU5.3 Product Description Running on 6 watts, Green Creative 6MR16DIM/827FL35 57984, replaces 50 watt halogen resulting to 80% energy savings. This dimmable LED has a 2700k color temperature (warm white). Produces a total of 480 initial lumens, at 35° flood beam angle. Green Creative 57984 is 120V GU5.3 base lamp suitable for totally enclosed fixtures. Rated for 25,000 life hours, this lamp comes with a 3 year warranty. Features: UL listed Suitable for enclosed Fixtures Smooth Dimming Applications: Ambient and accent lighting Recessed downlight Track lighting Alternate Product Versions $15.88 EACASE of 12 add Green Creative 98481 - 7W LED MR16 Bulb - 2700K 7MR16DIM/927SP15 - 580 Lumens - 92 CRI - 75W Halogen Equivalent - 15° - 12V $15.88 EACASE of 12 add Green Creative 98486 - 7.5W LED MR16 Bulb - 3000K 7.5MR16DIM/930FL35 - 580 Lumens - 92 CRI - 75W Halogen Equivalent - 35° - 12V $15.88 EACASE of 12 add Green Creative 98483 - 7.5W LED MR16 Bulb - 2700K 7.5MR16DIM/927FL35 - 580 Lumens - 92 CRI - 75W Halogen Equivalent - 35° - 12V $15.88 EACASE of 12 add Green Creative 98484 - 7W LED MR16 - 3000K 7MR16DIM/930SP15 - 580 Lumens - 92 CRI - 75W Halogen Equivalent - 15° - 12V $8.98 EACASE of 12 add Green Creative - 57985 - 6MR16DIM/830FL35 - LED MR16 Flood GU5.3 - 6 Watt - 50 Watt Halogen Equal - 3000K $8.98 EACASE of 12 add Green Creative - 57986 - 6MR16DIM/840FL35 - LED MR16 Flood GU5.3 - 6 Watt - 50 Watt Halogen Equal - 4000K $8.98 EACASE of 12 add Green Creative 57987 - 6W LED MR16 Flood - 2700K GU10 - 6GU10DIM/827FL35 - 50 Watt Halogen Equal $8.98 EACASE of 12 add Green Creative 57988 - 6W MR16 LED - 3000K 6GU10DIM/830FL35 - 50 Watt Halogen Equivalent - 120V - GU10 Base - 35 Deg Beam Angle - Dimmable $7.98 add Green Creative 58285 - 6W LED MR16 - 2700K - GU5.3 6MR16DIM/827FL35/35W - 35W Halogen Equivalent - 425 Lumens - 82 CRI - 35 Degree Beam Angle - 12V $7.98 add Green Creative 58286 - 6W LED MR16 Bulb - 3000K 6MR16DIM/830FL35/35W - 450 Lumens - 82 CRI - 35W Halogen Equivalent - 35° - 12V GU5.3 6MR16DIM/827FL35 - 50 Watt Halogen Equal - 480 Lumens - 82 CRI - Dimmable - 35° Beam Angle - 12V Green Creative 57984 - 6W LED MR16 2700K - GU5.3 | 2700 | 82 | 480 | 80 | 25000 | 6 | 1 | 8.98 | 8.98 | 10.5518 | 2020Q3 | https://www.energyavenue.com/Green-Creative/57984 | Energy Avenue | 2020 | No
LED Lighting | Downlight | Green Creative | True |  | LED | MR16 | GU5.3 | Wattage6 Watt7 Watt7.5 Watt Color Temp.2700K3000K4000K Base TypeGU10GU5.3 Product Description Green Creative 57985 replaces Green Creative 40759 Running on 6 watts, Green Creative 6MR16DIM/830FL35 57985, replaces 50 watt halogen resulting to 80% energy savings. This dimmable LED has a 3000Kcolor temperature (warm white). Produces a total of 500 initial lumens, at 35° flood beam angle. Green Creative 57985 is 120V GU5.3 base lamp suitable for totally enclosed fixtures. Rated for 25,000 life hours, this lamp comes with a 3 year warranty. Features: UL listed Suitable for enclosed Fixtures Smooth Dimming Applications: Ambient and accent lighting Recessed downlight Track lighting Alternate Product Versions $15.88 EACASE of 12 add Green Creative 98481 - 7W LED MR16 Bulb - 2700K 7MR16DIM/927SP15 - 580 Lumens - 92 CRI - 75W Halogen Equivalent - 15° - 12V $15.88 EACASE of 12 add Green Creative 98486 - 7.5W LED MR16 Bulb - 3000K 7.5MR16DIM/930FL35 - 580 Lumens - 92 CRI - 75W Halogen Equivalent - 35° - 12V $15.88 EACASE of 12 add Green Creative 98483 - 7.5W LED MR16 Bulb - 2700K 7.5MR16DIM/927FL35 - 580 Lumens - 92 CRI - 75W Halogen Equivalent - 35° - 12V $15.88 EACASE of 12 add Green Creative 98484 - 7W LED MR16 - 3000K 7MR16DIM/930SP15 - 580 Lumens - 92 CRI - 75W Halogen Equivalent - 15° - 12V $8.98 EACASE of 12 add Green Creative 57984 - 6W LED MR16 2700K - GU5.3 6MR16DIM/827FL35 - 50 Watt Halogen Equal - 480 Lumens - 82 CRI - Dimmable - 35° Beam Angle - 12V $8.98 EACASE of 12 add Green Creative - 57986 - 6MR16DIM/840FL35 - LED MR16 Flood GU5.3 - 6 Watt - 50 Watt Halogen Equal - 4000K $8.98 EACASE of 12 add Green Creative 57987 - 6W LED MR16 Flood - 2700K GU10 - 6GU10DIM/827FL35 - 50 Watt Halogen Equal $8.98 EACASE of 12 add Green Creative 57988 - 6W MR16 LED - 3000K 6GU10DIM/830FL35 - 50 Watt Halogen Equivalent - 120V - GU10 Base - 35 Deg Beam Angle - Dimmable $7.98 add Green Creative 58285 - 6W LED MR16 - 2700K - GU5.3 6MR16DIM/827FL35/35W - 35W Halogen Equivalent - 425 Lumens - 82 CRI - 35 Degree Beam Angle - 12V $7.98 add Green Creative 58286 - 6W LED MR16 Bulb - 3000K 6MR16DIM/830FL35/35W - 450 Lumens - 82 CRI - 35W Halogen Equivalent - 35° - 12V GU5.3 GU5.3 - 6 Watt - 50 Watt Halogen Equal - 3000K Green Creative - 57985 - 6MR16DIM/830FL35 - LED MR16 Flood | 3000 | 82 | 500 | 83.3333 | 25000 | 6 | 1 | 8.98 | 8.98 | 10.5518 | 2020Q3 | https://www.energyavenue.com/Green-Creative/57985 | Energy Avenue | 2020 | No
LED Lighting | Downlight | Green Creative | True |  | LED | MR16 | GU5.3 | Wattage6 Watt7 Watt7.5 Watt Color Temp.2700K3000K4000K Product Description Green Creative 57986 replaces Green Creative 40760 Running on 6 watts, Green Creative 6MR16DIM/840FL35 57986, replaces 50 watt halogen resulting to 80% energy savings. This dimmable LED has a 4000Kcolor temperature (warm white). Produces a total of 520 initial lumens, at 35° flood beam angle. Green Creative 57986 is 12V GU5.3 base lamp suitable for totally enclosed fixtures. Rated for 25,000 life hours, this lamp comes with a 3 year warranty. Features: UL listed Suitable for enclosed Fixtures Smooth Dimming Applications: Ambient and accent lighting Recessed downlight Track lighting Alternate Product Versions $15.88 EACASE of 12 add Green Creative 98481 - 7W LED MR16 Bulb - 2700K 7MR16DIM/927SP15 - 580 Lumens - 92 CRI - 75W Halogen Equivalent - 15° - 12V $15.88 EACASE of 12 add Green Creative 98486 - 7.5W LED MR16 Bulb - 3000K 7.5MR16DIM/930FL35 - 580 Lumens - 92 CRI - 75W Halogen Equivalent - 35° - 12V $15.88 EACASE of 12 add Green Creative 98483 - 7.5W LED MR16 Bulb - 2700K 7.5MR16DIM/927FL35 - 580 Lumens - 92 CRI - 75W Halogen Equivalent - 35° - 12V $15.88 EACASE of 12 add Green Creative 98484 - 7W LED MR16 - 3000K 7MR16DIM/930SP15 - 580 Lumens - 92 CRI - 75W Halogen Equivalent - 15° - 12V $8.98 EACASE of 12 add Green Creative 57984 - 6W LED MR16 2700K - GU5.3 6MR16DIM/827FL35 - 50 Watt Halogen Equal - 480 Lumens - 82 CRI - Dimmable - 35° Beam Angle - 12V $8.98 EACASE of 12 add Green Creative - 57985 - 6MR16DIM/830FL35 - LED MR16 Flood GU5.3 - 6 Watt - 50 Watt Halogen Equal - 3000K $8.98 EACASE of 12 add Green Creative 57987 - 6W LED MR16 Flood - 2700K GU10 - 6GU10DIM/827FL35 - 50 Watt Halogen Equal $8.98 EACASE of 12 add Green Creative 57988 - 6W MR16 LED - 3000K 6GU10DIM/830FL35 - 50 Watt Halogen Equivalent - 120V - GU10 Base - 35 Deg Beam Angle - Dimmable $7.98 add Green Creative 58285 - 6W LED MR16 - 2700K - GU5.3 6MR16DIM/827FL35/35W - 35W Halogen Equivalent - 425 Lumens - 82 CRI - 35 Degree Beam Angle - 12V $7.98 add Green Creative 58286 - 6W LED MR16 Bulb - 3000K 6MR16DIM/830FL35/35W - 450 Lumens - 82 CRI - 35W Halogen Equivalent - 35° - 12V GU5.3 GU5.3 - 6 Watt - 50 Watt Halogen Equal - 4000K Green Creative - 57986 - 6MR16DIM/840FL35 - LED MR16 Flood | 4000 | 82 | 520 | 86.6667 | 25000 | 6 | 1 | 8.98 | 8.98 | 10.5518 | 2020Q3 | https://www.energyavenue.com/Green-Creative/57986 | Energy Avenue | 2020 | No
LED Lighting | Downlight | Green Creative | True |  | LED | MR16 | GU10 | Wattage6 Watt7 Watt7.5 Watt Color Temp.2700K3000K4000K Base TypeGU10GU5.3 Product Description Running on 6 watts, Green Creative 6GU10DIM/827FL35 57987, replaces 50 watt halogen resulting to 80% energy savings. This dimmable LED has a 2700k color temperature (warm white). Produces a total of 480 initial lumens, at 35° flood beam angle. Green Creative 57987 is 120V GU10 base lamp suitable for totally enclosed fixtures with advance thermal design. Rated for 25,000 life hours, this lamp comes with a 3 year warranty. Features: UL listed Suitable for enclosed Fixtures Smooth Dimming Applications: Ambient and accent lighting Recessed downlight Track lighting Alternate Product Versions $15.88 EACASE of 12 add Green Creative 98481 - 7W LED MR16 Bulb - 2700K 7MR16DIM/927SP15 - 580 Lumens - 92 CRI - 75W Halogen Equivalent - 15° - 12V $15.88 EACASE of 12 add Green Creative 98486 - 7.5W LED MR16 Bulb - 3000K 7.5MR16DIM/930FL35 - 580 Lumens - 92 CRI - 75W Halogen Equivalent - 35° - 12V $15.88 EACASE of 12 add Green Creative 98483 - 7.5W LED MR16 Bulb - 2700K 7.5MR16DIM/927FL35 - 580 Lumens - 92 CRI - 75W Halogen Equivalent - 35° - 12V $15.88 EACASE of 12 add Green Creative 98484 - 7W LED MR16 - 3000K 7MR16DIM/930SP15 - 580 Lumens - 92 CRI - 75W Halogen Equivalent - 15° - 12V $8.98 EACASE of 12 add Green Creative 57984 - 6W LED MR16 2700K - GU5.3 6MR16DIM/827FL35 - 50 Watt Halogen Equal - 480 Lumens - 82 CRI - Dimmable - 35° Beam Angle - 12V $8.98 EACASE of 12 add Green Creative - 57985 - 6MR16DIM/830FL35 - LED MR16 Flood GU5.3 - 6 Watt - 50 Watt Halogen Equal - 3000K $8.98 EACASE of 12 add Green Creative - 57986 - 6MR16DIM/840FL35 - LED MR16 Flood GU5.3 - 6 Watt - 50 Watt Halogen Equal - 4000K $8.98 EACASE of 12 add Green Creative 57988 - 6W MR16 LED - 3000K 6GU10DIM/830FL35 - 50 Watt Halogen Equivalent - 120V - GU10 Base - 35 Deg Beam Angle - Dimmable $7.98 add Green Creative 58285 - 6W LED MR16 - 2700K - GU5.3 6MR16DIM/827FL35/35W - 35W Halogen Equivalent - 425 Lumens - 82 CRI - 35 Degree Beam Angle - 12V $7.98 add Green Creative 58286 - 6W LED MR16 Bulb - 3000K 6MR16DIM/830FL35/35W - 450 Lumens - 82 CRI - 35W Halogen Equivalent - 35° - 12V GU10 GU10 - 6GU10DIM/827FL35 - 50 Watt Halogen Equal Green Creative 57987 - 6W LED MR16 Flood - 2700K | 2700 | 82 | 480 | 80 | 25000 | 6 | 1 | 8.98 | 8.98 | 10.5518 | 2020Q3 | https://www.energyavenue.com/Green-Creative/57987 | Energy Avenue | 2020 | No
LED Lighting | Reflector | Green Creative | True |  | LED | PAR16 | Medium (E26) | Product Description The Green Creative 57990 6 Watt LED E26 Dimmable PAR16 Bulb is an extremely energy efficient light bulb, operating on only 6 Watts. This PAR16 bulb replaces your 60 Watt halogen bulbs. The 57990 emits 480 Lumens of 2700K Warm White Light. This product has a life expectancy of 25,000 life hours and is covered by a 3 year warranty. Features: Suitable for use in totally enclosed fixtures Smooth dimming with most existing installations Compact form factor, fits most fixtures Medium (E26) 6W - 60 Watt Halogen Equivalent - E26 - 35 Degree - 2700K Green Creative - 57990 - 6PAR16DIM/827FL35 - LED PAR16 Bulb | 2700 | 82 | 480 | 80 | 25000 | 6 | 1 | 8.98 | 8.98 | 10.5518 | 2020Q3 | https://www.energyavenue.com/Green-Creative/57990 | Energy Avenue | 2020 | Yes
LED Lighting | Reflector | Green Creative | True |  | LED | PAR16 | Medium (E26) | Product Description The Green Creative 57991 6 Watt LED E26 Dimmable PAR16 Bulb is an extremely energy efficient light bulb, operating on only 6 Watts. This PAR16 bulb replaces your 60 Watt halogen bulbs. The 57991 emits 500 Lumens of 3000KWarm White Light. This product has a life expectancy of 25,000 life hours and is covered by a 3 year warranty. Features: Suitable for use in totally enclosed fixtures Smooth dimming with most existing installations Compact form factor, fits most fixtures Medium (E26) 6W - 60 Watt Halogen Equivalent - E26 - 35 Degree - 3000K Green Creative - 57991 - 6PAR16DIM/830FL35 - LED PAR16 Bulb | 3000 | 82 | 500 | 83.3333 | 25000 | 6 | 1 | 8.98 | 8.98 | 10.5518 | 2020Q3 | https://www.energyavenue.com/Green-Creative/57991 | Energy Avenue | 2020 | Yes
LED Lighting | Reflector | Green Creative | True |  | LED | R20 | Medium (E26) | Product Description The Green Creative 58001 6.5 Watt LED E26 Dimmable R20 Bulb is an extremely energy efficient light bulb, operating on only 6.5 Watts. This R20 bulb replaces your 45 Watt halogen bulbs. The 58001 emits 500 Lumens of 2700K Warm White Light. This product has a life expectancy of 25,000 life hours and is covered by a 3 year warranty. Features: Revolutionary CLOUD design 50% lighter due to environmentally friendly construction Smooth warm dimming from 2700K-2200K CCT Comfortable warm diffused light Medium (E26) 6.5W - 45 Watt Incandescent Equivalent - E26 - 2700K - Dimmable Green Creative - 58001 - 6.5R20DIM/8CCTD - LED R20 Bulb | 2700 | 82 | 500 | 76.9231 | 25000 | 6.5 | 1 | 7.88 | 7.88 | 9.2593 | 2020Q3 | https://www.energyavenue.com/Green-Creative/58001 | Energy Avenue | 2020 | Yes
LED Lighting | Downlight | Green Creative | False |  | LED | A19 | Medium (E26) | Wattage10 Watt11 Watt6 Watt8 Watt9 Watt9.5 Watt Color Temp.2400K2700K3000K4000K Base TypeMedium (E26) Product Description The 58038 LED from Green Creative is an excellent choice for energy savings. Running on only 9 watts, this lamp replaces a 60 watt incandescent lamp. Armed with a 3 year warranty, this lamp is rated for 25,000 hours of life. Producing a color temperature of 3000K, this bulb produces a warm white color temperature creating a welcoming atmosphere suitable for all occasions. This A19 LED bulb is has an universal voltage. Features: Omnidirectional Light Compact Form Fit Most Fixtures 120-277V Applications: General Lighting Downlighting Uplighting Alternate Product Versions $3.58 EACASE of 6 add Green Creative 97985 - 6W LED A19 - 2700K 6A19DIM/827 - 480 Lumens - 82 CRI - 40W Incandescent Equivalent - 230° - 120V $7.58 EACASE of 6 add Green Creative 98140 - 11W LED A19 - 4000K 11A19DIM/840 - 1200 Lumens - 82 CRI - 75W Incandescent Equivalent - 240° - 120V $12.58 add Green Creative 98564 - 9 Watt LED A19 4000K - E26 9A19/940/277V - 60 Watt Incandescent Equivalent - 860 Lumens - 92 CRI - 120-277V - Dimmable $7.98 add Green Creative 98559 - 9 Watt LED A19 2700K - E26 9A19DIM/927 - 60 Watt Incandescent Equivalent - 800 Lumens - 92 CRI - 120V - Dimmable $4.98 add Green Creative 98565 - 9 Watt LED A19 2700K - GU24 9A19DIM/927/GU24/R - 60 Watt Incandescent Equivalent - 800 Lumens - 92 CRI - 120V - Dimmable $13.98 add Green Creative - 28395 - 9A19DIM/927 - LED A19 Bulb 9W - E26 - 2700K - Dimmable $3.90 add Green Creative - 40741 - 9A19G4DIM/824 - A19 LED - 60 Watt Equivalent 9 Watt - 120V - E26 Medium Base - 2400K - Warm White - 700 Lumens (Initial) - 300 Degree Beam Angle - Dimmable $7.95 add Green Creative - 57883 - 9.5A19DIM/8CCTD - Omni-Directional A19 - 9.5 Watt 60W Equal - 2200-2700K Warm Dim - 800 Lumens $9.98 add Green Creative - 97780 - 9A19DIM/827 - A19 LED Bulb Medium E26 Base - 9 Watt - 60 Watt Incandescent Equivalent - 2700K $9.98 add Green Creative - 97781 - 9A19DIM/830 - A19 LED Bulb Medium E26 Base - 9 Watt - 60 Watt Incandescent Equivalent - 3000K $9.98 add Green Creative - 97782 - 9A19DIM/840 - A19 LED Bulb Medium E26 Base - 9 Watt - 60 Watt Incandescent Equivalent - 4000K $5.00 add Green Creative 97965 - 10W LED A19 Bulb - 3000K 10A19DIM/830 - 1150 Lumens - 82 CRI - 75W Incandescent Equivalent - 240° - 120V $4.68 add Green Creative 98012 - 8W LED A19 - 3000K - E26 8A19DIM/830 - 60 Watt Incandescent Equivalent - 810 Lumens - 82 CRI - 230° Beam Angle - 120V $4.68 EACASE of 6 add Green Creative 98013 - 8W LED A19 Bulb - 4000K 8A19DIM/840 - 810 Lumens - 82 CRI - 60W Incandescent Equivalent - 230° - 120V Medium (E26) E26 - 9 Watt - 60 Watt Incandescent Equal - 3000K Green Creative - 58038 - 9A19/830/277V - A19 LED | 3000 | 82 | 820 | 91.1111 | 25000 | 9 | 1 | 12.98 | 12.98 | 15.252 | 2020Q3 | https://www.energyavenue.com/Green-Creative/58038 | Energy Avenue | 2020 | No
LED Lighting | Reflector | Green Creative | True |  | LED | BR30 | Medium (E26) | Product Description The Green Creative 58048 9.5 Watt LED E26 Dimmable BR30 Bulb is an extremely energy efficient light bulb, operating on only 9.5 Watts. This BR30 bulb replaces your 65 Watt incandescent bulbs. The 58048 emits 700 Lumens of 2700K Warm White Light. This product has a life expectancy of 25,000 life hours and is covered by a 3 year warranty. Features: Revolutionary CLOUD design 60% lighter due to environmentally friendly construction Exceptional color rendering CRI 90 Richer reds and natural skin tones (R9 49, R13 94) Tight LED binning for consistent CCT across all lamps Suitable for use in totally enclosed fixtures Medium (E26) Cloud - 9.5W - 65 Watt Incandescent Equivalent - E26 - 2700K - Dimmable Green Creative - 58048 - 9.5BR30DIM/927 - LED BR30 Bulb | 2700 | 90 | 700 | 73.6842 | 25000 | 9.5 | 1 | 2.85 | 2.85 | 3.3489 | 2020Q3 | https://www.energyavenue.com/Green-Creative/58048 | Energy Avenue | 2020 | Yes
LED Lighting | Reflector | Green Creative | True |  | LED | PAR20 | Medium (E26) | Wattage5.5 Watt6.5 Watt8 Watt Color Temp.2700K3000K4000K Product Description The Green Creative 58106 8 Watt LED E26 PAR20 Bulb is an extremely energy efficient light bulb, operating on only 8 Watts. This PAR30 bulb replaces your 50 Watt halogen bulbs. The 58106 emits 535 Lumens of 2700K Warm White Light. This PAR20 LED has a life expectancy of 50,000 life hours and is covered by a 5 year warranty. Green Creative 8PAR20DIM/927FL40 58106 Features: Full-face REFINE optic and sleek design Exceptional color rendering CRI 90 Richer reds and natural skin tones (R9 65, R13 90) Tight LED binning for consistent CCT across all lamps Suitable for use in totally enclosed fixtures Alternate Product Versions $10.98 add Green Creative 34892 - 6.5W LED PAR20 - 2700K 6.5PAR20DIM/927FL40 - 650 Lumens - 95 CRI - 50W Halogen Equivalent - 40° - 120V $10.98 add Green Creative 34893 - 6.5W LED PAR20 - 3000K 6.5PAR20DIM/930SP15 - 550 Lumens - 95 CRI - 50W Halogen Equivalent - 15° - 120V $10.98 add Green Creative 34894 - 6.5W LED PAR20 - 3000K 6.5PAR20DIM/930NF25 - 580 Lumens - 95 CRI - 50W Halogen Equivalent - 25° - 120V $10.98 add Green Creative 34896 - 6.5W LED PAR20 - 4000K 6.5PAR20DIM/940FL40 - 600 Lumens - 95 CRI - 50W Halogen Equivalent - 40° - 120V $10.98 add Green Creative 34897 - 6.5W LED PAR20 - 3000K 6.5PAR20DIM/930FL40/B - 580 Lumens - 95 CRI - 50W Halogen Equivalent - 40° - 120V $7.28 add Green Creative 34933 - 5.5W LED PAR20 - 3000K 5.5PAR20DIM/830NF25/N - 525 Lumens - 82 CRI - 25° - 120V $7.28 add Green Creative 34934 - 5.5W LED PAR20 - 3000K 5.5PAR20DIM/830FL40/N - 525 Lumens - 82 CRI - 40° - 120V $7.28 add Green Creative 34935 - 5.5W LED PAR20 - 4000K 5.5PAR20DIM/840NF25/N - 525 Lumens - 82 CRI - 25° - 120V $7.28 add Green Creative 34936 - 5.5W LED PAR20 - 4000K 5.5PAR20DIM/840FL40/N - 525 Lumens - 82 CRI - 40° - 120V $10.98 EACASE of 6 add Green Creative 34891 - 6.5 Watt LED PAR20 2700K - E26 6.5PAR20DIM/927NF25 - 50 Watt Halogen Equivalent - 560 Lumens - 95 CRI - 25 Degree Beam Angle - 120V - Dimmable $10.98 add Green Creative 34895 - 6.5W LED PAR20 - 3000K 6.5PAR20DIM/930FL40 - E26 - 50 Watt Halogen Equivalent - 580 Lumens - 95 CRI - 120V - Dimmable $10.98 EACASE of 6 add Green Creative 34890 - 6.5 Watt LED PAR20 2700K - E26 6.5PAR20DIM/927SP15 - 50 Watt Haloge Equivalent - 520 Lumens - 95 CRI - 15 Degree Beam Angle - 120V - Dimmable $6.50 add Green Creative - 58109 - 8W LED PAR20 - 3000K 8PAR20DIM/930FL40 - 50 Watt Halogen Equivalent - E26 Medium Base - 550 Lumens - 90 CRI - 40 Degree Beam Angle - Dimmable - 120V $6.50 add Green Creative 58112 - 8W LED PAR20 - 4000K 8PAR20DIM/940FL40 - 50W Halogen Equivalent - E26 Medium Base - 570 Lumens - 90 CRI - 40 Degree Beam Angle - Dimmable - 120V Medium (E26) 8PAR20DIM/927FL40 - 50 Watt Halogen Equivalent - E26 Medium Base - 535 Lumens - 90 CRI - 40 Degree Beam Angle - Dimmable - 120V Green Creative - 58106 - 8W LED PAR20 - 2700K | 2700 | 90 | 535 | 66.875 | 50000 | 8 | 1 | 6.5 | 6.5 | 7.6378 | 2020Q3 | https://www.energyavenue.com/Green-Creative/58106 | Energy Avenue | 2020 | Yes
LED Lighting | Reflector | Green Creative | True |  | LED | PAR20 | Medium (E26) | Wattage5.5 Watt6.5 Watt8 Watt Color Temp.2700K3000K4000K Product Description The Green Creative 58109 8PAR20DIM/930FL40 8 Watt LED E26 PAR20 Bulb is an extremely energy efficient light bulb, operating on only 8 Watts. This PAR20 LED bulb replaces your 50 Watt halogen bulbs. The 58109 emits 550 Lumens of 3000K warm white light. This product has a life expectancy of 50,000 life hours and is covered by a 5 year warranty. Green Creative 8PAR20DIM/930FL40 58109 Features: Full-face REFINE optic and sleek design Exceptional color rendering CRI 90 Richer reds and natural skin tones (R9 65, R13 90) Tight LED binning for consistent CCT across all lamps Suitable for use in totally enclosed fixtures Alternate Product Versions $10.98 add Green Creative 34892 - 6.5W LED PAR20 - 2700K 6.5PAR20DIM/927FL40 - 650 Lumens - 95 CRI - 50W Halogen Equivalent - 40° - 120V $10.98 add Green Creative 34893 - 6.5W LED PAR20 - 3000K 6.5PAR20DIM/930SP15 - 550 Lumens - 95 CRI - 50W Halogen Equivalent - 15° - 120V $10.98 add Green Creative 34894 - 6.5W LED PAR20 - 3000K 6.5PAR20DIM/930NF25 - 580 Lumens - 95 CRI - 50W Halogen Equivalent - 25° - 120V $10.98 add Green Creative 34896 - 6.5W LED PAR20 - 4000K 6.5PAR20DIM/940FL40 - 600 Lumens - 95 CRI - 50W Halogen Equivalent - 40° - 120V $10.98 add Green Creative 34897 - 6.5W LED PAR20 - 3000K 6.5PAR20DIM/930FL40/B - 580 Lumens - 95 CRI - 50W Halogen Equivalent - 40° - 120V $7.28 add Green Creative 34933 - 5.5W LED PAR20 - 3000K 5.5PAR20DIM/830NF25/N - 525 Lumens - 82 CRI - 25° - 120V $7.28 add Green Creative 34934 - 5.5W LED PAR20 - 3000K 5.5PAR20DIM/830FL40/N - 525 Lumens - 82 CRI - 40° - 120V $7.28 add Green Creative 34935 - 5.5W LED PAR20 - 4000K 5.5PAR20DIM/840NF25/N - 525 Lumens - 82 CRI - 25° - 120V $7.28 add Green Creative 34936 - 5.5W LED PAR20 - 4000K 5.5PAR20DIM/840FL40/N - 525 Lumens - 82 CRI - 40° - 120V $10.98 EACASE of 6 add Green Creative 34891 - 6.5 Watt LED PAR20 2700K - E26 6.5PAR20DIM/927NF25 - 50 Watt Halogen Equivalent - 560 Lumens - 95 CRI - 25 Degree Beam Angle - 120V - Dimmable $10.98 add Green Creative 34895 - 6.5W LED PAR20 - 3000K 6.5PAR20DIM/930FL40 - E26 - 50 Watt Halogen Equivalent - 580 Lumens - 95 CRI - 120V - Dimmable $10.98 EACASE of 6 add Green Creative 34890 - 6.5 Watt LED PAR20 2700K - E26 6.5PAR20DIM/927SP15 - 50 Watt Haloge Equivalent - 520 Lumens - 95 CRI - 15 Degree Beam Angle - 120V - Dimmable $6.50 EACASE of 6 add Green Creative - 58106 - 8W LED PAR20 - 2700K 8PAR20DIM/927FL40 - 50 Watt Halogen Equivalent - E26 Medium Base - 535 Lumens - 90 CRI - 40 Degree Beam Angle - Dimmable - 120V $6.50 add Green Creative 58112 - 8W LED PAR20 - 4000K 8PAR20DIM/940FL40 - 50W Halogen Equivalent - E26 Medium Base - 570 Lumens - 90 CRI - 40 Degree Beam Angle - Dimmable - 120V Medium (E26) 8PAR20DIM/930FL40 - 50 Watt Halogen Equivalent - E26 Medium Base - 550 Lumens - 90 CRI - 40 Degree Beam Angle - Dimmable - 120V Green Creative - 58109 - 8W LED PAR20 - 3000K | 3000 | 90 | 550 | 68.75 | 50000 | 8 | 1 | 6.5 | 6.5 | 7.6378 | 2020Q3 | https://www.energyavenue.com/Green-Creative/58109 | Energy Avenue | 2020 | Yes
LED Lighting | Reflector | Green Creative | True |  | LED | PAR30 | Medium (E26) | Product Description The Green Creative 58114 13 Watt LED E26 PAR30 Bulb is an extremely energy efficient light bulb, operating on only 13 Watts. This PAR30 bulb replaces your 75 Watt halogen bulbs. The 58114 emits 1000 Lumens of 2700K Warm White Light. This product has a life expectancy of 50,000 life hours and is covered by a 5 year warranty. Features: Full-face REFINE optic and sleek design Exceptional color rendering CRI 90 Richer reds and natural skin tones (R9 65, R13 90) Tight LED binning for consistent CCT across all lamps Suitable for use in totally enclosed fixtures Medium (E26) 13W - 75 Watt Halogen Equivalent - E26 - 25 Degree - 2700K - Dimmable Green Creative - 58114 - 13PAR30DIM/927NF25 - LED PAR30 Bulb | 2700 | 90 | 1000 | 76.9231 | 50000 | 13 | 1 | 8 | 8 | 9.4003 | 2020Q3 | https://www.energyavenue.com/Green-Creative/58114 | Energy Avenue | 2020 | Yes
LED Lighting | Reflector | Green Creative | True |  | LED | PAR30 | Medium (E26) | Product Description The Green Creative 58116 13 Watt LED E26 PAR30 Bulb is an extremely energy efficient light bulb, operating on only 13 Watts. This PAR30 bulb replaces your 75 Watt halogen bulbs. The 58116 emits 880 Lumens of 3000KWarm White Light. This product has a life expectancy of 50,000 life hours and is covered by a 5 year warranty. Features: Full-face REFINE optic and sleek design Exceptional color rendering CRI 90 Richer reds and natural skin tones (R9 65, R13 90) Tight LED binning for consistent CCT across all lamps Suitable for use in totally enclosed fixtures Medium (E26) 13W - 75 Watt Halogen Equivalent - E26 - 15 Degree - 3000K - Dimmable Green Creative - 58116 - 13PAR30DIM/930SP15 - LED PAR30 Bulb | 3000 | 90 | 880 | 67.6923 | 50000 | 13 | 1 | 8 | 8 | 9.4003 | 2020Q3 | https://www.energyavenue.com/Green-Creative/58116 | Energy Avenue | 2020 | Yes
LED Lighting | Reflector | Green Creative | True |  | LED | PAR30 | Medium (E26) | Product Description The Green Creative 58117 13 Watt LED E26 PAR30 Bulb is an extremely energy efficient light bulb, operating on only 13 Watts. This PAR30 bulb replaces your 75 Watt halogen bulbs. The 58117 emits 1050 Lumens of 3000KWarm White Light. This product has a life expectancy of 50,000 life hours and is covered by a 5 year warranty. Features: Full-face REFINE optic and sleek design Exceptional color rendering CRI 90 Richer reds and natural skin tones (R9 65, R13 90) Tight LED binning for consistent CCT across all lamps Suitable for use in totally enclosed fixtures Medium (E26) 13W - 75 Watt Halogen Equivalent - E26 - 25 Degree - 3000K - Dimmable Green Creative - 58117 - 13PAR30DIM/930NF25 - LED PAR30 Bulb | 3000 | 90 | 1050 | 80.7692 | 50000 | 13 | 1 | 8 | 8 | 9.4003 | 2020Q3 | https://www.energyavenue.com/Green-Creative/58117 | Energy Avenue | 2020 | Yes
LED Lighting | Reflector | Green Creative | True |  | LED | PAR30 | Medium (E26) | Product Description The Green Creative 58118 13 Watt LED E26 PAR30 Bulb is an extremely energy efficient light bulb, operating on only 13 Watts. This PAR30 bulb replaces your 75 Watt halogen bulbs. The 58118 emits 1050 Lumens of 3000KWarm White Light. This product has a life expectancy of 50,000 life hours and is covered by a 5 year warranty. Features: Full-face REFINE optic and sleek design Exceptional color rendering CRI 90 Richer reds and natural skin tones (R9 65, R13 90) Tight LED binning for consistent CCT across all lamps Suitable for use in totally enclosed fixtures Medium (E26) 13W - 75 Watt Halogen Equivalent - E26 - 40 Degree - 3000K - Dimmable Green Creative - 58118 - 13PAR30DIM/930FL40 - LED PAR30 Bulb | 3000 | 90 | 1050 | 80.7692 | 50000 | 13 | 1 | 8.75 | 8.75 | 10.2816 | 2020Q3 | https://www.energyavenue.com/Green-Creative/58118 | Energy Avenue | 2020 | Yes
LED Lighting | Reflector | Green Creative | False |  | LED | PAR30 | Medium (E26) | Product Description The Green Creative 58130 13 Watt LED E26 PAR30 Bulb is an extremely energy efficient light bulb, operating on only 13 Watts. This PAR30 bulb replaces your 75 Watt halogen bulbs. The 58130 emits 1000 Lumens of 4000KCool White Light. This product has a life expectancy of 50,000 life hours and is covered by a 5 year warranty. Features: Direct line voltage 120-277V - Not compatible with ballasts Exceptional color rendering CRI 90 Richer reds and natural skin tones (R9 65, R13 90) Tight LED binning for consistent CCT across all lamps Suitable for use in totally enclosed fixtures Medium (E26) 13W - 75 Watt Halogen Equivalent - E26 - 40 Degree - 4000K Green Creative - 58130 - 13PAR30/940FL40/277V - LED PAR30 Bulb | 4000 | 90 | 1100 | 84.6154 | 50000 | 13 | 1 | 9.65 | 9.65 | 11.3391 | 2020Q3 | https://www.energyavenue.com/Green-Creative/58130 | Energy Avenue | 2020 | Yes
LED Lighting | Reflector | Green Creative | True |  | LED | PAR30 | Medium (E26) | Product Description The Green Creative 58140 13 Watt LED E26 Dimmable PAR30 Bulb is an extremely energy efficient light bulb, operating on only 13 Watts. This PAR30 bulb replaces your 75 Watt halogen bulbs. The 58140 emits 870 Lumens of 2700K Warm White Light. This product has a life expectancy of 50,000 life hours and is covered by a 5 year warranty. Features: Full-face optic and sleek design Exceptional color rendering CRI 90 Richer reds and natural skin tones (R9 65, R13 90) Tight LED binning for consistent CCT across all lamps Suitable for use in totally enclosed fixtures Medium (E26) 13W - 75 Watt Halogen Equivalent - E26 - 15 Degree - 2700K - Dimmable Green Creative 58140 - 13PAR30SNDIM/927SP15 - LED PAR30 Bulb | 4000 | 90 | 870 | 66.9231 | 50000 | 13 | 1 | 12.75 | 12.75 | 14.9817 | 2020Q3 | https://www.energyavenue.com/Green-Creative/58140 | Energy Avenue | 2020 | Yes
LED Lighting | Reflector | Green Creative | True |  | LED | PAR30 | Medium (E26) | Product Description The Green Creative 58141 13 Watt LED E26 Dimmable PAR30 Bulb is an extremely energy efficient light bulb, operating on only 13 Watts. This PAR30 bulb replaces your 75 Watt halogen bulbs. The 58141 emits 1000 Lumens of 2700K Warm White Light. This product has a life expectancy of 50,000 life hours and is covered by a 5 year warranty. Features: Full-face optic and sleek design Exceptional color rendering CRI 90 Richer reds and natural skin tones (R9 65, R13 90) Tight LED binning for consistent CCT across all lamps Suitable for use in totally enclosed fixtures Medium (E26) 13W - 75 Watt Halogen Equivalent - E26 - 25 Degree - 2700K - Dimmable Green Creative 58141 - 13PAR30SNDIM/927NF25 - LED PAR30 Bulb | 2700 | 90 | 1000 | 76.9231 | 50000 | 13 | 1 | 12.75 | 12.75 | 14.9817 | 2020Q3 | https://www.energyavenue.com/Green-Creative/58141 | Energy Avenue | 2020 | Yes
LED Lighting | Reflector | Green Creative | True |  | LED | PAR30 | Medium (E26) | Product Description The Green Creative 58142 13 Watt LED E26 Dimmable PAR30 Bulb is an extremely energy efficient light bulb, operating on only 13 Watts. This PAR30 bulb replaces your 75 Watt halogen bulbs. The 58142 emits 1000 Lumens of 2700K Warm White Light. This product has a life expectancy of 50,000 life hours and is covered by a 5 year warranty. Features: Full-face optic and sleek design Exceptional color rendering CRI 90 Richer reds and natural skin tones (R9 65, R13 90) Tight LED binning for consistent CCT across all lamps Suitable for use in totally enclosed fixtures Medium (E26) 13PAR30SNDIM/927FL40 - 75 Watt Halogen Equivalent - E26 - 40 Degree - Dimmable Green Creative 58142 - 13W LED PAR30 Bulb 2700K | 2700 | 90 | 1000 | 76.9231 | 50000 | 13 | 1 | 12.75 | 12.75 | 14.9817 | 2020Q3 | https://www.energyavenue.com/Green-Creative/58142 | Energy Avenue | 2020 | Yes
LED Lighting | Reflector | Green Creative | True |  | LED | PAR30 | Medium (E26) | Product Description The Green Creative 58148 13 Watt LED E26 Dimmable PAR30 Bulb is an extremely energy efficient light bulb, operating on only 13 Watts. This PAR30 bulb replaces your 75 Watt halogen bulbs. The 58148 emits 1100 Lumens of 4000KCool White Light. This product has a life expectancy of 50,000 life hours and is covered by a 5 year warranty. Features: Full-face optic and sleek design Exceptional color rendering CRI 90 Richer reds and natural skin tones (R9 65, R13 90) Tight LED binning for consistent CCT across all lamps Suitable for use in totally enclosed fixtures Medium (E26) 13W - 75 Watt Halogen Equivalent - E26 - 40 Degree - 4000K - Dimmable Green Creative 58148 - 13PAR30SNDIM/940FL40 - LED PAR30 Bulb | 2700 | 90 | 1100 | 84.6154 | 50000 | 13 | 1 | 12.75 | 12.75 | 14.9817 | 2020Q3 | https://www.energyavenue.com/Green-Creative/58148 | Energy Avenue | 2020 | Yes
LED Lighting | Reflector | Green Creative | True |  | LED | MR16 | GU5.3 | Wattage6 Watt7 Watt7.5 Watt Color Temp.2700K3000K4000K Base TypeGU10GU5.3 Product Description If you’re looking for an alternative to halogen lights for your industrial or commercial lighting fixtures, this Green Creative 58285, 6W LED MR16 lamp, is the solution for you. Suitable for use in totally enclosed fixtures, this lamp is 2700k. 6MR16DIM/827FL35/35W is up to $137 in energy savings and up 25,000 hours of life., replacing 35W halogen. Green Creative 58285 Features: Smooth dimming with most existing installations Exceptional efficacy 75 LPW Powerful light output 450 lumens 25,000 hour life and 3 years warranty Compact size 1:1 halogen form factor Green Creative 58285 Applications: Suitable for use in totally enclosed light fixtures Industrial lighting Commercial lighting Hospitality Alternate Product Versions $15.88 EACASE of 12 add Green Creative 98481 - 7W LED MR16 Bulb - 2700K 7MR16DIM/927SP15 - 580 Lumens - 92 CRI - 75W Halogen Equivalent - 15° - 12V $15.88 EACASE of 12 add Green Creative 98486 - 7.5W LED MR16 Bulb - 3000K 7.5MR16DIM/930FL35 - 580 Lumens - 92 CRI - 75W Halogen Equivalent - 35° - 12V $15.88 EACASE of 12 add Green Creative 98483 - 7.5W LED MR16 Bulb - 2700K 7.5MR16DIM/927FL35 - 580 Lumens - 92 CRI - 75W Halogen Equivalent - 35° - 12V $15.88 EACASE of 12 add Green Creative 98484 - 7W LED MR16 - 3000K 7MR16DIM/930SP15 - 580 Lumens - 92 CRI - 75W Halogen Equivalent - 15° - 12V $8.98 EACASE of 12 add Green Creative 57984 - 6W LED MR16 2700K - GU5.3 6MR16DIM/827FL35 - 50 Watt Halogen Equal - 480 Lumens - 82 CRI - Dimmable - 35° Beam Angle - 12V $8.98 EACASE of 12 add Green Creative - 57985 - 6MR16DIM/830FL35 - LED MR16 Flood GU5.3 - 6 Watt - 50 Watt Halogen Equal - 3000K $8.98 EACASE of 12 add Green Creative - 57986 - 6MR16DIM/840FL35 - LED MR16 Flood GU5.3 - 6 Watt - 50 Watt Halogen Equal - 4000K $8.98 EACASE of 12 add Green Creative 57987 - 6W LED MR16 Flood - 2700K GU10 - 6GU10DIM/827FL35 - 50 Watt Halogen Equal $8.98 EACASE of 12 add Green Creative 57988 - 6W MR16 LED - 3000K 6GU10DIM/830FL35 - 50 Watt Halogen Equivalent - 120V - GU10 Base - 35 Deg Beam Angle - Dimmable $7.98 add Green Creative 58286 - 6W LED MR16 Bulb - 3000K 6MR16DIM/830FL35/35W - 450 Lumens - 82 CRI - 35W Halogen Equivalent - 35° - 12V GU5.3 6MR16DIM/827FL35/35W - 35W Halogen Equivalent - 425 Lumens - 82 CRI - 35 Degree Beam Angle - 12V Green Creative 58285 - 6W LED MR16 - 2700K - GU5.3 | 2700 | 82 | 425 | 70.8333 | 25000 | 6 | 1 | 7.98 | 7.98 | 9.3768 | 2020Q3 | https://www.energyavenue.com/Green-Creative/58285 | Energy Avenue | 2020 | Yes
LED Lighting | Reflector | Green Creative | True |  | LED | MR16 | GU5.3 | Wattage6 Watt7 Watt7.5 Watt Color Temp.2700K3000K4000K Base TypeGU10GU5.3 Product Description The Green Creative 6MR16DIM/830FL35/35W 58286 MR16 LED bulb is a great low energy solution that can replace your 35W halogen bulbs. Each LED uses only 6W of power and have a compact design that can be used in enclosed fixtures. They offer a warm white light with its 3000K color temperature. It comes with a three-year warranty for added peace of mind and is designed to last up to 25,000 hours. Green Creative 58286 Features: Smooth dimming Three-year warranty Green Creative 58286 Applications: Hospitality lighting Office lighting Alternate Product Versions $15.88 EACASE of 12 add Green Creative 98481 - 7W LED MR16 Bulb - 2700K 7MR16DIM/927SP15 - 580 Lumens - 92 CRI - 75W Halogen Equivalent - 15° - 12V $15.88 EACASE of 12 add Green Creative 98486 - 7.5W LED MR16 Bulb - 3000K 7.5MR16DIM/930FL35 - 580 Lumens - 92 CRI - 75W Halogen Equivalent - 35° - 12V $15.88 EACASE of 12 add Green Creative 98483 - 7.5W LED MR16 Bulb - 2700K 7.5MR16DIM/927FL35 - 580 Lumens - 92 CRI - 75W Halogen Equivalent - 35° - 12V $15.88 EACASE of 12 add Green Creative 98484 - 7W LED MR16 - 3000K 7MR16DIM/930SP15 - 580 Lumens - 92 CRI - 75W Halogen Equivalent - 15° - 12V $8.98 EACASE of 12 add Green Creative 57984 - 6W LED MR16 2700K - GU5.3 6MR16DIM/827FL35 - 50 Watt Halogen Equal - 480 Lumens - 82 CRI - Dimmable - 35° Beam Angle - 12V $8.98 EACASE of 12 add Green Creative - 57985 - 6MR16DIM/830FL35 - LED MR16 Flood GU5.3 - 6 Watt - 50 Watt Halogen Equal - 3000K $8.98 EACASE of 12 add Green Creative - 57986 - 6MR16DIM/840FL35 - LED MR16 Flood GU5.3 - 6 Watt - 50 Watt Halogen Equal - 4000K $8.98 EACASE of 12 add Green Creative 57987 - 6W LED MR16 Flood - 2700K GU10 - 6GU10DIM/827FL35 - 50 Watt Halogen Equal $8.98 EACASE of 12 add Green Creative 57988 - 6W MR16 LED - 3000K 6GU10DIM/830FL35 - 50 Watt Halogen Equivalent - 120V - GU10 Base - 35 Deg Beam Angle - Dimmable $7.98 add Green Creative 58285 - 6W LED MR16 - 2700K - GU5.3 6MR16DIM/827FL35/35W - 35W Halogen Equivalent - 425 Lumens - 82 CRI - 35 Degree Beam Angle - 12V GU5.3 6MR16DIM/830FL35/35W - 450 Lumens - 82 CRI - 35W Halogen Equivalent - 35° - 12V Green Creative 58286 - 6W LED MR16 Bulb - 3000K | 3000 | 82 | 450 | 75 | 25000 | 6 | 1 | 7.98 | 7.98 | 9.3768 | 2020Q3 | https://www.energyavenue.com/Green-Creative/58286 | Energy Avenue | 2020 | Yes
LED Lighting | Reflector | Green Creative | True |  | LED | MR16 | GU5.3 | Product Description Green Creative's 93541 MR16 operates at 4000Kand features a 25 degree beam angle. Impressively, this MR16 can save you $38 annually. Full-face optic and smooth heat sink UL certified damp locations 7 Watt GU5.3 7 Watt - Bi-Pin - 12V - 4000K - 25° Beam Angle Green Creative - 95341 - 01-711-D/840-25D - MR16 LED - 50 Watt Halogen Equivalent | 4000 | 80 | 550 | 78.5714 | 30000 | 7 | 1 | 17 | 17 | 19.9757 | 2020Q3 | https://www.energyavenue.com/Green-Creative/95341 | Energy Avenue | 2020 | Yes
LED Lighting | A-Type | TCP | True |  | General Purpose Replacement | A19 | GU24 | Damp Location Rated Damp Location Rated Home / Light Bulbs / LED / TCP - LED10A19GUDOD30K Energy Star; Damp Location; Suitable for Totally Enclosed Fixtures 9.5W A19 LED Lamp - Universal - 800 Lumens - Warm White (3000K) - 80 CRI - 25000 Hours - GU24 (Bi-Pin / Twist & Lock) - 120 to 130V - White TCP - LED10A19GUDOD30K | 3000 | 82 | 850 | 89.4737 | 25000 | 9.5 | 48 | 180 | 3.75 | 4.4064 | 2020Q3 | https://shop.regencylighting.com/lamps/led/led10a19gudod30k-tcp.html | Regency Lighting | 2020 | Yes
LED Lighting | Downlight | Green Creative | True |  | LED | A19 | Medium (E26) | Wattage10 Watt11 Watt6 Watt8 Watt9 Watt9.5 Watt Color Temp.2200K to 2700K2400K2700K3000K4000K Base TypeMedium (E26) Product Description Grren Creative's 9A19DIM/830 serves as the go to energy conscious LED alternative to less efficient incandescent bulbs. This 9 watt bulb yields up to 80% more savings than its 60 watt incandescent counterpart. The 97781 is rated to last 25,000 hours, all the while providing consistent lighting at 820 lumens. This A19 LED bulb is dimmable, and is compatible with many dimmers. Features: Dimmable Suitable for enclosed fixtures Natural A-lamp shape fits with all applications 3 Year warranty Applications: General Lighting Uplighting Downlighting Alternate Product Versions $3.58 EACASE of 6 add Green Creative 97985 - 6W LED A19 - 2700K 6A19DIM/827 - 480 Lumens - 82 CRI - 40W Incandescent Equivalent - 230° - 120V $7.58 EACASE of 6 add Green Creative 98140 - 11W LED A19 - 4000K 11A19DIM/840 - 1200 Lumens - 82 CRI - 75W Incandescent Equivalent - 240° - 120V $12.58 add Green Creative 98564 - 9 Watt LED A19 4000K - E26 9A19/940/277V - 60 Watt Incandescent Equivalent - 860 Lumens - 92 CRI - 120-277V - Dimmable $7.98 add Green Creative 98559 - 9 Watt LED A19 2700K - E26 9A19DIM/927 - 60 Watt Incandescent Equivalent - 800 Lumens - 92 CRI - 120V - Dimmable $4.98 add Green Creative 98565 - 9 Watt LED A19 2700K - GU24 9A19DIM/927/GU24/R - 60 Watt Incandescent Equivalent - 800 Lumens - 92 CRI - 120V - Dimmable $13.98 add Green Creative - 28395 - 9A19DIM/927 - LED A19 Bulb 9W - E26 - 2700K - Dimmable $3.90 add Green Creative - 40741 - 9A19G4DIM/824 - A19 LED - 60 Watt Equivalent 9 Watt - 120V - E26 Medium Base - 2400K - Warm White - 700 Lumens (Initial) - 300 Degree Beam Angle - Dimmable $7.95 add Green Creative - 57883 - 9.5A19DIM/8CCTD - Omni-Directional A19 - 9.5 Watt 60W Equal - 2200-2700K Warm Dim - 800 Lumens $12.98 add Green Creative - 58038 - 9A19/830/277V - A19 LED E26 - 9 Watt - 60 Watt Incandescent Equal - 3000K $9.98 add Green Creative - 97780 - 9A19DIM/827 - A19 LED Bulb Medium E26 Base - 9 Watt - 60 Watt Incandescent Equivalent - 2700K $9.98 add Green Creative - 97782 - 9A19DIM/840 - A19 LED Bulb Medium E26 Base - 9 Watt - 60 Watt Incandescent Equivalent - 4000K $5.00 add Green Creative 97965 - 10W LED A19 Bulb - 3000K 10A19DIM/830 - 1150 Lumens - 82 CRI - 75W Incandescent Equivalent - 240° - 120V $4.68 add Green Creative 98012 - 8W LED A19 - 3000K - E26 8A19DIM/830 - 60 Watt Incandescent Equivalent - 810 Lumens - 82 CRI - 230° Beam Angle - 120V $4.68 EACASE of 6 add Green Creative 98013 - 8W LED A19 Bulb - 4000K 8A19DIM/840 - 810 Lumens - 82 CRI - 60W Incandescent Equivalent - 230° - 120V Medium (E26) Medium E26 Base - 9 Watt - 60 Watt Incandescent Equivalent - 3000K Green Creative - 97781 - 9A19DIM/830 - A19 LED Bulb | 3000 | 82 | 820 | 91.1111 | 25000 | 9 | 1 | 9.98 | 9.98 | 11.7269 | 2020Q3 | https://www.energyavenue.com/Green-Creative/97781 | Energy Avenue | 2020 | No
LED Lighting | Reflector | Green Creative | True |  | LED | PAR30 | Medium (E26) | Product Description The Green Creative 97902 13 Watt LED E26 PAR30 Bulb is an extremely energy efficient light bulb, operating on only 13 Watts. This PAR30 bulb replaces your 75 Watt halogen bulbs. The 97902 emits 1050 Lumens of 3000KWarm White Light. This product has a life expectancy of 50,000 life hours and is covered by a 5 year warranty. Features: Full-face REFINE optic and sleek design Exceptional color rendering CRI 90 Richer reds and natural skin tones (R9 65, R13 90) Tight LED binning for consistent CCT across all lamps Suitable for use in totally enclosed fixtures Medium (E26) 13W - 75 Watt Halogen Equivalent - E26 - 40 Degree - 3000K - Black - Dimmable Green Creative - 97902 - 13PAR30DIM/930FL40/B - LED PAR30 Bulb | 3000 | 90 | 1050 | 80.7692 | 50000 | 13 | 1 | 8 | 8 | 9.4003 | 2020Q3 | https://www.energyavenue.com/Green-Creative/97902 | Energy Avenue | 2020 | Yes
LED Lighting | Reflector | Green Creative | True |  | LED | PAR30 | Medium (E26) | Product Description The Green Creative 97903 13 Watt LED E26 Dimmable PAR30 Bulb is an extremely energy efficient light bulb, operating on only 13 Watts. This PAR30 bulb replaces your 75 Watt halogen bulbs. The 97903 emits 1050 Lumens of 3000KWarm White Light. This product has a life expectancy of 50,000 life hours and is covered by a 5 year warranty. The 97903 is colored Black. Features: Full-face optic and sleek design Exceptional color rendering CRI 90 Richer reds and natural skin tones (R9 65, R13 90) Tight LED binning for consistent CCT across all lamps Suitable for use in totally enclosed fixtures Medium (E26) 13W - 75 Watt Halogen Equivalent - E26 - 40 Degree - 3000K - Black - Dimmable Green Creative 97903 - 13PAR30SNDIM/930FL40/B - LED PAR30 Bulb | 3000 | 90 | 1050 | 80.7692 | 50000 | 13 | 1 | 8 | 8 | 9.4003 | 2020Q3 | https://www.energyavenue.com/Green-Creative/97903 | Energy Avenue | 2020 | Yes
LED Lighting | A-Type | TCP | True |  | General Purpose Replacement | A19 | GU24 | Damp Location Rated Damp Location Rated Home / Light Bulbs / LED / TCP - LED10A19GUDOD41K Energy Star; Damp Location; Suitable for Totally Enclosed Fixtures 9.5W A19 LED Lamp - Universal - 800 Lumens - Cool White (4100K) - 80 CRI - 25000 Hours - GU24 (Bi-Pin / Twist & Lock) - 120 to 130V - White TCP - LED10A19GUDOD41K | 4000 | 84 | 850 | 89.4737 | 25000 | 9.5 | 48 | 180 | 3.75 | 4.4064 | 2020Q3 | https://shop.regencylighting.com/lamps/led/led10a19gudod41k-tcp.html | Regency Lighting | 2020 | Yes
LED Lighting | A-Type | TCP Lighting | True |  | General Purpose Replacement | A19 | GU24 | Damp Location Rated Damp Location Rated Color Temp.2700K3000K4100K Product Description The TCP Lighting - LED10A19GUDOD30K - A19 LED Omni Directional Lamp opeartes on just 10 watts and creates a warm white light at 3000Kwith a CRI of 82. This lamp comes with a 5 year warranty and will meet and exceed your expectations in both offices and outdoors. You can expect over 25,000 hours of use. Applications include: General Lighting Floor Lamps Ceiling Fixtures Table Lamps Sconces Features: 85% more efficient than incandescent alternatives Smooth, uniform dimming Similar look and feel as CFL or incadeascent alternatives Fits any installations where a GU24 CFL is used Rated for totally enclosed fixtures Alternate Product Versions $3.17 add TCP Lighting - LED10A19GUDOD41K - LED A19 Bulb 10W - 60 Watt Incandescent Equivalent - GU24 - 4100K - Dimmable $2.85 add TCP Lighting - LED10A19GUDOD27K - A19 LED Omni Directional Lamp - 60W Equal 10 Watt - 2700K - Warm White - 800 Lumens - Dimmable - 82 CRI GU24 10 Watt - 3000K - Warm White - 825 Lumens - Dimmable - 82 CRI TCP Lighting - LED10A19GUDOD30K - A19 LED Omni Directional Lamp - 60W Equal | 3000 | 82 | 850 | 89.4737 | 25000 | 9.5 | 1 | 2.85 | 2.85 | 3.3489 | 2020Q3 | https://www.energyavenue.com/TCP-Lighting/LED10A19GUDOD30K | Energy Avenue | 2020 | Yes
LED Lighting | A-Type | TCP Lighting | True |  | General Purpose Replacement | A19 | GU24 | Damp Location Rated Damp Location Rated Color Temp.2700K3000K4100K Product Description The TCP Lighting LED10A19GUDOD41K 10 Watt LED Dimmable GU24 A19 Bulb is an extremely energy efficient light bulb, operating on only 10 Watts. This A19 bulb replaces your 60 Watt Incandescent bulbs. The LED10A19GUDOD41K emits 850 Lumens of 4100K Cool White Light. This product has a life expectancy of 25,000 life hours and is covered by a 5 year warranty. Applications: General Lighting Table Lamps Floor Lamps Ceiling Fixtures Sconces Alternate Product Versions $2.85 add TCP Lighting - LED10A19GUDOD27K - A19 LED Omni Directional Lamp - 60W Equal 10 Watt - 2700K - Warm White - 800 Lumens - Dimmable - 82 CRI $2.85 add TCP Lighting - LED10A19GUDOD30K - A19 LED Omni Directional Lamp - 60W Equal 10 Watt - 3000K - Warm White - 825 Lumens - Dimmable - 82 CRI GU24 10W - 60 Watt Incandescent Equivalent - GU24 - 4100K - Dimmable TCP Lighting - LED10A19GUDOD41K - LED A19 Bulb | 4000 | 84 | 850 | 89.4737 | 25000 | 9.5 | 12 | 38.04 | 3.17 | 3.7249 | 2020Q3 | https://www.energyavenue.com/TCP-Lighting/LED10A19GUDOD41K | Energy Avenue | 2020 | Yes
LED Lighting | Downlight | Green Creative | True |  | LED | A19 | GU24 | Product Description The Green Creative 97911 9W LED A19 works as a great low energy replacement for a 60W incandescent bulb. It features a soft white light with its 2700K color temperature and is rated with a 30,000-hour lifespan. Each bulb is compatible with fixtures that use a GU24 base and is designed to be used with enclosed fixtures. For peace of mind, it comes equipped with a three-year warranty as well. Green Creative 97911 Features: Suitable for use in totally enclosed fixtures Tight LED binning for consistent CCT Dimmable with compatible dimmer switches Complies with the JA8 requirements set by California Energy Commission (CEC). Green Creative 97911 Applications: For fully enclosed flushmounts or sconces General lighting Uplighting and downlighting GU24 9A19DIM/927/GU24 - 60W Incandescent Equivalent - 800 Lumens - 92 CRI - 240° Beam Angle - 120V Green Creative 97911 - 9W LED A19 - 2700K - GU24 | 2700 | 92 | 800 | 88.8889 | 30000 | 9 | 1 | 8.48 | 8.48 | 9.9643 | 2020Q3 | https://www.energyavenue.com/Green-Creative/97911 | Energy Avenue | 2020 | No
LED Lighting | Downlight | Green Creative | True |  | LED | A21 | Medium (E26) | Wattage14 Watt15 Watt16.5 Watt Color Temp.2700K3000K Product Description The Green Creative 97961 14A21DIM/827 is a great low energy solution when you need to replace 100W incandescent bulbs. Each LED A21 bulb can fit into E26 bases and uses only 14W of power. These LEDs provide soft, white light with its 2700K color temperature. Each lamp is designed to last up to 25,000 hours and comes equipped with a three-year warranty for added peace of mind. Green Creative 14A21DIM/827 97961 Features: Dimmer switch compatible Advanced thermal design Green Creative 14A21DIM/827 97961 Applications: Uplighting General lighting Downlighting Alternate Product Versions $7.48 add Green Creative 98144 - 15W LED A21 - 2700K 15A21DIM/827 - 1600 Lumens - 82 CRI - 100W Incandescent Equivalent - 240° - 120V $36.48 EACASE of 6 add Green Creative 58238 - 16.5W LED A21 HO - 3000K 16.5A21/830/277V - E26 Medium Base - 50-70W HID Equivalent - 2,000 Lumens - 82 CRI - 330° Beam Angle - 120/277V $36.48 add Green Creative 58239 - 16.5W LED A21 HO - 4000K 16.5A21/840/277V -E26 Medium Base - 50-70W HID Equivalent - 2000 Lumens - 82 CRI - 330° Beam Angle - 120-277V $36.48 EACASE of 6 add Green Creative 58240 - 16.5W LED A21 HO - 5000K - E26 16.5A21/850/277V - 125 Watt Incandescent Equivalent - 2050 Lumens - 82 CRI - 330° Beam Angle - 120-277V $6.30 add Green Creative 97962 - 14W LED A21 - 3000K 14A21DIM/830 - E26 Medium Base - 100 Watt Incandescent Equivalent - 1,700 - Lumens - 120V - Dimmable Medium (E26) 14A21DIM/827 - E26 Medium Base - 100 Watt Incandescent Equivalent - 1600 Lumens - 120V - Dimmable Green Creative 97961 - 14W LED A21 - 2700K | 2700 | 82 | 1600 | 114.2857 | 25000 | 14 | 1 | 9.33 | 9.33 | 10.9631 | 2020Q3 | https://www.energyavenue.com/Green-Creative/97961 | Energy Avenue | 2020 | No
LED Lighting | A-Type | TCP | True |  | General Purpose Replacement | A19 | GU24 | Damp Location Rated Damp Location Rated TCP Elite Omni directional 10-Watt A19 GU24 base LED lamp in frosted color, offers 825-Lumens of light output. This dimmable lamp has voltage rating of 120-Volt AC. It has color rendering index of 80. This lamp with 4100K color temperature rating radiates cool white light to the surrounding. It measures 4.3-Inch x 2.4-Inch. This lamp has average life of 25000 hours. It has temperature range of -20 to 40 deg C. This lamp is suitable for table lamps, floor lamps, sconces, ceiling fixtures and decorative fixtures. Lamp is cULus certified and Energy Star compliant. TCP LED10A19GUDOD41K Dimmable A19 LED Lamp 10-Watt GU24 Base 825-Lumens 80 CRI 4100K Cool White Elite | 4000 | 84 | 850 | 89.4737 | 25000 | 9.5 | 12 | 5 | 0.41667 | 0.4896 | 2020Q3 | https://www.ew-ne.com/lighting-1600000000/tcp-led10a19gudod41k-dimmable-a19-led-lamp-10-watt-gu24-base-825-lumens-80-cri-4100k-cool-white-elite-490447 | Electrical Wholesalers Inc | 2020 | Yes
LED Lighting | Downlight | Green Creative | True |  | LED | A19 | Medium (E26) | Product Description The Green Creative 98011 LED A19 lamps are a great low energy replacement option for 60W incandescent bulbs. Using only 8W of power, these LEDs provide a soft white light with its 2700K color temperature. Each LED is rated to last up to 25,000 hours and comes with a three-year warranty for added peace of mind. These LEDs can work well with lamp shades for added versatility. Green Creative 98011 Features: Dimmer switch compatible Omnidirectional design Green Creative 98011 Applications: General lighting Uplighting Downlighting Medium (E26) 8A19DIM/827 - 810 Lumens - 82 CRI - 60W Incandescent Equivalent - 230° - 120V Green Creative 98011 - 8W LED A19 - 2700K | 2700 | 82 | 810 | 101.25 | 25000 | 8 | 1 | 4.68 | 4.68 | 5.4992 | 2020Q3 | https://www.energyavenue.com/Green-Creative/98011 | Energy Avenue | 2020 | No
LED Lighting | A-Type | Manufacturer: TCP | True |  | General Purpose Replacement | A19 | GU24 | Damp Location Rated Damp Location Rated Home > LED Light Bulbs > LED A19 Bulbs > 600-900 Lumens (60W Equal) > 3000K Warm White > 10 Watt 825 Lumen Dimmable GU24 Base LED A19 Light Bulb 3000K Product Specifications - Quick Reference Input Voltage: Lumens: 120 Volt AC 825 Lumens Dimensions: Base: 2.4" W x 4.3" MOL GU24 Base LED Color: 3000K Life Time: 25,000 Hours Power Consumption: Luminous Efficacy: 10 Watts 82.5 lm/W Dimmable: Certifications: Yes - Dimmable UL Built off a 20-year history of producing energy efficient lighting, Technical Consumer Products, Inc. (TCP) is excited to announce its most advanced and comprehensive lineup of LED lamps: the LED Elite Series. With TCPs dedication to manufacturing high quality, state-of-the-art lighting, combined with excellent high color rendering index (CRI), smooth dimming capabilities and new shatterproof smooth housing (which gives the appearance of traditional halogen bulbs), the LED Elite Series bulbs are a perfect choice to transform nearly every lighted environment into something extraordinary. This is the TCP, LED Elite, GU24 base, Omni Directional, Dimmable A19 lamp with 270 Degree Beam Angle, and it comes with a color temperature of 3000 Kelvin (K). UL approved, and RoHS compliant, the TCP LED10A19GUDOD30K offers a very durable, solid state lighting technology that significantly reduces lighting service and maintenance costs. These GU24 LED A19 light bulbs consume up to 80% LESS energy than a standard 60A19 60-watt incandescent. These LED A19 bulbs do not contain Mercury or any other harmful substance, generate no IR or UV rays and carry a 5 Year Limited Warranty. TCPs GU24 base A19 LED lamps have the highest light output, best dimmability (100% down to 5%) and are the most efficient LED A19 lamps available today. Consuming just 10 watts of 120 volt energy, this A19 lamp generates 825 lumens, that's 82.5 Lumens per watt. This LED A19 lamp is rated for totally enclosed fixtures, 25,000 hours with a minimum starting temperature of -30 degrees Celsius and measures 4.3" MOL and 2.4" in diameter. Click here to see the TCP LED Elite GU24 Base Omni Directional A19 Series Specification Sheet. Typical Applications Typical applications for the TCP LED10A19GUDOD30K, Elite Dimmable GU24 base A19 LED light bulbs include dimmable general lighting, table lamps, sconces, floor lamps and ceiling fixtures. TCP 10 Watt 825 Lumen Dimmable GU24 Base LED A19 Light Bulb 3000K | 3000 | 82 | 850 | 89.4737 | 25000 | 9.5 | 1 | 3.19 | 3.19 | 3.7484 | 2020Q3 | https://www.greenelectricalsupply.com/tcp-led10a19gudod30k-elite-omni-directional-led-gu24-a19-light-bulb-3000k.aspx | Green Electrical Supply | 2020 | Yes
LED Lighting | Downlight | Green Creative | True |  | LED | A19 | Medium (E26) | Wattage10 Watt11 Watt6 Watt8 Watt9 Watt9.5 Watt Color Temp.3000K4000K Product Description The Green Creative 98013 LED A19 bulb can be a great energy saving replacement option for 60W incandescents. Each LED can be used with a compatible dimmer and dimmed down to 10% and provides a cool white light with its 4000K color temperature. Each lamp is designed to last up to 25,000 hours and comes equipped with a three-year warranty for added peace of mind. Green Creative 98013 Features: Dimmable 230-degree beam angle Can be used with lamps with shades Green Creative 98013 Applications: General lighting Downlighting Uplighting Alternate Product Versions $3.58 EACASE of 6 add Green Creative 97985 - 6W LED A19 - 2700K 6A19DIM/827 - 480 Lumens - 82 CRI - 40W Incandescent Equivalent - 230° - 120V $7.58 EACASE of 6 add Green Creative 98140 - 11W LED A19 - 4000K 11A19DIM/840 - 1200 Lumens - 82 CRI - 75W Incandescent Equivalent - 240° - 120V $12.58 add Green Creative 98564 - 9 Watt LED A19 4000K - E26 9A19/940/277V - 60 Watt Incandescent Equivalent - 860 Lumens - 92 CRI - 120-277V - Dimmable $7.98 add Green Creative 98559 - 9 Watt LED A19 2700K - E26 9A19DIM/927 - 60 Watt Incandescent Equivalent - 800 Lumens - 92 CRI - 120V - Dimmable $4.98 add Green Creative 98565 - 9 Watt LED A19 2700K - GU24 9A19DIM/927/GU24/R - 60 Watt Incandescent Equivalent - 800 Lumens - 92 CRI - 120V - Dimmable $13.98 add Green Creative - 28395 - 9A19DIM/927 - LED A19 Bulb 9W - E26 - 2700K - Dimmable $3.90 add Green Creative - 40741 - 9A19G4DIM/824 - A19 LED - 60 Watt Equivalent 9 Watt - 120V - E26 Medium Base - 2400K - Warm White - 700 Lumens (Initial) - 300 Degree Beam Angle - Dimmable $7.95 add Green Creative - 57883 - 9.5A19DIM/8CCTD - Omni-Directional A19 - 9.5 Watt 60W Equal - 2200-2700K Warm Dim - 800 Lumens $12.98 add Green Creative - 58038 - 9A19/830/277V - A19 LED E26 - 9 Watt - 60 Watt Incandescent Equal - 3000K $9.98 add Green Creative - 97780 - 9A19DIM/827 - A19 LED Bulb Medium E26 Base - 9 Watt - 60 Watt Incandescent Equivalent - 2700K $9.98 add Green Creative - 97781 - 9A19DIM/830 - A19 LED Bulb Medium E26 Base - 9 Watt - 60 Watt Incandescent Equivalent - 3000K $9.98 add Green Creative - 97782 - 9A19DIM/840 - A19 LED Bulb Medium E26 Base - 9 Watt - 60 Watt Incandescent Equivalent - 4000K $5.00 add Green Creative 97965 - 10W LED A19 Bulb - 3000K 10A19DIM/830 - 1150 Lumens - 82 CRI - 75W Incandescent Equivalent - 240° - 120V $4.68 add Green Creative 98012 - 8W LED A19 - 3000K - E26 8A19DIM/830 - 60 Watt Incandescent Equivalent - 810 Lumens - 82 CRI - 230° Beam Angle - 120V Medium (E26) 8A19DIM/840 - 810 Lumens - 82 CRI - 60W Incandescent Equivalent - 230° - 120V Green Creative 98013 - 8W LED A19 Bulb - 4000K | 4000 | 82 | 810 | 101.25 | 25000 | 8 | 1 | 4.68 | 4.68 | 5.4992 | 2020Q3 | https://www.energyavenue.com/Green-Creative/98013 | Energy Avenue | 2020 | No
LED Lighting | Downlight | Green Creative | True |  | LED | BR30 | Medium (E26) | Product Description Your lighting swill be a little greener and brighter with this revolutionary LED BR30 lamp from Green Creative. This bulb uses an innovative, eco-friendly Cloud design to improve energy efficiency while using 35 percent less material. With this product, you'll enjoy up to 25,000 hours of uniform, flicker-free performance with an output of 2700K of warm, white light. Product Features: Direct replacement for 65W incandescent bulbs with a BR30 profile Compatible with all E26 base fixtures Innovative Cloud design uses 35 percent less material Suitable for fully enclosed fixtures Color accuracy of 90 CRI Energy Star certified Dimmable Lifespan of up to 25,000 hours Three-year warranty Applications: Recessed downlights General lighting Spot lights Medium (E26) 9.5BR30DIM/927/R - 700 Lumens - 90 CRI - 65W Incandescent Equivalent - 110° - 120V Green Creative 98023 - 9.5W LED BR30 - 2700K | 2700 | 90 | 700 | 73.6842 | 25000 | 9.5 | 1 | 14.98 | 14.98 | 17.6021 | 2020Q3 | https://www.energyavenue.com/Green-Creative/98023 | Energy Avenue | 2020 | No
LED Lighting | Reflector | Green Creative | True |  | LED | BR30 | GU24 | Product Description Each Green Creative 98024 9.5W LED BR30 is a great low energy replacement for a 65W incandescent bulb. It's designed to fit a wide range of fixtures that utilize a GU24 base and can be used in fully enclosed fixtures. Its 2700K color temperature provides a soft white light suitable for a wide range of applications. Each bulb has an innovative BR30 CLOUD design that provides more efficient light output than the previous generations while using 35% less material. Green Creative 98024 Features: Dimmable on tested dimmer switches Suitable for use in totally enclosed fixtures Lifespan of 25,000 hours with 3-year warranty Green Creative 98024 Applications: Suitable for damp locations General lighting Recessed lighting Accent lighting GU24 9.5BR30DIM/927/GU24 - 65W Incandescent Equivalent - 700 Lumens - 90 CRI - 110° Beam Angle - 120V Green Creative 98024 - 9.5W LED BR30 - 2700K - GU24 | 2700 | 90 | 700 | 73.6842 | 25000 | 9.5 | 1 | 15.68 | 15.68 | 18.4246 | 2020Q3 | https://www.energyavenue.com/Green-Creative/98024 | Energy Avenue | 2020 | Yes
LED Lighting | Downlight | Green Creative | True |  | LED | MR16 | GU5.3 | Product Description When you're looking for a steady lighting source with a wide range of applications, consider this 8.5W MR16 LED lamp from Green Creative. This environmentally friendly 8.5MR16DIM/930NF25/R 98030 bulb is suitable for fully enclosed fixtures and emits 3000K of warm white light for up to 25,000 hours. Green Creative 98030 Features: Compact 1:1 form factor offers a direct replacement for 75W halogen bulbs Color accuracy of 92 CRI Suitable for fully enclosed fixtures with a two-pin GU5.3 base Tight binning provides consistent CCT Dimmable Up to 80 percent energy savings Lifespan of up to 25,000 hours Three-year warranty Green Creative 98030 Applications: Recessed downlights Track lighting Landscape lighting Spotlight Flood and narrow beam flood lighting GU5.3 8.5MR16DIM/930NF25/R - 580 - 92 CRI - 75W Halogen Equivalent - 25° - 12V Green Creative 98030 - 8.5W LED MR16 - 3000K | 3000 | 92 | 580 | 68.2353 | 25000 | 8.5 | 1 | 12.8 | 12.8 | 15.0405 | 2020Q3 | https://www.energyavenue.com/Green-Creative/98030 | Energy Avenue | 2020 | No
LED Lighting | A-Type | Manufacturer: TCP | True |  | General Purpose Replacement | A19 | GU24 | Damp Location Rated Damp Location Rated Home > LED Light Bulbs > LED A19 Bulbs > 600-900 Lumens (60W Equal) > 4000K Cool White > 10 Watt 850 Lumen Dimmable GU24 Base LED A19 Light Bulb 4100K Product Specifications - Quick Reference Input Voltage: Lumens: 120 Volt AC 800 Lumens Dimensions: Base: 2.4" W x 4.3" MOL GU24 Base LED Color: 4100K Cool White Life Time: 25,000 Hours Power Consumption: Luminous Efficacy: 10 Watts 80.0 lm/W Dimmable: Certifications: Yes - Dimmable UL Built off a 20-year history of producing energy efficient lighting, Technical Consumer Products, Inc. (TCP) is excited to announce its most advanced and comprehensive lineup of LED lamps: the LED Elite Series. With TCPs dedication to manufacturing high quality, state-of-the-art lighting, combined with excellent high color rendering index (CRI), smooth dimming capabilities and new shatterproof smooth housing (which gives the appearance of traditional halogen bulbs), the LED Elite Series bulbs are a perfect choice to transform nearly every lighted environment into something extraordinary. This is the TCP, LED Elite, GU24 base, Omni Directional, Dimmable A19 lamp with 270 Degree Beam Angle, and it comes with a color temperature of 4100 Kelvin (K). UL approved and RoHS compliant, the TCP LED10A19GUDOD41K offers a very durable, solid state lighting technology that significantly reduces lighting service and maintenance costs. These GU24 LED A19 light bulbs consume up to 80% LESS energy than a standard 60A19 60-watt incandescent. These LED A19 bulbs do not contain Mercury or any other harmful substance, generate no IR or UV rays and carry a 5 Year Limited Warranty. TCPs GU24 base A19 LED lamps have the highest light output, best dimmability (100% down to 5%) and are the most efficient LED A19 lamps available today. Consuming just 10 watts of 120 volt energy, this A19 bulb generates 800 lumens, that's 80.0 Lumens per watt. This LED A19 lamp is rated for totally enclosed fixtures, 25,000 hours with a minimum starting temperature of -30 degrees Celsius and measures 4.3" MOL and 2.4" in diameter. Click here to see the TCP LED Elite GU24 Base Omni Directional A19 Series Specification Sheet. Typical Applications Typical applications for the TCP LED10A19GUDOD41K, Elite Dimmable GU24 base A19 LED light bulbs include dimmable general lighting, table lamps, sconces, floor lamps and ceiling fixtures. TCP 10 Watt 850 Lumen Dimmable GU24 Base LED A19 Light Bulb 4100K | 4000 | 84 | 850 | 89.4737 | 25000 | 9.5 | 1 | 3.19 | 3.19 | 3.7484 | 2020Q3 | https://www.greenelectricalsupply.com/tcp-led10a19gudod41k-elite-omni-directional-led-gu24-a19-light-bulb-4100k.aspx | Green Electrical Supply | 2020 | Yes
LED Lighting | A-Type | TCP | True |  | General Purpose Replacement | A19 | E26 (Medium) | Wet Location Rated Wet Location Rated Home Lamps, Bulbs, Ballasts Bulbs - LED LED - Traditional Lamps - A-Type TCP LED10A19DOD50KW LED 10W A TCP LED10A19DOD50KW TCP LED10A19DOD50KW | 5000 | 84 | 850 | 89.4737 | 25000 | 9.5 | 1 | 6.95 | 6.95 | 8.1665 | 2020Q3 | https://www.platt.com/platt-electric-supply/LED-Traditional-Lamps-A-Type/TCP/LED10A19DOD50KW/product.aspx?zpid=282254 | Platt | 2020 | Yes
LED Lighting | A-Type | TCP | True |  | General Purpose Replacement | A19 | GU24 | Damp Location Rated Damp Location Rated Home Lamps, Bulbs, Ballasts Bulbs - LED LED - Traditional Lamps - A-Type Dimmable LED Omni-Directional A-Lamp, 10W, 120V, Bulb: A-Type (A19), Base: GU24 (Twist-lock), Lumens: 825, CRI: 82, Color Temperature: 3000K, Rated Average Life: 25,000 Hrs. 60W Equivalent. Smooth Uniform Dimming. TCP LED10A19GUDOD30K 10 W LED A19 GU24 | 3000 | 82 | 850 | 89.4737 | 25000 | 9.5 | 1 | 4.64 | 4.64 | 5.4522 | 2020Q3 | https://www.platt.com/platt-electric-supply/LED-Traditional-Lamps-A-Type/TCP/LED10A19GUDOD30K/product.aspx?zpid=139814 | Platt | 2020 | Yes
LED Lighting | Downlight | Green Creative | False |  | LED | PAR38 | Medium (E26) | Color Temp.3000K4000K Beam Angle25°40° Product Description Upgrade your commercial and retail spaces by switching to this 25W LED PAR38 light from Green Creative. This energy-saving luminaire emits 3000K of soft white light for up to 50,000 hours, and it has an ultra high 10,000 candela output capability. Conserve up to 80 percent on your energy consumption. Not suitable for fully enclosed fixtures or use with ballasts. Green Creative 25PAR38HO/930NF25/277V 98210 Features: Direct replacement for 250W Halogen and 70W CMH lamps Compatible with most E26 base fixtures Conserves up to 80 percent of energy consumption Even beam distribution, beam angle range of 25 - 40 degrees Candela output of 10,000 Color accuracy of 92 CRI Direct line voltage Lifespan of up to 50,000 hours Five-year warranty reen Creative 25PAR38HO/930NF25/277V 98210 Applications: Downlights Track lighting Spot lights Flood light Alternate Product Versions $32.28 add Green Creative 98211 - 25W LED PAR38 HO - 3000K 25PAR38HO/930FL40/277V - 2,500 Lumens - 92 CRI - 250W Halogen Equivalent - 40° - 120-277V $32.28 add Green Creative 98212 - 25W LED PAR38 HO - 4000K 25PAR38HO/940NF25/277V - 2,500 Lumens - 92 CRI - 250W Halogen Equivalent - 25° - 120-277V $32.28 EACASE of 6 add Green Creative 98213 - 25W LED PAR38 HO - 4000K 25PAR38HO/940FL40/277V - 2,500 Lumens - 92 CRI - 250W Halogen Equivalent - 40° - 120-277V Medium (E26) 25PAR38HO/930NF25/277V - 2,500 Lumens - 92 CRI - 250W Halogen Equivalent - 25° - 120-277V Green Creative 98210 - 25W LED PAR38 HO - 3000K | 3000 | 92 | 2500 | 100 | 50000 | 25 | 1 | 32.28 | 32.28 | 37.9302 | 2020Q3 | https://www.energyavenue.com/Green-Creative/98210 | Energy Avenue | 2020 | No
LED Lighting | Downlight | Green Creative | False |  | LED | PAR38 | Medium (E26) | Color Temp.2700K3000K4000K Product Description Put a little light wherever you need it with this 25W LED PAR38 bulb from the folks at Green Creative. The 25PAR38HO/927NF25/277V 98223 energy-saving solution offers powerful output at 10,000 candela and 2700K of warm white light, and you'll conserve up to 80 percent on your power bill per bulb. It's rated for damp locations indoors or out. Not compatible with ballasts. Green Creative 98223 25PAR38HO/927NF25/277V Features: Direct replacement for 250W Halogen lamps or 70W CMH bulbs Offers energy savings of up to 80 percent Suitable for damp locations Compatible with all E26 base fixtures Even beam distribution, 25- to 40-degree beam angle Candela output of 10,000 Color accuracy of 92 CRI Lifespan of up to 50,000 hours Five-year warranty Green Creative 98223 25PAR38HO/927NF25/277V Applications: Downlighting Spotlight Flood light Track lighting Alternate Product Versions $32.28 add Green Creative 98210 - 25W LED PAR38 HO - 3000K 25PAR38HO/930NF25/277V - 2,500 Lumens - 92 CRI - 250W Halogen Equivalent - 25° - 120-277V $32.28 add Green Creative 98211 - 25W LED PAR38 HO - 3000K 25PAR38HO/930FL40/277V - 2,500 Lumens - 92 CRI - 250W Halogen Equivalent - 40° - 120-277V $32.28 add Green Creative 98212 - 25W LED PAR38 HO - 4000K 25PAR38HO/940NF25/277V - 2,500 Lumens - 92 CRI - 250W Halogen Equivalent - 25° - 120-277V $32.28 EACASE of 6 add Green Creative 98213 - 25W LED PAR38 HO - 4000K 25PAR38HO/940FL40/277V - 2,500 Lumens - 92 CRI - 250W Halogen Equivalent - 40° - 120-277V Medium (E26) 25PAR38HO/927NF25/277V - 2,400 Lumens - 92 CRI - 250W Halogen Equivalent - 25° - 120-277V Green Creative 98223 - 25W LED PAR38 HO - 2700K | 2700 | 92 | 2400 | 96 | 50000 | 25 | 1 | 32.28 | 32.28 | 37.9302 | 2020Q3 | https://www.energyavenue.com/Green-Creative/98223 | Energy Avenue | 2020 | No
LED Lighting | A-Type | TCP | True |  | General Purpose Replacement | A19 | GU24 | Damp Location Rated Damp Location Rated LED A-Style Light Bulbs TCP A19 dimmable 10 watt LED bulb with GU24 base generates as much light as many 60 watt incandescent bulbs. Rated for enclosed fixtures No lead or mercury means easy and environmentally safe disposal Saves 50 watts in electricity compared to a 60 watt incandescent Very long life - Rated to still put out 70% as much light after 25,000 hours of operation as it does when brand new Do not “hot swap” this bulb. Turn off fixture before replacing existing bulb. Rated for enclosed fixtures No lead or mercury means easy and environmentally safe disposal Saves 50 watts in electricity compared to a 60 watt incandescent Very long life - Rated to still put out 70% as much light after 25,000 hours of operation as it does when brand new TCP Dimmable 10W 3000K A19 LED Bulb, GU24 Base, Enclosed Rated | 3000 | 82 | 850 | 89.4737 | 25000 | 9.5 | 12 | 3.39 | 0.2825 | 0.33195 | 2020Q3 | https://www.bulbs.com/product/LED10A19GUDOD30K | Bulbs.com | 2020 | Yes
LED Lighting | A-Type | Green Creative | True |  | LED | A19 | GU24 | Product Description If you are looking for an energy-efficient light bulb for your home or office, consider Green Creative 9.5A19G4DIM/840/GU24 40737, A19 LED. This dimmable, 9.5-watt LED bulb replaces 13 watt CFL lights and offers a 25,000-hour lifespan (backed with a 3 year warranty), with a color temperature of 4000K. This A19 LED features a GU24 base, and can be used in enclosed fixtures. Green Creative 9.5A19G4DIM/840/GU24 40737 other features include: Dimmable 120 volts Omni-directional 30% energy savings UL listed GU24 ITEM DISCONTINUED. SUGGESTED REPLACEMENT: Green Creative 97910 Green Creative 40737 - 9.5W A19 LED 4000K | 4000 | 80 | 850 | 89.4737 | 25000 | 9.5 | 1 | 13.01 | 13.01 | 15.2873 | 2020Q3 | https://www.energyavenue.com/Green-Creative/40737 | Energy Avenue | 2020 | Yes
LED Lighting | Reflector | Halco | True |  | LED | BR30 | Medium (E26) | Product Description COMES IN PACK OF 6 PIECES BR30 LAMPSMINIMUM ORDER OF 5 PACK Add a warm, homey feel to any setting with this six-pack LED BR30 bulbs from Halco. These high-quality BR30FL8/830/ECO/LED/6 lamps offer 3000K of illumination that's damp-rated and dimmable to five percent. Each BR30 LED bulb is comparable to a 65-watt standard lightbulb. With this product, you'll have long-lasting illumination anywhere you have a fixture with an E26 base. Halco BR30FL8/830/ECO/LED/6 82170 Features: Warm white lighting at 82 CRI Dimmable to five percent Energy Star rated UL listed for damp locations Ideal for Insulated Contact Airtight (ICAT) rated fixtures Lifespan of 15,000 hours Three-year warranty Halco BR30FL8/830/ECO/LED/6 82170 Applications: Tract lighting Recessed cans Household or office light fixtures Lamps Medium (E26) BR30FL8/830/ECO/LED/6 - 65 Watt Equivalent - 120V - Comes in Pack of 6 BR30 Lamps - MINIMUM ORDER QUANTITY OF 5 PACK Halco 82170 - 8 Watt LED BR30 - 3000K - E26 | 3000 | 80 | 650 | 81.25 | 15000 | 8 | 4 | 63 | 15.75 | 18.5069 | 2020Q3 | https://www.energyavenue.com/Halco/82170 | Energy Avenue | 2020 | Yes
LED Lighting | Reflector | Litetronics | True |  | LED | R20 | Medium (E26) | Product Description The Litetronics LP08546FL2D-1, 8W LED R20 reflector, can be a good option if you’re trying to reduce energy usage. This dimmable 2700K LED reflector can provide the same amount of light as a 65W bulb while only using 8W. The frosted glass has no unsightly metal and no harsh hot spots. It has an impressive 25,000 hour life and a 3-year warranty. Litetronics LP08546FL2D-1 Features: Instant on, instant bright, lightweight 550 lumens and 110 beam angle 65 watt incandescent equivalent Litetronics LP08546FL2D-1 Applications: Retail, restaurants, cinemas Recessed cans Track lighting Medium (E26) 65W Incandescent Equivalent - 550 Lumens - 83 CRI - 110 Degree Beam Agle - Dimmable - 120V Litetronics LP08546FL2D-1 - 8W LED R20 - 2700K - E26 | 2700 | 83 | 550 | 68.75 | 25000 | 8 | 6 | 55.2 | 9.2 | 10.8104 | 2020Q3 | https://www.energyavenue.com/Litetronics/LP08546FL2D-1 | Energy Avenue | 2020 | Yes
LED Lighting | Reflector | MaxLite | False |  | LED | PAR30 | Medium (E26) | Voltage120V277V Color Temp.3000K4000K Product Description SOLD IN MINIMUM QUANTITY OF 12 The Maxlite 13P30LNLED230FL PAR30 LEDs an absolute for anyone upgrading from halogen to LED. This 277 volt lamp runs on 13 watts and has a warm white color temperature of 3000K. Featuring 1000 lumens with a 40° beam angle, this 74686 LED has a 5 year warranty. Features: Non dimmable Instant on Not for use in enclosed luminaires Applications: Retail Lobbies Homes Alternate Product Versions $4.70 add Maxlite 14099204 - 11W LED LN PAR30 - 3000K 11P30WLND30FL - 75 Watt Incandescent Equivalent - E26 - 850 Lumens - 120V $4.70 add Maxlite 14099205 - 11W LED Long Neck PAR30 - 4000K 11P30WLND40FL - 75W Incandescent Equivalent - 850 Lumens - 83 CRI - 40° Beam Angle - 120V $14.75 add Maxlite - 13P30LNLED240FL - 74645 - PAR30 LED 13 Watt - 277V - 4000K - SOLD IN MINIMUM QUANTITY OF 12 Medium (E26) 13 Watt - 277V - 3000K - SOLD IN MINIMUM QUANTITY OF 12 Maxlite - 13P30LNLED230FL - 74686 - PAR30 LED | 3000 | 80 | 1000 | 76.9231 | 25000 | 13 | 1 | 12.9 | 12.9 | 15.158 | 2020Q3 | https://www.energyavenue.com/MaxLite/13P30LNLED230FL | Energy Avenue | 2020 | Yes
LED Lighting | Reflector | MaxLite | False |  | LED | PAR30 | Medium (E26) | Voltage120V277V Color Temp.3000K4000K Product Description SOLD IN MINIMUM QUANTITY OF 12 The Maxlite 13P30LNLED240FL PAR30 LEDs an absolute for anyone upgrading from halogen to LED. This 277 volt lamp runs on 13 watts and has a warm white color temperature of 4000K. Featuring 1200 lumens with a 40° beam angle, this 74645 LED has a 5 year warranty. Features: Non dimmable Instant on Not for use in enclosed luminaires Applications: Retail Lobbies Homes Alternate Product Versions $4.70 add Maxlite 14099204 - 11W LED LN PAR30 - 3000K 11P30WLND30FL - 75 Watt Incandescent Equivalent - E26 - 850 Lumens - 120V $4.70 add Maxlite 14099205 - 11W LED Long Neck PAR30 - 4000K 11P30WLND40FL - 75W Incandescent Equivalent - 850 Lumens - 83 CRI - 40° Beam Angle - 120V $12.90 add Maxlite - 13P30LNLED230FL - 74686 - PAR30 LED 13 Watt - 277V - 3000K - SOLD IN MINIMUM QUANTITY OF 12 Medium (E26) 13 Watt - 277V - 4000K - SOLD IN MINIMUM QUANTITY OF 12 Maxlite - 13P30LNLED240FL - 74645 - PAR30 LED | 4000 | 80 | 1200 | 92.3077 | 25000 | 13 | 1 | 14.75 | 14.75 | 17.3318 | 2020Q3 | https://www.energyavenue.com/MaxLite/13P30LNLED240FL | Energy Avenue | 2020 | Yes
LED Lighting | Downlight | MaxLite | True |  | LED | BR40 |  | Product Description The Maxlite 14099420 LED BR40 lamp is backed by an Energy Star certification and offers a 25,000-hour life as well as a five-year warranty. The lamp is perfect for replacing incandescent bulbs in track lighting or display lights and gives off a 4000k color temperature which produces a soft, cool white lighting. Maxlite 14099420 Features: Dimmable to ten percent 25,000-hour life Suitable for use in damp locations Not for use in enclosed luminaires Five-year warranty Maxlite 14099420 Applications: General Lighting Downlighting Ideal for Track and Recess Lighting 17BR40DLED40/G3 - 100W Incandescent Equivalent - 1400 Lumens - 84 CRI - 120V Maxlite 14099420 - 17W LED BR40 - 3000K | 4000 | 84 | 1400 | 82.3529 | 25000 | 17 | 1 | 7.55 | 7.55 | 8.8715 | 2020Q3 | https://www.energyavenue.com/MaxLite/14099420 | Energy Avenue | 2020 | No
LED Lighting | Decorative | MaxLite | True |  | LED |  | G9 | Color Temp.2700K3000K Product Description The Maxlite 4G9D927/JA8 LED Retrofit Lamp does more than illuminate 2700K warm white radiance through several omni-directional beams. It contains a dimming feature with a compatible dimming device, a low flicker rate, and energy-saving benefits. The retrofit bulb is great for decorative lighting, display lighting, and task lighting projects. Maxlite 14101648 Features: 35W halogen T4 G9 equivalent 25,000 life hours 3-year warranty Maxlite 14101648 Applications: Dry and damp locations Enclosed fixtures Residential and commercial use Alternate Product Versions $4.15 add Maxlite 14101649 - 4W LED Retrofit Lamp - 3000K 4G9D930/JA8 - 400 Lumens - 90 CRI - 40W Incandescent Equivalent - 120V G9 4G9D927/JA8 - 350 Lumens - 90 CRI - 35W Incandescent Equivalent - 120V Maxlite 14101648 - 4W LED Retrofit Lamp - 2700K | 2700 | 90 | 350 | 87.5 | 15000 | 4 | 1 | 4.15 | 4.15 | 4.8764 | 2020Q3 | https://www.energyavenue.com/MaxLite/14101648 | Energy Avenue | 2020 | Yes
LED Lighting | Decorative | MaxLite | True |  | LED |  | G9 | Color Temp.2700K3000K Product Description The Maxlite 4G9D930/JA8 LED Retrofit Lamp is a halogen T4 G9 alternative that offers energy-efficiency and powerful light distribution. In fact, the retrofit displays 3000K soft white light through omni-directional beams surrounding the lamp. The retrofit lasts 25,000 life hours with a 3-year warranty in case of defects. Maxlite 14101649 Features: Low flicker rate Compatible device dimming Traditional form factor Maxlite 14101649 Applications: Dry and damp locations Open and enclosed fixtures Display lighting Alternate Product Versions $4.15 add Maxlite 14101648 - 4W LED Retrofit Lamp - 2700K 4G9D927/JA8 - 350 Lumens - 90 CRI - 35W Incandescent Equivalent - 120V G9 4G9D930/JA8 - 400 Lumens - 90 CRI - 40W Incandescent Equivalent - 120V Maxlite 14101649 - 4W LED Retrofit Lamp - 3000K | 3000 | 90 | 400 | 100 | 15000 | 4 | 1 | 4.15 | 4.15 | 4.8764 | 2020Q3 | https://www.energyavenue.com/MaxLite/14101649 | Energy Avenue | 2020 | Yes
LED Lighting | Reflector | MaxLite | True |  | LED | MR16 | GU5.3 | Product Description The Maxlite 6MR16D27FL LED MR16 light bulb is a 6W IR free, UV free, and energy-saving replacement bulb for standard 35W bulbs. Unlike standard bulbs, the LED MR16 light has a dimming option in case the 2700K warm white radiance proves too much. Use this bulb in residential and commercial industries. Maxlite 6MR16D27FL 14099575 Features: 40° beam angle 25,000-hour lifespan 5-year limited warranty Maxlite 6MR16D27FL 14099575 Applications: Accent Lighting Track Lighting Dry and Damp Locations GU5.3 6MR16D27FL - 35 Watt Incandescent Equivalent - 500 Lumens - 12V Maxlite 14099575 - 6W LED MR16 - 2700K | 2700 | 84 | 500 | 83.3333 | 25000 | 6 | 1 | 4.55 | 4.55 | 5.3464 | 2020Q3 | https://www.energyavenue.com/MaxLite/6MR16D27FL | Energy Avenue | 2020 | Yes
LED Lighting |  | MaxLite | True |  | LED | MR16 | GU5.3 | Product Description SOLD IN MINIMUM QUANTITY OF 40 Advanced technology and sleek design make this Maxlite 7MR16D30FL (14099071) 7W LED MR16 lamp an ideal upgrade from 50 watt incandescent bulbs with a GU5.3 base. This product is Energy Star rated, and it offers 3000K lumens of clean white light with a CRI of 82. Comes with a life span of 25,000 hours and 5-year limited warranty. Maxlite 14099071 Features: Damp and dry rated Dimmable with compatible dimmers Uniform color consistency Thermal heat protection Not for use in fully enclosed luminaires Maxlite 14099071 Applications: For residential and commercial use Home, office, and retail establishments Hospitality and track lighting Accent/display lighting GU5.3 7MR16D30FL - 50W Incandescent Equivalent - 500 Lumens - 82 CRI - 40° Beam Angle - 12V - SOLD IN MINIMUM QUANTITY OF 40 Maxlite 14099071 - 7W LED MR16 - 3000K - GU5.3 | 3000 | 82 | 500 | 71.4286 | 25000 | 7 | 100 | 375 | 3.75 | 4.4064 | 2020Q3 | https://www.energyavenue.com/MaxLite/7MR16D30FL | Energy Avenue | 2020 | Yes
LED Lighting | Reflector | Orbit Industries | True |  | LED | MR16 | GU5.3 | Product Description The Orbit Industries LMR16-5W-D-CW is an affordable MR16 at premium quality. At only 5 watts, it produces 80 lumens per watt for a total 400 lumens of bright light and has an equivalent of 35W halogen. This MR16 lamp on GU5.3 base is 5000K color temperature and has a rating of 80 CRI for good color accuracy. The lamp has a frosted acrylic lens and is dimmable. Orbit LMR16-5W-D-CW Features: 25,000 hours of life Frosted and acrylic lens Dimmable and 36 degree beam angle Orbit LMR16-5W-D-CW Applications: Indoor lighting Decorative lighting Recessed lighting GU5.3 35W Halogen Equivalent - 400 Lumens - 80 CRI - 36 Degree Beam Angle - Dimmable - 12V Orbit LMR16-5W-D-CW - 5W LED MR16 - 5000K - GU5.3 | 5000 | 80 | 400 | 80 | 25000 | 5 | 1 | 11.76 | 11.76 | 13.8185 | 2020Q3 | https://www.energyavenue.com/Orbit-Industries/LMR16-5W-D-CW | Energy Avenue | 2020 | Yes
LED Lighting | Reflector | Orbit Industries | True |  | LED | PAR30 | Medium (E26) | Product Description The Orbit Industries LPAR30-12W-D-CW dimmable LED PAR30 is a leader in the energy savings movement. With a medium E26 base, this PAR30 is rated for 50,000 life hours and has a 5 year limited warranty. Running on 12 watts, this 4700K LED produces a cool white color temperature while giving off 600 lumens at a 60° beam angle. Features: 50 Watt Incandescent Equivalent Acrylic lens Frosted finish Dimmable Medium (E26) 12 Watt - 600 Lumens - 120V - 4700K Orbit Industries - LPAR30-12W-D-CW - LED PAR30 - 50 Watt Incandescent Equivalent | 4700 | 75 | 600 | 50 | 50000 | 12 | 1 | 42 | 42 | 49.3516 | 2020Q3 | https://www.energyavenue.com/Orbit-Industries/LPAR30-12W-D-CW | Energy Avenue | 2020 | Yes
LED Lighting | Reflector | Philips | True |  | LED | MR16 | GU5.3 | Product Description The Philips 454538 is a great low energy LED light designed to replace incandescent bulbs. Each LED MR16 lamp is designed to be dimmable and can last for up to 25,000 hours. Its variable color temperature of 2200K-2700K provides a warm white light that works well with tracks and recessed lighting options. Each lamp uses up to 6.5W of power to provide ambient light to your lighting applications. Philips 454538 Features: Dimmable Compatible with track and recessed fixtures Philips 454538 Applications: Retail lighting Hospitality Residential applications GU5.3 6.5MR16/F25/2700-2200DIM - 410 Lumens - 95 CRI - 35W Halogen Equivalent - 25° - 12V Philips 454538 - 6.5W LED MR16 - 2200K-2700K | 2200 | 80 | 410 | 63.0769 | 25000 | 6.5 | 10 | 81.3 | 8.13 | 9.5531 | 2020Q3 | https://www.energyavenue.com/Philips/454538 | Energy Avenue | 2020 | Yes
LED Lighting | Reflector | Philips | True |  | LED | MR16 | GU5.3 | Product Description The Philips 6.5MR16/F35/2700-2200DIM (454546) 35W light bulb illuminates yellowish white warm ambient level light after a warm-up start that’s less than five seconds. It's compatible with various transformers for effective use. The LED MR16 comes with a dimming option, which is perfect for lighting applications in the residential and commercial industries. Philips 6.5MR16/F35/2700-2200DIM (454546) Features: 35° beam angle 2200K-2700K color temperature 25,000 life hours Philips 6.5MR16/F35/2700-2200DIM (454546) Applications: Indoor use Accent lighting General lighting GU5.3 6.5MR16/F35/2700-2200DIM - 410 Lumens - 80 CRI - 35W Halogen Equivalent - 35° - 12V Philips 454546 - 6.5W LED MR16 - 2200K-2700K | 2200 | 80 | 410 | 63.0769 | 25000 | 6.5 | 10 | 81.3 | 8.13 | 9.5531 | 2020Q3 | https://www.energyavenue.com/Philips/454546 | Energy Avenue | 2020 | Yes
LED Lighting | Reflector | Philips | True |  | LED | PAR30 | Medium (E26) | Product Description You'll find energy-efficiency in the sleek design of this ExpertColor LED PAR30 lamp from your friends at Phillips. This product doesn't sacrifice aesthetics for performance, and it can be used anywhere you'd place a traditional 75-watt bulb with an E26 base, even damp locations. You'll enjoy 2700K of high-quality warm white light for up to 40,000 hours, and it's dimmable to 5 percent. Not for use in wet locations or enclosed fixtures. Product Features: Direct replacement for 75-watt PAR30 halogen lamps AirFlux technology reduces thermal emissions Contemporary aesthetic 25° beam angle Color temperature of 2700k (warm) Color accuracy of 95 CRI Dimmable to 5 percent Life span of up to 40,000 hours Applications: Accent lighting indoors or out Medium (E26) 12PAR30L/EXPERTCOLOR/F25/927/DIM - 850 Lumens - 95 CRI - 75W Halogen Equivalent - 25° - 120V Philips 470954 - 12W LED PAR30L - 2700K | 2700 | 95 | 850 | 70.8333 | 40000 | 12 | 6 | 75.3 | 12.55 | 14.7467 | 2020Q3 | https://www.energyavenue.com/Philips/470954 | Energy Avenue | 2020 | Yes
LED Lighting | A-Type | Brand TCP | True |  | General Purpose Replacement | A19 | GU24 | Damp Location Rated TCP® 10 Watt Omni-Directional A-19 LED Bulb GU24 Base 120 Volt 4,100 Kelvin 850 Lumens 80 CRI 25,000 Average Hour Life Omni-Directional Dimmable Replaces 60W Incandescent Bulb Mfg #LED10A19GUDOD41K TCP® 10 Watt Omni-Directional A-19 LED Bulb, GU-24 Base, 4100 Kelvin, 850 Lumens | 4000 | 84 | 850 | 89.4737 | 25000 | 9.5 | 1 | 11.99 | 11.99 | 14.0887 | 2020Q2 | https://hdsupplysolutions.com/p/led-00-75-10-35/tcp-10-watt-omni-directional-a-19-led-bulb-gu-24-base-4100-kelvin-850-lumens-p112942 | HD Supply | 2020 | Yes
LED Lighting | Reflector | Philips | True |  | LED | MR16 | GU5.3 | Product Description The Philips 533182 LED MR16 lamp is a great low energy lighting solution with dimmer options. It provides a 2700K color temperature that gives off a warm white light. These lamps can be used with both track and recessed lighting fixtures. Each lamp is designed to last up to 25,000 hours for many years of use. These LED lamps use only 8.5W of power and are designed to replace 75W bulbs. Philips 533182 Features: Dimmable lamp Ambient level light Philips 533182 Applications: Hospitality spaces Retail lighting Residential lighting GU5.3 8.5MR16/LED/827/F35/DIM12V - 600 Lumens - 80 CRI - 75W Halogen Equivalent - 35° - 12V Philips 533182 - 8.5W LED MR16 - 2700K | 2700 | 80 | 600 | 70.5882 | 25000 | 8.5 | 10 | 81.3 | 8.13 | 9.5531 | 2020Q3 | https://www.energyavenue.com/Philips/533182 | Energy Avenue | 2020 | Yes
LED Lighting | Reflector | Philips | True |  | LED | MR16 | GU5.3 | Product Description The Philips 8.5MR16/LED/827/F25/DIM (533513) 75W light bulb add sophistication to both general and accent lighting. It takes less than 5 seconds to experience 2700K warm white light after turning it on. Add another five seconds of warm-up time and it will illuminate 60% of the light. The LED MR16 dimming option is available on select versions. Philips 8.5MR16/LED/827/F25/DIM (533513) Features: 25° beam angle Ambient level radiance Transformer compatibility Philips 8.5MR16/LED/827/F25/DIM (533513) Applications: Commercial use Residential use Indoor use GU5.3 8.5MR16/LED/827/F25/DIM - 600 Lumens - 80 CRI - 75W Halogen Equivalent - 25° - 12V Philips 533513 - 8.5W LED MR16 - 2700K | 2700 | 80 | 600 | 70.5882 | 25000 | 8.5 | 10 | 81.3 | 8.13 | 9.5531 | 2020Q3 | https://www.energyavenue.com/Philips/533513 | Energy Avenue | 2020 | Yes
LED Lighting | Downlight | RAB Lighting | False |  | LED | T8 | Fa8 | Color Temp.3000K3500K4000K5000K Product Description SOLD IN CASE QUANTITY OF 10 The Rab Lighting T8-43-96G-FA8-830-DE-BYP is a great low energy replacement for a T8 fluorescent tube. This LED T8 provides a warm white light with its 3000K color temperature. These tubes are designed to last up to 50,000 hours and come equipped with a five-year warranty. The LED T8 tubes use up to 43W of power and provide a 240-degree beam angle for extended coverage. These tubes are designed to be used with both shunted and non-shunted sockets. Rab Lighting T8-43-96G-FA8-830-DE-BYP Features: Double-ended wiring 82 CRI Rab Lighting T8-43-96G-FA8-830-DE-BYP Applications: Downlighting Warehouse lighting Alternate Product Versions $25.96 add RAB T8-43-96G-FA8-840-DE-BYP - 43W LED T8 - 4000K 8 Foot - 5500 Lumens - 82 CRI - 120-277V - SOLD IN CASE QUANTITY OF 10 $25.96 add RAB T8-43-96G-FA8-835-DE-BYP - 43W LED T8 - 3500K 8 Foot - 5000 Lumens - 82 CRI - 120-277V - SOLD IN CASE QUANTITY OF 10 $25.96 EACASE of 10 add RAB T8-43-96G-FA8-850-DE-BYP - 43W LED T8 - 5000K 8 Foot - 5500 Lumens - 82 CRI - 120-277V - SOLD IN CASE QUANTITY OF 10 Fa8 8 Foot - 5000 Lumens - 82 CRI - 120-277V - SOLD IN CASE QUANTITY OF 10 RAB T8-43-96G-FA8-830-DE-BYP - 43W LED T8 - 3000K | 3000 | 82 | 5000 | 116.2791 | 50000 | 43 | 10 | 259.6 | 25.96 | 30.504 | 2020Q3 | https://www.energyavenue.com/RAB-Lighting/T8-43-96G-FA8-830-DE-BYP | Energy Avenue | 2020 | No
LED Lighting | Reflector | Satco | True |  | LED | PAR20 | Medium (E26) | Color Temp.3000K4000K Product Description The Satco S12210 LED PAR20 reflector replacement lamp is a 65W incandescent equivalent. The solid-state LED lighting illuminates 3000K soft white radiance at a 40-degree beam angle. It also has a traditional lens, a dimming feature, and an E26 base. Expect a long life with this bulb. Satco S12210 Features: 11,000 life hours Medium base 3-year warranty Satco S12210 Applications: Enclosed fixtures Dry and wet locations Indoor and outdoor use Alternate Product Versions $2.90 EACASE of 6 add Satco S12211 - 6W LED PAR20 Bulb - 4000K 600 Lumens - 80 CRI - 65W Incandescent Equivalent - 40° - 120V Medium (E26) 500 Lumens - 80 CRI - 65W Incandescent Equivalent - 40° - 120V Satco S12210 - 6W LED PAR20 Bulb - 3000K | 3000 | 80 | 500 | 83.3333 | 11000 | 6 | 24 | 69.6 | 2.9 | 3.4076 | 2020Q3 | https://www.energyavenue.com/Satco/S12210 | Energy Avenue | 2020 | Yes
LED Lighting | Downlight | Satco | True |  | LED | PAR20 | Medium (E26) | Color Temp.3000K4000K Product Description You'll get solid state performance while saving money on your energy bill when you choose this 6W LED PAR20 lamp from Satco. This product emits 4000K of cool white light for up to 11,000 hours, and it's suitable for use in wet locations. Product Features: Direct replacement for 60W incandescent bulbs with a PAR20 form factor Compatible with E26 medium base fixtures Dimmable to 10 percent Rated for use in wet locations Safe for enclosed fixtures Color accuracy of 80 CRI Lifespan of up to 11,000 hours Three-year warranty Applications: Recessed downlights Wall washes Flood lights Task lighting Track lights Alternate Product Versions $2.90 EACASE of 6 add Satco S12210 - 6W LED PAR20 Bulb - 3000K 500 Lumens - 80 CRI - 65W Incandescent Equivalent - 40° - 120V Medium (E26) 600 Lumens - 80 CRI - 65W Incandescent Equivalent - 40° - 120V Satco S12211 - 6W LED PAR20 Bulb - 4000K | 4000 | 80 | 600 | 100 | 11000 | 6 | 24 | 69.6 | 2.9 | 3.4076 | 2020Q3 | https://www.energyavenue.com/Satco/S12211 | Energy Avenue | 2020 | No
LED Lighting | Reflector | Satco | True |  | LED | PAR30 | Medium (E26) | Color Temp.3000K4000K Product Description The Satco S12212 LED PAR30 reflector replacement lamp presents itself as a bulb made for long life. Its traditional lens radiates 3000K soft white illumination once on. The 75W incandescent equivalent bulb has a standard E26 base, a dimming option, and a 3-year warranty. Satco S12212 Features: Solid-state LED lighting 40-degree beam angle 11,000 life hours Satco S12212 Applications: Indoor and outdoor use Dry and wet locations Open and enclosed fixtures Alternate Product Versions $5.90 EACASE of 6 add Satco S12213 - 9W LED Short Neck PAR30 Bulb - 4000K 700 Lumens - 80 CRI - 75W Incandescent Equivalent - 40° - 120V Medium (E26) 700 Lumens - 80 CRI - 75W Incandescent Equivalent - 40° - 120V Satco S12212 - 9W LED Short Neck PAR30 Bulb - 3000K | 3000 | 80 | 700 | 77.7778 | 11000 | 9 | 24 | 141.6 | 5.9 | 6.9327 | 2020Q3 | https://www.energyavenue.com/Satco/S12212 | Energy Avenue | 2020 | Yes
LED Lighting |  | Satco | True |  | LED | PAR30 | Medium (E26) | Color Temp.3000K4000K Product Description For all of your indoor and outdoor lighting needs, turn to your friends at Satco. For example, this short neck 9W LED PAR30 offers an alternative for high-consumption incandescent lamps with a PAR30 form factor. You'll enjoy 4000K of cool white light, and it's suitable for use in wet locations. Satco S12213 Features: Replacement for 75W incandescent bulbs with a PAR30 form factor Rated for use in wet locations Dimmable up to 10 percent Suitable for use in enclosed fixtures Compatible with most E26 medium base fixtures Color accuracy of 80 CRI 40-degree beam angle Lifespan of up to 11,000 hours Three-year warranty Satco S12213 Applications: Flood lights Landscape lighting Task lights Track lights Spot lights Wall washes Alternate Product Versions $5.90 EACASE of 6 add Satco S12212 - 9W LED Short Neck PAR30 Bulb - 3000K 700 Lumens - 80 CRI - 75W Incandescent Equivalent - 40° - 120V Medium (E26) 700 Lumens - 80 CRI - 75W Incandescent Equivalent - 40° - 120V Satco S12213 - 9W LED Short Neck PAR30 Bulb - 4000K | 4000 | 80 | 700 | 77.7778 | 11000 | 9 | 24 | 141.6 | 5.9 | 6.9327 | 2020Q3 | https://www.energyavenue.com/Satco/S12213 | Energy Avenue | 2020 | Yes
LED Lighting | Reflector | Satco | True |  | LED | PAR30 | Medium (E26) | Color Temp.3000K4000K Product Description The long neck Satco S12214 LED PAR30 reflector replacement lamp is a long-lasting bulb. Its solid-state LED lighting illuminates 3000K soft white radiance at a 40-degree beam angle for 11,000 life hours. Along with a dimming feature, the reflector replacement lamp has a 3-year warranty in case of defects. Satco S12214 Features: 75W incandescent equivalent Traditional lens E26 medium base Satco S12214 Applications: Open and enclosed fixtures Indoor and outdoor use Dry and wet locations Alternate Product Versions $5.90 EACASE of 6 add Satco S12215 - 9W LED Long Neck PAR30 Bulb - 4000K 700 Lumens - 80 CRI - 75W Incandescent Equivalent - 40° - 120V Medium (E26) 700 Lumens - 80 CRI - 75W Incandescent Equivalent - 40° - 120V Satco S12214 - 9W LED Long Neck PAR30 Bulb - 3000K | 3000 | 80 | 700 | 77.7778 | 11000 | 9 | 24 | 141.6 | 5.9 | 6.9327 | 2020Q3 | https://www.energyavenue.com/Satco/S12214 | Energy Avenue | 2020 | Yes
LED Lighting |  | Satco | True |  | LED | PAR30 | Medium (E26) | Color Temp.3000K4000K Product Description Put a spot of cool white light wherever you need it, inside or out, with this 9W long neck LED PAR30 lamp from Satco. With a color temperature of 4000K and up to 11,000 hours of solid performance, you'll save money without losing a quality. Satco S12215 Features: Directly replaces 75W incandescent bulbs Color accuracy of 80 CRI Dimmable to 10 percent Compatible with most E26 medium base fixtures Rated for use in wet locations Safe to use in enclosed fixtures 40-degree beam angle Lifespan of up to 11,000 hours Three-year warranty Satco S12215 Applications: Landscape lighting Track lighting Task lights Wall washes Spot light Flood light Alternate Product Versions $5.90 EACASE of 6 add Satco S12214 - 9W LED Long Neck PAR30 Bulb - 3000K 700 Lumens - 80 CRI - 75W Incandescent Equivalent - 40° - 120V Medium (E26) 700 Lumens - 80 CRI - 75W Incandescent Equivalent - 40° - 120V Satco S12215 - 9W LED Long Neck PAR30 Bulb - 4000K | 4000 | 80 | 700 | 77.7778 | 11000 | 9 | 24 | 141.6 | 5.9 | 6.9327 | 2020Q3 | https://www.energyavenue.com/Satco/S12215 | Energy Avenue | 2020 | Yes
LED Lighting | A-Type | TCP | True |  | General Purpose Replacement | A19 | GU24 | Damp Location Rated Home / Light Bulbs / LED / LED A-Line / TCP - LED10A19GUDOD30K Energy Star; Damp Location; Suitable for Totally Enclosed Fixtures 9.5W A19 LED Lamp - Universal - 800 Lumens - Warm White (3000K) - 80 CRI - 25000 Hours - GU24 (Bi-Pin / Twist & Lock) - 120 to 130V - White TCP - LED10A19GUDOD30K | 3000 | 82 | 850 | 89.4737 | 25000 | 9.5 | 48 | 170.88 | 3.56 | 4.1831 | 2020Q2 | https://shop.regencylighting.com/lamps/led/a-line/led10a19gudod30k-tcp.html | Regency Lighting | 2020 | Yes
LED Lighting | Reflector | Soraa | True |  | LED | MR16 | GU5.3 | Product Description THIS ITEM IS NOT TITLE 20 COMPLIANT WE CAN NOT SHIP THIS TO CALIFORNIA The Soraa 00925 SM16-07-10D-940-03S MR16 is a high end LED lamp. This lamp is 85% more efficient than standard halogen lamps. UL listed, this LED can be used in enclosed fixtures. Running on 7.5 watts, this cool white 4000KLED is dimmable down to 20%, and has a 10 degree beam angle. Soraa SM16-07-10D-940-03S 00925 Features: Suitable for damp locations 95 CRI Typical payback of one year or less Compatible with Soraa Snap System GU5.3 Vivid Series - GU5.3 Base - 10° Beam Angle - 430 Lumens - 12V - 50W Halogen Equal - 95 CRI - Dimmable - THIS ITEM IS NOT TITLE 20 COMPLIANT. WE CAN NOT SHIP THIS TO CALIFORNIA. Soraa 00925 - SM16-07-10D-940-03S - 7.5W MR16 LED - 4000K | 4000 | 95 | 430 | 57.3333 | 35000 | 7.5 | 1 | 22.55 | 22.55 | 26.4971 | 2020Q3 | https://www.energyavenue.com/Soraa/00925 | Energy Avenue | 2020 | Yes
LED Lighting | Downlight | Soraa | True |  | LED | MR16 | GU5.3 | Color Temp.2700K-1800K3000K-1800K Beam Angle25°36° Product Description THIS ITEM IS NOT TITLE 20 COMPLIANT WE CAN NOT SHIP THIS TO CALIFORNIA Lend a little warmth and elegance with this 7.5 watt LED MR16 lamp from Soraa. This halogen replacement bulb from Vivid™ Warm Dim series emits a range of warm lighting from 1800K to 2700K. This Soraa 06619 SM16-07-25DM-927/918-01 is low flicker, with an adjustable beam angle, and up to 85 percent savings on your energy consumption. Soraa SM16-07-25DM-927/918-01 (06619) Features: Direct replacement for MR16 halogen bulbs with a standard GU5.3 base Enhanced Point Source Optics Color accuracy of 95 CRI Color temperature range of 2700K - 1800K Dimmable to 20 percent Lifespan of up to 35,000 hours Three-year manufacturer's warranty Soraa SM16-07-25DM-927/918-01 (06619) Applications: Suitable for fully enclosed fixtures Recessed downlights Track lights Accent lighting Alternate Product Versions $19.94 add Soraa 06621 - 7.5W LED MR16 - 2700K-1800K - GU5.3 Vivid™ Warm Dim SM16-07-36DM-927/918-01 - 410 Lumens - 95 CRI - 50W Halogen Equivalent - 36° - 12V - THIS ITEM IS NOT TITLE 20 COMPLIANT. WE CAN NOT SHIP THIS TO CALIFORNIA. $19.94 add Soraa 06623 - 7.5W LED MR16 - 3000K-1800K - GU5.3 Vivid™ Warm Dim SM16-07-25DM-930/918-01 - 430 Lumens - 95 CRI - 50W Halogen Equivalent - 25° - 12V - THIS ITEM IS NOT TITLE 20 COMPLIANT. WE CAN NOT SHIP THIS TO CALIFORNIA. $19.94 add Soraa 06625 - 7.5W LED MR16 - 3000K-1800K - GU5.3 Vivid™ Warm Dim SM16-07-36DM-930/918-01 - 430 Lumens - 95 CRI - 50W Haogen Equivalent - 36° - 12V - THIS ITEM IS NOT TITLE 20 COMPLIANT. WE CAN NOT SHIP THIS TO CALIFORNIA. GU5.3 Vivid™ Warm Dim SM16-07-25DM-927/918-01 - 410 Lumens - 95 CRI - 50W Halogen Equivalent - 25° - 12V - THIS ITEM IS NOT TITLE 20 COMPLIANT. WE CAN NOT SHIP THIS TO CALIFORNIA. Soraa 06619 - 7.5W LED MR16 - 2700K-1800K - GU5.3 | 2700 | 95 | 410 | 54.6667 | 25000 | 7.5 | 1 | 19.94 | 19.94 | 23.4303 | 2020Q3 | https://www.energyavenue.com/Soraa/06619 | Energy Avenue | 2020 | No
LED Lighting | Downlight | Soraa | True |  | LED | MR16 | GU5.3 | Color Temp.2700K-1800K3000K-1800K Beam Angle25°36° Product Description THIS ITEM IS NOT TITLE 20 COMPLIANT WE CAN NOT SHIP THIS TO CALIFORNIA When you're looking for flexibility, elegance, and energy savings, turn to Soraa. Introducing their new Vivid™ Warm Dim series. This 7.5 watt MR16 LED bulb is a direct replacement for halogen bulbs with a standard GU5.3 base. With Soraa 06621 SM16-07-36DM-927/918-01, you'll enjoy its warm dimming capabilities of 1800K to 2700K color temperature. Soraa SM16-07-36DM-927/918-01 (06621) Features: Halogen replacement for indoor and outdoor applications Color range 2700K - 1800K Color accuracy of 95 CRI Dimmable to 20 percent Suitable for fully enclosed fixtures Lifespan of up to 35,000 hours Three-year warranty Soraa SM16-07-36DM-927/918-01 (06621) Applications: Recessed downlights Track lights Accent lighting Alternate Product Versions $19.94 add Soraa 06619 - 7.5W LED MR16 - 2700K-1800K - GU5.3 Vivid™ Warm Dim SM16-07-25DM-927/918-01 - 410 Lumens - 95 CRI - 50W Halogen Equivalent - 25° - 12V - THIS ITEM IS NOT TITLE 20 COMPLIANT. WE CAN NOT SHIP THIS TO CALIFORNIA. $19.94 add Soraa 06623 - 7.5W LED MR16 - 3000K-1800K - GU5.3 Vivid™ Warm Dim SM16-07-25DM-930/918-01 - 430 Lumens - 95 CRI - 50W Halogen Equivalent - 25° - 12V - THIS ITEM IS NOT TITLE 20 COMPLIANT. WE CAN NOT SHIP THIS TO CALIFORNIA. $19.94 add Soraa 06625 - 7.5W LED MR16 - 3000K-1800K - GU5.3 Vivid™ Warm Dim SM16-07-36DM-930/918-01 - 430 Lumens - 95 CRI - 50W Haogen Equivalent - 36° - 12V - THIS ITEM IS NOT TITLE 20 COMPLIANT. WE CAN NOT SHIP THIS TO CALIFORNIA. GU5.3 Vivid™ Warm Dim SM16-07-36DM-927/918-01 - 410 Lumens - 95 CRI - 50W Halogen Equivalent - 36° - 12V - THIS ITEM IS NOT TITLE 20 COMPLIANT. WE CAN NOT SHIP THIS TO CALIFORNIA. Soraa 06621 - 7.5W LED MR16 - 2700K-1800K - GU5.3 | 2700 | 95 | 410 | 54.6667 | 25000 | 7.5 | 1 | 19.94 | 19.94 | 23.4303 | 2020Q3 | https://www.energyavenue.com/Soraa/06621 | Energy Avenue | 2020 | No
LED Lighting | Downlight | Soraa | True |  | LED | MR16 | GU5.3 | Color Temp.2700K-1800K3000K-1800K Beam Angle25°36° Product Description THIS ITEM IS NOT TITLE 20 COMPLIANT WE CAN NOT SHIP THIS TO CALIFORNIA Up to 35,000 hours lifespan of warm ambient lighting are yours with this Soraa MR16 LED lamp from their new Vivid™ Warm Dim series. This halogen replacement is suitable for fully enclose indoor or outdoor fixtures. Emiting a range of warm white light from 1800K to 3000K. With this high-quality lamp, you'll enjoy dimming capabilities while conserving up to 85 percent of your energy consumption. Soraa SM16-07-25DM-930/918-01 (06623) Features: Outputs 7.5 watts; direct replacement for any MR16 75 watt halogen bulb Suitable for fully enclosed fixtures Dimmable to 20 percent Color temperature range of 3000K - 1800K Color accuracy of 95 CRI Three-year warranty Soraa SM16-07-25DM-930/918-01 (06623) Applications: Accent and spot lighting indoors or out Recessed downlights Track lights Alternate Product Versions $19.94 add Soraa 06619 - 7.5W LED MR16 - 2700K-1800K - GU5.3 Vivid™ Warm Dim SM16-07-25DM-927/918-01 - 410 Lumens - 95 CRI - 50W Halogen Equivalent - 25° - 12V - THIS ITEM IS NOT TITLE 20 COMPLIANT. WE CAN NOT SHIP THIS TO CALIFORNIA. $19.94 add Soraa 06621 - 7.5W LED MR16 - 2700K-1800K - GU5.3 Vivid™ Warm Dim SM16-07-36DM-927/918-01 - 410 Lumens - 95 CRI - 50W Halogen Equivalent - 36° - 12V - THIS ITEM IS NOT TITLE 20 COMPLIANT. WE CAN NOT SHIP THIS TO CALIFORNIA. $19.94 add Soraa 06625 - 7.5W LED MR16 - 3000K-1800K - GU5.3 Vivid™ Warm Dim SM16-07-36DM-930/918-01 - 430 Lumens - 95 CRI - 50W Haogen Equivalent - 36° - 12V - THIS ITEM IS NOT TITLE 20 COMPLIANT. WE CAN NOT SHIP THIS TO CALIFORNIA. GU5.3 Vivid™ Warm Dim SM16-07-25DM-930/918-01 - 430 Lumens - 95 CRI - 50W Halogen Equivalent - 25° - 12V - THIS ITEM IS NOT TITLE 20 COMPLIANT. WE CAN NOT SHIP THIS TO CALIFORNIA. Soraa 06623 - 7.5W LED MR16 - 3000K-1800K - GU5.3 | 3000 | 95 | 430 | 57.3333 | 25000 | 7.5 | 1 | 19.94 | 19.94 | 23.4303 | 2020Q3 | https://www.energyavenue.com/Soraa/06623 | Energy Avenue | 2020 | No
LED Lighting | Reflector | Soraa | True |  | LED | MR16 | GU5.3 | Color Temp.2700K-1800K3000K-1800K Beam Angle25°36° Product Description THIS ITEM IS NOT TITLE 20 COMPLIANT WE CAN NOT SHIP THIS TO CALIFORNIA Lend an air of coziness and warmth to your interior spaces with this Soraa Vivid™ Warm Dim lamp. This SM16-07-36DM-930/918-01 06625 is a low flicker 7.5W MR16 LED that is a great halogen replacement that features an adjustable color temperature of 1800K to 3000K. With this product, you'll enjoy ambiance and long life without sacrificing performance. Soraa SM16-07-36DM-930/918-01 (06625) Features: Output of 7.5 watts; directly replaces 50 watt halogen lamps Dimmable to 20 percent Color temperature range of 3000K-1800K Color accuracy of 95 CRI Up to 85 percent energy savings Lifespan of up to 35,000 hours Three-year warranty Soraa SM16-07-36DM-930/918-01 (06625) Applications: Suitable for fully enclosed fixtures Indoor or outdoor accent lighting Alternate Product Versions $19.94 add Soraa 06619 - 7.5W LED MR16 - 2700K-1800K - GU5.3 Vivid™ Warm Dim SM16-07-25DM-927/918-01 - 410 Lumens - 95 CRI - 50W Halogen Equivalent - 25° - 12V - THIS ITEM IS NOT TITLE 20 COMPLIANT. WE CAN NOT SHIP THIS TO CALIFORNIA. $19.94 add Soraa 06621 - 7.5W LED MR16 - 2700K-1800K - GU5.3 Vivid™ Warm Dim SM16-07-36DM-927/918-01 - 410 Lumens - 95 CRI - 50W Halogen Equivalent - 36° - 12V - THIS ITEM IS NOT TITLE 20 COMPLIANT. WE CAN NOT SHIP THIS TO CALIFORNIA. $19.94 add Soraa 06623 - 7.5W LED MR16 - 3000K-1800K - GU5.3 Vivid™ Warm Dim SM16-07-25DM-930/918-01 - 430 Lumens - 95 CRI - 50W Halogen Equivalent - 25° - 12V - THIS ITEM IS NOT TITLE 20 COMPLIANT. WE CAN NOT SHIP THIS TO CALIFORNIA. GU5.3 Vivid™ Warm Dim SM16-07-36DM-930/918-01 - 430 Lumens - 95 CRI - 50W Haogen Equivalent - 36° - 12V - THIS ITEM IS NOT TITLE 20 COMPLIANT. WE CAN NOT SHIP THIS TO CALIFORNIA. Soraa 06625 - 7.5W LED MR16 - 3000K-1800K - GU5.3 | 3000 | 95 | 430 | 57.3333 | 25000 | 7.5 | 1 | 19.94 | 19.94 | 23.4303 | 2020Q3 | https://www.energyavenue.com/Soraa/06625 | Energy Avenue | 2020 | Yes
LED Lighting | A-Type | TCP | True |  | General Purpose Replacement | A19 | GU24 | Damp Location Rated Home / Light Bulbs / LED / LED A-Line / TCP - LED10A19GUDOD41K Energy Star; Damp Location; Suitable for Totally Enclosed Fixtures 9.5W A19 LED Lamp - Universal - 800 Lumens - Cool White (4100K) - 80 CRI - 25000 Hours - GU24 (Bi-Pin / Twist & Lock) - 120 to 130V - White TCP - LED10A19GUDOD41K | 4000 | 84 | 850 | 89.4737 | 25000 | 9.5 | 48 | 170.88 | 3.56 | 4.1831 | 2020Q2 | https://shop.regencylighting.com/lamps/led/a-line/led10a19gudod41k-tcp.html | Regency Lighting | 2020 | Yes
LED Lighting |  | Soraa | True | Daylighting/Photocell, | LED | MR16 | GU5.3 | Product Description When you cannot afford to compromise, use the Soraa 00917. Your guests, friends, and clients will be amazed by how vibrant and bright your colors will be! Soraa employs innovative VP3 Vivid Color, Point Source Optics, and GaN on GaN lighting technology, makes for smooth beams of light and an extensive color range while using only 7.5 watts. This MR16 LED will save you over 85 percent energy consumption compared to standard halogen lamps and with an amazing 3 year warranty; you can expect quality for over 35,000 hours of use. Other Features Include: Pure nitride substrate for a better beam and color rendering 1,000 times more accurate than other LED lamps High CRI of 95 36-degree beam angle Soraa snap system accessories available (Sold Seperately) 35,000 life hours Suitable for fully enclosed fixtures Dimmable down to 20% of full light levels Ideal Applications: Dimmable Applications Track Lighting for MR16 lamp with a GU 5.3 base type Restaurants lighting and jewelry displays Full-spectrum lighting for video and photography areas Excellent for indoor workplace, study and hobby rooms GU5.3 10-Degree Beam Angle - Snap System Compatible - 7.5 Watt - 12 Volt - GU5.3 Base - 80 CRI - Dimmable - 2700K Warm White Soraa - 00917 - SM16-07-10D-827-03 - Brilliant Series - MR16 LED - 50 Watt Halogen Equivalent | 2700 | 80 | 475 | 63.3333 | 35000 | 7.5 | 1 | 17.25 | 17.25 | 20.2694 | 2020Q3 | https://www.energyavenue.com/Soraa/SM16-07-10D-827-03 | Energy Avenue | 2020 | Yes
LED Lighting |  | Soraa | True | Daylighting/Photocell, | LED | MR16 | GU5.3 | Product Description THIS ITEM IS NOT TITLE 20 COMPLIANT WE CAN NOT SHIP THIS TO CALIFORNIA When you cannot afford to compromise, use the Soraa 00921. Your guests, friends, and clients will be amazed by how vibrant and bright your colors will be! Soraa employs innovative VP3 Vivid Color, Point Source Optics, and GaN on GaN lighting technology, makes for smooth beams of light and an extensive color range while using only 9 watts. This MR16 LED will save you over 85 percent energy consumption compared to standard halogen lamps and with an amazing 3 year warranty; you can expect quality for over 35,000 hours of use. Other Features Include: Pure nitride substrate for a better beam and color rendering 1,000 times more accurate than other LED lamps High CRI of 95 10-degree beam angle 3000K, warm white brilliance Soraa snap system accessories available (Sold Seperately) Suitable for fully enclosed fixtures Dimmable down to 20% of full light levels Ideal Applications: Dimmable Applications Track Lighting for MR16 lamp with a GU 5.3 base type Restaurant lighting Full-spectrum lighting for gallery and photography areas GU5.3 10-Degree Beam Angle - Snap System Compatible - 7.5 Watt - 12 Volt - GU5.3 Base - 80 CRI - Dimmable - 3000K - THIS ITEM IS NOT TITLE 20 COMPLIANT. WE CAN NOT SHIP THIS TO CALIFORNIA. Soraa - 00921 - SM16-07-10D-830-03 - Brilliant Series - MR16 LED - 65 Watt Halogen Equivalent | 3000 | 80 | 500 | 66.6667 | 35000 | 7.5 | 1 | 15.94 | 15.94 | 18.7301 | 2020Q3 | https://www.energyavenue.com/Soraa/SM16-07-10D-830-03 | Energy Avenue | 2020 | Yes
LED Lighting | Reflector | Soraa | True |  | LED | MR16 | GU5.3 | Product Description THIS ITEM IS NOT TITLE 20 COMPLIANT WE CAN NOT SHIP THIS TO CALIFORNIA The Soraa 00919 VIVID Series MR16 LED lamp operates at 7.5 Watts and 12 Volts. This LED has a high 95 CRI, and is equivalent to a 50 watt halogen light bulb. This VIVID Series LED has a GU5.3 Base, 10 Degree Beam Angle, and a Color Temperature (CCT) of 2700K. Soraa VIVID Series lamps deliver a 40% increase in light output from the first generation, and emit a perfect spectrum of light. Soraa's LED's deliver unprecedented performance and light quality, and is ideal for applications that require very high light output from tiny form factors such as MR16 lamps. Features: Suitable for enclosed fixtures Applicable for both indoor and outdoor applications GU5.3 Vivid Series - GU5.3 Base - 10-Degree Beam Angle - 12 Volt - 95 CRI - Dimmable - 50 Watt Equal - THIS ITEM IS NOT TITLE 20 COMPLIANT. WE CAN NOT SHIP THIS TO CALIFORNIA. Soraa 00919 - SM16-07-10D-927-03 - 7.5 W LED MR16 - 2700K | 2700 | 95 | 390 | 52 | 35000 | 7.5 | 1 | 22.55 | 22.55 | 26.4971 | 2020Q3 | https://www.energyavenue.com/Soraa/SM16-07-10D-927-03 | Energy Avenue | 2020 | Yes
LED Lighting | Reflector | Soraa | True |  | LED | MR16 | GU5.3 | Product Description THIS ITEM IS NOT TITLE 20 COMPLIANT WE CAN NOT SHIP THIS TO CALIFORNIA The Soraa 00923 SM16-07-10D-930-03 is a MR16 LED Vivid Series, which is one of the most sought after LEDs on the market. This 7.5 watt MR16 produces a high end 95 CRI with a warm white 3000Kcolor temperature, at a 10 degree beam angle. With a 3 year warranty and a life expectancy of 35,000 hours, this is a long lasting LED lamp. Soraa SM16-07-10D-930-03 00923 Features: 85% more efficient that halogen lamps UL/CUL Class 2 and non-Class 2 Listed, RoHS compliant Use for recessed downlighitng and track lights GU5.3 Vivid Series - 50 Watt Equivalent - 12V - 430 Lumens - 10 Degree Beam Angle - 95 CRI - Dimmable - THIS ITEM IS NOT TITLE 20 COMPLIANT. WE CAN NOT SHIP THIS TO CALIFORNIA. Soraa 00923 - SM16-07-10D-930-03 - 7.5W MR16 LED - 3000K | 3000 | 95 | 430 | 57.3333 | 35000 | 7.5 | 1 | 21.65 | 21.65 | 25.4396 | 2020Q3 | https://www.energyavenue.com/Soraa/SM16-07-10D-930-03 | Energy Avenue | 2020 | Yes
LED Lighting | Downlight | Soraa | True |  | LED | MR16 | GU5.3 | Product Description The Soraa 00929 Brilliant Series MR16 LED lamp operates at 7.5 Watts and 12 Volts. This LED has an 85 CRI, and is equivalent to a 65 watt halogen light bulb. This Brilliant Series LED has a GU5.3 Base, 25 Degree Beam Angle, and a Color Temperature (CCT) of 2700K. This Soraa LED lamp is 85% more efficient than your standard halogen, and has a typical payback of less than one year. Intended for use in MR16 compatible recessed downlights. Features: Dimmable Suitable for enclosed fixtures Applicable for both indoor and outdoor applications GU5.3 25-Degree Beam Angle - 7.5 Watt - 12 Volt - 85 CRI - Dimmable - 2700K - 65 Watt Equal Soraa - 00929 - SM16-07-25D-827-03 - Brilliant Series - MR16 LED | 2700 | 85 | 500 | 66.6667 | 35000 | 7.5 | 1 | 13.27 | 13.27 | 15.5928 | 2020Q3 | https://www.energyavenue.com/Soraa/SM16-07-25D-827-03 | Energy Avenue | 2020 | No
LED Lighting |  | Soraa | True | Daylighting/Photocell, | LED | MR16 | GU5.3 | Product Description THIS ITEM IS NOT TITLE 20 COMPLIANT WE CAN NOT SHIP THIS TO CALIFORNIA When you cannot afford to compromise, use the Soraa 00931. Your guests, friends, and clients will be amazed by how vibrant and bright your colors will be! Soraa employs innovative VP3 Vivid Color, Point Source Optics, and GaN on GaN lighting technology, makes for smooth beams of light and an extensive color range while using only 9 watts. This MR16 LED will save you over 85 percent energy consumption compared to standard halogen lamps and with an amazing 3 year warranty; you can expect quality for over 35,000 hours of use. Other Features Include: Pure nitride substrate for a better beam and color rendering 1,000 times more accurate than other LED lamps High CRI of 95 25-degree beam angle Soraa snap system accessories available (Sold Seperately) 2700K, warm white brilliance Suitable for fully enclosed fixtures Dimmable down to 20% of full light levels Ideal Applications: Dimmable Applications Track Lighting for MR16 lamp with a GU 5.3 base type Restaurant lighting Full-spectrum lighting for gallery and photography areas GU5.3 Vivid Series - GU5.3 Base - 25-Degree Beam Angle - 12 Volt - 95 CRI - 50 Watt Equal - Dimmable - THIS ITEM IS NOT TITLE 20 COMPLIANT. WE CAN NOT SHIP THIS TO CALIFORNIA. Soraa 00931 - SM16-07-25D-927-03 - 7.5W MR16 LED - 2700K | 2700 | 95 | 410 | 54.6667 | 35000 | 7.5 | 1 | 19.9 | 19.9 | 23.3833 | 2020Q3 | https://www.energyavenue.com/Soraa/SM16-07-25D-927-03 | Energy Avenue | 2020 | Yes
LED Lighting |  | Soraa | True |  | LED | MR16 | GU5.3 | Product Description THIS ITEM IS NOT TITLE 20 COMPLIANT WE CAN NOT SHIP THIS TO CALIFORNIA As a replacement for 50-watt halogen incandescent bulbs, Soraa's 7.5-watt lamp provides brightness at a fraction of the cost. With a 35,000-hour lifespan, this bulb not only saves you on your energy bill (an 80 percent difference, but on maintenance costs as well. The lamp also offers a 25-degree beam angle, making it an excellent flood light for indoor and outdoor applications or track lighting.Other features include: 4000K color temperature CRI of 95 for high color definition Dimmable down to 20 percent Three-year warranty Compatible with standard fixtures GU5.3 Vivid Series - 50 Watt Halogen Equivalent - GU5.3 Base - 25 Degree Beam Angle - 12 Volt - 95 CRI - Dimmable - THIS ITEM IS NOT TITLE 20 COMPLIANT. WE CAN NOT SHIP THIS TO CALIFORNIA. Soraa 00937 - SM16-07-25D-940-03 - 7.5W MR16 LED - 4000K | 4000 | 95 | 455 | 60.6667 | 35000 | 7.5 | 1 | 19.9 | 19.9 | 23.3833 | 2020Q3 | https://www.energyavenue.com/Soraa/SM16-07-25D-940-03 | Energy Avenue | 2020 | Yes
LED Lighting | Downlight | Soraa | True |  | LED | MR16 | GU5.3 | Product Description The Soraa 00941 Brilliant Series MR16 LED lamp operates at 7.5 Watts and 12 Volts. This LED has an 85 CRI, and is equivalent to a 50 watt halogen light bulb. This Brilliant Series LED has a GU5.3 Base, 36 Degree Beam Angle, and a Color Temperature (CCT) of 2700K. This Soraa LED lamp is 85% more efficient than your standard halogen, and has a typical payback of less than one year. Intended for use in MR16 compatible recessed downlights. Features: Dimmable Suitable for enclosed fixtures Applicable for both indoor and outdoor applications GU5.3 36-Degree Beam Angle - 7.5 Watt - 12 Volt - 85 CRI - Dimmable - 2700K - 50 Watt Equal Soraa - 00941 - SM16-07-36D-827-03 - Brilliant Series - MR16 LED | 2700 | 85 | 500 | 66.6667 | 35000 | 7.5 | 1 | 13.27 | 13.27 | 15.5928 | 2020Q3 | https://www.energyavenue.com/Soraa/SM16-07-36D-827-03 | Energy Avenue | 2020 | No
LED Lighting |  | Soraa | True | Daylighting/Photocell, | LED | MR16 | GU5.3 | Product Description THIS ITEM IS NOT TITLE 20 COMPLIANT WE CAN NOT SHIP THIS TO CALIFORNIA When you cannot afford to compromise, use the Soraa 00943. Your guests, friends, and clients will be amazed by how vibrant and bright your colors will be! Soraa employs innovative VP3 Vivid Color, Point Source Optics, and GaN on GaN lighting technology, makes for smooth beams of light and an extensive color range while using only 9 watts. This MR16 LED will save you over 85 percent energy consumption compared to standard halogen lamps and with an amazing 3 year warranty; you can expect quality for over 35,000 hours of use. Other Features Include: Pure nitride substrate for a better beam and color rendering 1,000 times more accurate than other LED lamps High CRI of 95 36-degree beam angle Soraa snap system accessories available (Sold Seperately) 2700K, warm white brilliance Suitable for fully enclosed fixtures Dimmable down to 20% of full light levels Ideal Applications: Dimmable Applications Track Lighting for MR16 lamp with a GU5.3 base type Restaurant lighting Full-spectrum lighting for gallery and photography areas GU5.3 Vivid Series - GU5.3 Base - Dimmable - 50W Halogen Equal - 36° Beam Angle - 12V - 95CRI - THIS ITEM IS NOT TITLE 20 COMPLIANT. WE CAN NOT SHIP THIS TO CALIFORNIA Soraa 00943 - SM16-07-36D-927-03 - 7.5W MR16 LED - 2700K | 2700 | 95 | 410 | 54.6667 | 35000 | 7.5 | 1 | 19.9 | 19.9 | 23.3833 | 2020Q3 | https://www.energyavenue.com/Soraa/SM16-07-36D-927-03 | Energy Avenue | 2020 | Yes
LED Lighting |  | Soraa | True |  | LED | MR16 | GU5.3 | Product Description THIS ITEM IS NOT TITLE 20 COMPLIANT WE CAN NOT SHIP THIS TO CALIFORNIA Soraa LED MR16 GU5.3 base Vivid Series lamps are a replacement for 50-watt halogen incandescent bulbs, Soraa's 00949, 7.5-watt lamp provides brightness at a fraction of the cost. With a 35,000-hour lifespan, this bulb not only saves you on your energy bill (an 80 percent difference, but on maintenance costs as well. The lamp also offers a 36-degree beam angle, making it an excellent flood light for indoor and outdoor applications or track lighting.Other features include: 4000Kcolor temperature CRI of 95 for high color definition Dimmable down to 20 percent Three-year warranty Compatible with standard fixtures GU5.3 Vivid Series - 50 Watt Halogen Equivalent - 36-Degree Beam Angle - 12 Volt - GU5.3 Base - 95 CRI - Dimmable - THIS ITEM IS NOT TITLE 20 COMPLIANT. WE CAN NOT SHIP THIS TO CALIFORNIA. Soraa 00949 - SM16-07-36D-940-03 - 7.5W MR16 LED - 4000K | 4000 | 95 | 455 | 60.6667 | 35000 | 7.5 | 1 | 19.9 | 19.9 | 23.3833 | 2020Q3 | https://www.energyavenue.com/Soraa/SM16-07-36D-940-03 | Energy Avenue | 2020 | Yes
LED Lighting |  | Soraa | True | Daylighting/Photocell, | LED | MR16 | GU5.3 | Product Description When you cannot afford to compromise, use the Soraa 00953. Soraa employs innovative VP3 Vivid Color, Point Source Optics, and GaN on GaN lighting technology, makes for smooth beams of light and an extensive color range while using only 9 watts. Your guests, friends, and clients will be amazed by how vibrant and bright your colors will be! This MR16 LED will save you over 85 percent energy consumption compared to standard halogen lamps and with an amazing 3 year warranty; you can expect quality for over 35,000 hours of use. Other Features Include: Pure nitride substrate for a better beam and color rendering 1,000 times more accurate than other LED lamps High CRI of 95 25-degree beam angle Soraa snap system accessories available (Sold Seperately) 2700K, warm white brilliance Suitable for fully enclosed fixtures Dimmable down to 20% of full light levels Ideal Applications: Dimmable Applications Track Lighting for MR16 lamp with a GU 5.3 base type Restaurant lighting Full-spectrum lighting for gallery and photography areas GU5.3 25-Degree Beam Angle - 9 Watt - 12 Volt - GU5.3 Base - 80 CRI - Dimmable - 2700K Warm White Soraa - 00953 - SM16-09-25D-827-03 - Brilliant Series - MR16 LED - 75 Watt Halogen Equivalent | 2700 | 80 | 560 | 62.2222 | 35000 | 9 | 1 | 15.94 | 15.94 | 18.7301 | 2020Q3 | https://www.energyavenue.com/Soraa/SM16-09-25D-827-03 | Energy Avenue | 2020 | Yes
LED Lighting | Downlight | Soraa | True |  | LED | MR16 | GU5.3 | Wattage7.5 Watt9 Watt Color Temp.2700K3000K Beam Angle25°36°60° Base TypeGU10GU5.3 Product Description The Soraa 08734 LED MR16 is a great low energy replacement option for 75W halogen lamps. Each LED provides a soft white light with its 2700K color temperature. The Soraa LED lamps can be used with both 12V AC magnetic and electronic transformers for a wide range of applications. Its 25-degree beam angle enables you to focus the beam in a uniform manner and is designed to last up to 35,000 hours. Soraa SM16-09-25D-827-H1 (08734) Features: Dimmer switch compatible Flicker-free in dimmed/undimmed modes Soraa SM16-09-25D-827-H1 (08734) Applications: Track lights Downlights Indoor lighting Alternate Product Versions $13.55 add Soraa 08724 - 7.5W LED MR16 - 2700K - GU5.3 Brilliant™ HL SM16-07-25D-827-H1 - 600 Lumens - 90 CRI - 75W Halogen Equivalent - 25° - 12V $13.55 add Soraa 08726 - 7.5W LED MR16 - 2700K - GU5.3 Brilliant™ HL SM16-07-36D-827-H1 - 600 Lumens - 90 CRI - 75W Halogen Equivalent - 36° - 12V $13.55 add Soraa 08730 - 7.5W LED MR16 - 3000K - GU5.3 Brilliant™ HL SM16-07-25D-830-H1 - 630 Lumens - 90 CRI - 75W Halogen Equivalent - 25° - 12V $13.55 add Soraa 08732 - 7.5W LED MR16 - 3000K - GU5.3 Brilliant™ HL SM16-07-36D-830-H1 - 630 Lumens - 90 CRI - 75W Halogen Equivalent - 36° - 12V $16.05 add Soraa 08736 - 9W LED MR16 - 2700K - GU5.3 Brilliant™ HL SM16-09-36D-827-H1 - 690 Lumens - 90 CRI - 75W Halogen Equivalent - 36° - 12V $16.05 add Soraa 08738 - 9W LED MR16 - 3000K - GU5.3 Brilliant™ HL SM16-09-25D-830-H1 - 725 Lumens - 90 CRI - 75W Halogen Equivalent - 25° - 12V $16.05 add Soraa 08740 - 9W LED MR16 - 3000K - GU5.3 Brilliant™ HL SM16-09-36D-830-H1 - 725 Lumens - 90 CRI - 75W Halogen Equivalent - 36° - 12V $14.98 add Soraa 08744 - 7.5W LED MR16 - 2700K - GU10 Brilliant™ HL SM16GA-07-25D-827-H1 - 600 Lumens - 90 CRI - 65W Halogen Equivalent - 25° - 120V $14.98 add Soraa 08746 - 7.5W LED MR16 - 2700K - GU10 Brilliant™ HL SM16GA-07-36D-827-H1 - 600 Lumens - 90 CRI - 65W Halogen Equivalent - 36° - 120V $14.98 add Soraa 08748 - 7.5W LED MR16 - 2700K - GU10 Brilliant™ HL SM16GA-07-60D-827-H1 - 600 Lumens - 90 CRI - 65W Halogen Equivalent - 60° - 120V $14.98 add Soraa 08752 - 7.5W LED MR16 - 3000K - GU10 Brilliant™ HL SM16GA-07-25D-830-H1 - 630 Lumens - 90 CRI - 65W Halogen Equivalent - 25° - 120V $14.98 add Soraa 08754 - 7.5W LED MR16 - 3000K - GU10 Brilliant™ HL SM16GA-07-36D-830-H1 - 630 Lumens - 90 CRI - 65W Halogen Equivalent - 36° - 120V $14.98 add Soraa 08756 - 7.5W LED MR16 - 3000K - GU10 Brilliant™ HL SM16GA-07-60D-830-H1 - 630 Lumens - 90 CRI - 65W Halogen Equivalent - 60° - 120V $17.48 add Soraa 08758 - 9W LED MR16 - 2700K - GU10 Brilliant™ HL SM16GA-09-25D-827-H1 - 630 Lumens - 90 CRI - 75W Halogen Equivalent - 25° - 120V $17.48 add Soraa 08760 - 9W LED MR16 - 2700K - GU10 Brilliant™ HL SM16GA-09-36D-827-H1 - 630 Lumens - 90 CRI - 75W Halogen Equivalent - 36° - 120V $17.48 add Soraa 08762 - 9W LED MR16 - 2700K - GU10 Brilliant™ HL SM16GA-09-60D-827-H1 - 630 Lumens - 90 CRI - 75W Halogen Equivalent - 60° - 120V $17.48 add Soraa 08764 - 9W LED MR16 - 3000K - GU10 Brilliant™ HL SM16GA-09-25D-830-H1 - 725 Lumens - 90 CRI - 75W Halogen Equivalent - 25° - 120V $17.48 add Soraa 08766 - 9W LED MR16 - 3000K - GU10 Brilliant™ HL SM16GA-09-36D-830-H1 - 725 Lumens - 90 CRI - 75W Halogen Equivalent - 36° - 120V $17.48 add Soraa 08768 - 9W LED MR16 - 3000K - GU10 Brilliant™ HL - SM16GA-09-60D-830-H1 - 725 Lumens - 90 CRI - 75W Halogen Equivalent - 60° - 120V $13.55 add Soraa 08722 - 7.5W MR16 - 2700K - GU5.3 Brilliant™ HL SM16-07-10D-827-H1 - 75 Halogen Equivalent - 575 Lumens - 90 CRI - 10 Degree Beam Angle - Title 20 Compliant GU5.3 Brilliant™ HL SM16-09-25D-827-H1 - 690 Lumens - 90 CRI - 75W Halogen Equivalent - 25° - 12V Soraa 08734 - 9W LED MR16 - 2700K - GU5.3 | 2700 | 90 | 690 | 76.6667 | 35000 | 9 | 1 | 16.05 | 16.05 | 18.8594 | 2020Q3 | https://www.energyavenue.com/Soraa/SM16-09-25D-827-H1 | Energy Avenue | 2020 | No
LED Lighting | Downlight | Soraa | True |  | LED | MR16 | GU5.3 | Wattage7.5 Watt9 Watt Color Temp.2700K3000K Beam Angle25°36°60° Base TypeGU10GU5.3 Product Description The Soraa 08738 LED MR16 provides you with a compact but controlled 25-degree beam angle with its design. Each 9W LED can replace a 75W halogen lamp and provides soft white light with its 3000K color temperature. In addition to being compatible with trailing and leading edge phase-cut dimmers, you'll find that the LEDs are flicker free in both lighting states. Soraa SM16-09-25D-830-H1 (08738) Features: Smooth uniform beams and crisp shadows Low level of flickering 35,000-hour rated life 3-year or 25,000-hour warranty Suitable for damp locations Soraa SM16-09-25D-830-H1 (08738) Applications: Track lighting Indoor lighting applications Recessed downlighting Alternate Product Versions $13.55 add Soraa 08724 - 7.5W LED MR16 - 2700K - GU5.3 Brilliant™ HL SM16-07-25D-827-H1 - 600 Lumens - 90 CRI - 75W Halogen Equivalent - 25° - 12V $13.55 add Soraa 08726 - 7.5W LED MR16 - 2700K - GU5.3 Brilliant™ HL SM16-07-36D-827-H1 - 600 Lumens - 90 CRI - 75W Halogen Equivalent - 36° - 12V $13.55 add Soraa 08730 - 7.5W LED MR16 - 3000K - GU5.3 Brilliant™ HL SM16-07-25D-830-H1 - 630 Lumens - 90 CRI - 75W Halogen Equivalent - 25° - 12V $13.55 add Soraa 08732 - 7.5W LED MR16 - 3000K - GU5.3 Brilliant™ HL SM16-07-36D-830-H1 - 630 Lumens - 90 CRI - 75W Halogen Equivalent - 36° - 12V $16.05 add Soraa 08734 - 9W LED MR16 - 2700K - GU5.3 Brilliant™ HL SM16-09-25D-827-H1 - 690 Lumens - 90 CRI - 75W Halogen Equivalent - 25° - 12V $16.05 add Soraa 08736 - 9W LED MR16 - 2700K - GU5.3 Brilliant™ HL SM16-09-36D-827-H1 - 690 Lumens - 90 CRI - 75W Halogen Equivalent - 36° - 12V $16.05 add Soraa 08740 - 9W LED MR16 - 3000K - GU5.3 Brilliant™ HL SM16-09-36D-830-H1 - 725 Lumens - 90 CRI - 75W Halogen Equivalent - 36° - 12V $14.98 add Soraa 08744 - 7.5W LED MR16 - 2700K - GU10 Brilliant™ HL SM16GA-07-25D-827-H1 - 600 Lumens - 90 CRI - 65W Halogen Equivalent - 25° - 120V $14.98 add Soraa 08746 - 7.5W LED MR16 - 2700K - GU10 Brilliant™ HL SM16GA-07-36D-827-H1 - 600 Lumens - 90 CRI - 65W Halogen Equivalent - 36° - 120V $14.98 add Soraa 08748 - 7.5W LED MR16 - 2700K - GU10 Brilliant™ HL SM16GA-07-60D-827-H1 - 600 Lumens - 90 CRI - 65W Halogen Equivalent - 60° - 120V $14.98 add Soraa 08752 - 7.5W LED MR16 - 3000K - GU10 Brilliant™ HL SM16GA-07-25D-830-H1 - 630 Lumens - 90 CRI - 65W Halogen Equivalent - 25° - 120V $14.98 add Soraa 08754 - 7.5W LED MR16 - 3000K - GU10 Brilliant™ HL SM16GA-07-36D-830-H1 - 630 Lumens - 90 CRI - 65W Halogen Equivalent - 36° - 120V $14.98 add Soraa 08756 - 7.5W LED MR16 - 3000K - GU10 Brilliant™ HL SM16GA-07-60D-830-H1 - 630 Lumens - 90 CRI - 65W Halogen Equivalent - 60° - 120V $17.48 add Soraa 08758 - 9W LED MR16 - 2700K - GU10 Brilliant™ HL SM16GA-09-25D-827-H1 - 630 Lumens - 90 CRI - 75W Halogen Equivalent - 25° - 120V $17.48 add Soraa 08760 - 9W LED MR16 - 2700K - GU10 Brilliant™ HL SM16GA-09-36D-827-H1 - 630 Lumens - 90 CRI - 75W Halogen Equivalent - 36° - 120V $17.48 add Soraa 08762 - 9W LED MR16 - 2700K - GU10 Brilliant™ HL SM16GA-09-60D-827-H1 - 630 Lumens - 90 CRI - 75W Halogen Equivalent - 60° - 120V $17.48 add Soraa 08764 - 9W LED MR16 - 3000K - GU10 Brilliant™ HL SM16GA-09-25D-830-H1 - 725 Lumens - 90 CRI - 75W Halogen Equivalent - 25° - 120V $17.48 add Soraa 08766 - 9W LED MR16 - 3000K - GU10 Brilliant™ HL SM16GA-09-36D-830-H1 - 725 Lumens - 90 CRI - 75W Halogen Equivalent - 36° - 120V $17.48 add Soraa 08768 - 9W LED MR16 - 3000K - GU10 Brilliant™ HL - SM16GA-09-60D-830-H1 - 725 Lumens - 90 CRI - 75W Halogen Equivalent - 60° - 120V $13.55 add Soraa 08722 - 7.5W MR16 - 2700K - GU5.3 Brilliant™ HL SM16-07-10D-827-H1 - 75 Halogen Equivalent - 575 Lumens - 90 CRI - 10 Degree Beam Angle - Title 20 Compliant GU5.3 Brilliant™ HL SM16-09-25D-830-H1 - 725 Lumens - 90 CRI - 75W Halogen Equivalent - 25° - 12V Soraa 08738 - 9W LED MR16 - 3000K - GU5.3 | 3000 | 90 | 725 | 80.5556 | 35000 | 9 | 1 | 16.05 | 16.05 | 18.8594 | 2020Q3 | https://www.energyavenue.com/Soraa/SM16-09-25D-830-H1 | Energy Avenue | 2020 | No
LED Lighting |  | Soraa | True | Daylighting/Photocell, | LED | MR16 | GU5.3 | Product Description THIS ITEM IS NOT TITLE 20 COMPLIANT WE CAN NOT SHIP THIS TO CALIFORNIA When you cannot afford to compromise, use the Soraa 00959. Your guests, friends, and clients will be amazed by how vibrant and bright your colors will be! Soraa employs innovative VP3 Vivid Color, Point Source Optics, and GaN on GaN lighting technology, makes for smooth beams of light and an extensive color range while using only 9 watts. This MR16 LED will save you over 85 percent energy consumption compared to standard halogen lamps and with an amazing 3 year warranty; you can expect quality for over 35,000 hours of use. Other Features Include: Pure nitride substrate for a better beam and color rendering 1,000 times more accurate than other LED lamps High CRI of 95 25-degree beam angle Soraa snap system accessories available (Sold Seperately) 3000K, warm white brilliance Suitable for fully enclosed fixtures Dimmable down to 20% of full light levels Ideal Applications: Dimmable Applications Track Lighting for MR16 lamp with a GU 5.3 base type Restaurant lighting Full-spectrum lighting for gallery and photography areas GU5.3 25-Degree Beam Angle - 9 Watt - 12 Volt - GU5.3 Base - 95 CRI - Dimmable - 3000K Warm White - THIS ITEM IS NOT TITLE 20 COMPLIANT. WE CAN NOT SHIP THIS TO CALIFORNIA. Soraa 00959 - SM16-09-25D-930-03 - Vivid Series - MR16 LED - 60 Watt Halogen Equivalent | 3000 | 95 | 490 | 54.4444 | 35000 | 9 | 1 | 22.55 | 22.55 | 26.4971 | 2020Q3 | https://www.energyavenue.com/Soraa/SM16-09-25D-930-03 | Energy Avenue | 2020 | Yes
LED Lighting |  | Soraa | True | Daylighting/Photocell, | LED | MR16 | GU5.3 | Product Description When you cannot afford to compromise, use the Soraa 00961. Soraa employs innovative VP3 Vivid Color, Point Source Optics, and GaN on GaN lighting technology, makes for smooth beams of light and an extensive color range while using only 9 watts. Your guests, friends, and clients will be amazed by how vibrant and bright your colors will be! This MR16 LED will save you over 85 percent energy consumption compared to standard halogen lamps and with an amazing 3 year warranty; you can expect quality for over 35,000 hours of use. Other Features Include: Pure nitride substrate for a better beam and color rendering 1,000 times more accurate than other LED lamps High CRI of 95 36-degree beam angle Soraa snap system accessories available (Sold Seperately) 2700K, warm white brilliance Suitable for fully enclosed fixtures Dimmable down to 20% of full light levels Ideal Applications: Dimmable Applications Track Lighting for MR16 lamp with a GU 5.3 base type Restaurant lighting Full-spectrum lighting for gallery and photography areas GU5.3 36-Degree Beam Angle - 9 Watt - 12 Volt - GU5.3 Base - 80 CRI - Dimmable - 2700K Warm White Soraa - 00961 - SM16-09-36D-827-03 - Brilliant Series - MR16 - 75 Watt Halogen Equivalent | 2700 | 80 | 560 | 62.2222 | 35000 | 9 | 1 | 17.25 | 17.25 | 20.2694 | 2020Q3 | https://www.energyavenue.com/Soraa/SM16-09-36D-827-03 | Energy Avenue | 2020 | Yes
LED Lighting |  | Soraa | True | Daylighting/Photocell, | LED | MR16 | GU5.3 | Product Description THIS ITEM IS NOT TITLE 20 COMPLIANT WE CAN NOT SHIP THIS TO CALIFORNIA When you cannot afford to compromise, use the Soraa 00963. Your guests, friends, and clients will be amazed by how vibrant and bright your colors will be! Soraa employs innovative VP3 Vivid Color, Point Source Optics, and GaN on GaN lighting technology, makes for smooth beams of light and an extensive color range while using only 9 watts. This MR16 LED will save you over 85 percent energy consumption compared to standard halogen lamps and with an amazing 3 year warranty; you can expect quality for over 35,000 hours of use. Other Features Include: Pure nitride substrate for a better beam and color rendering 1,000 times more accurate than other LED lamps High CRI of 95 36-degree beam angle 2700K, warm white brilliance Suitable for fully enclosed fixtures Dimmable down to 20% of full light levels Ideal Applications: Dimmable Applications Track Lighting for MR16 lamp with a GU 5.3 base type Restaurant lighting Full-spectrum lighting for gallery and photography areas GU5.3 36-Degree Beam Angle - 9 Watt - 12 Volt - GU5.3 Base - 95 CRI - Dimmable - 2700K Warm White - THIS ITEM IS NOT TITLE 20 COMPLIANT. WE CAN NOT SHIP THIS TO CALIFORNIA. Soraa 00963 - SM16-09-36D-927-03 - Vivid Series - MR16 LED - 60 Watt Halogen Equivalent | 2700 | 95 | 465 | 51.6667 | 35000 | 9 | 1 | 22.55 | 22.55 | 26.4971 | 2020Q3 | https://www.energyavenue.com/Soraa/SM16-09-36D-927-03 | Energy Avenue | 2020 | Yes
LED Lighting |  | Soraa | True | Daylighting/Photocell, | LED | MR16 | GU5.3 | Product Description THIS ITEM IS NOT TITLE 20 COMPLIANT WE CAN NOT SHIP THIS TO CALIFORNIA When you cannot afford to compromise, use the Soraa 00967. Your guests, friends, and clients will be amazed by how vibrant and bright your colors will be! Soraa employs innovative VP3 Vivid Color, Point Source Optics, and GaN on GaN lighting technology, makes for smooth beams of light and an extensive color range while using only 9 watts. This MR16 LED will save you over 85 percent energy consumption compared to standard halogen lamps and with an amazing 3 year warranty; you can expect quality for over 35,000 hours of use. Other Features Include: Pure nitride substrate for a better beam and color rendering 1,000 times more accurate than other LED lamps High CRI of 95 36-degree beam angle Soraa snap system accessories available (Sold Seperately) 3000K, warm white brilliance Suitable for fully enclosed fixtures Dimmable down to 20% of full light levels Ideal Applications: Dimmable Applications Track Lighting for MR16 lamp with a GU 5.3 base type Restaurant lighting Full-spectrum lighting for gallery and photography areas GU5.3 36-Degree Beam Angle - 9 Watt - 12 Volt - GU5.3 Base - 95 CRI - Dimmable - 3000K Warm White - THIS ITEM IS NOT TITLE 20 COMPLIANT. WE CAN NOT SHIP THIS TO CALIFORNIA. Soraa 00967 - SM16-09-36D-930-03 - Vivid Series - MR16 - 60 Watt Halogen Equivalent | 3000 | 95 | 490 | 54.4444 | 35000 | 9 | 1 | 22.55 | 22.55 | 26.4971 | 2020Q3 | https://www.energyavenue.com/Soraa/SM16-09-36D-930-03 | Energy Avenue | 2020 | Yes
LED Lighting | Downlight | Soraa | True |  | LED | MR16 | GU10 | Product Description THIS ITEM IS NOT TITLE 20 COMPLIANT WE CAN NOT SHIP THIS TO CALIFORNIA Perfect for most homes, offices or businesses, Soraa's 7.5 watt LED provides crisp and bright light, and is an ideal flood lamp, providing a wide beam of light. This versatile LED beautifully illuminates many indoor and outdoor settings from living rooms to bathrooms, landscapes and galleries. As a replacement for 50-watt halogen bulbs, this lamp puts out very little heat and saves money on your energy bill. And, with a 35,000-hour life, it also saves on maintenance and replacement costs. Features: 2700K color temperature High CRI Dimmable down to 20 percent Three-year warranty Applications: Recessed Downlights Track Lighting Indoor or Outdoor GU10 10-Degree Beam Angle - 7.5 Watt - 120 Volt - GU10 Base - 95 CRI - Dimmable - 2700K Warm White - THIS ITEM IS NOT TITLE 20 COMPLIANT. WE CAN NOT SHIP THIS TO CALIFORNIA. Soraa 01111 - SM16GA-07-10D-927-03 - Vivid LED - MR16 - 50 Watt Halogen Equivalent | 2700 | 95 | 390 | 52 | 35000 | 7.5 | 1 | 23.75 | 23.75 | 27.9072 | 2020Q3 | https://www.energyavenue.com/Soraa/SM16GA-07-10D-927-03 | Energy Avenue | 2020 | No
LED Lighting | Downlight | Soraa | True |  | LED | MR16 | GU10 | Product Description THIS ITEM IS NOT TITLE 20 COMPLIANT WE CAN NOT SHIP THIS TO CALIFORNIA Perfect for most homes, offices or businesses, Soraa's 7.5 watt LED provides crisp and bright light, and is an ideal flood lamp, providing a wide beam of light. This versatile LED beautifully illuminates many indoor and outdoor settings from living rooms to bathrooms, landscapes and galleries. As a replacement for 50-watt halogen bulbs, this lamp puts out very little heat and saves money on your energy bill. And, with a 35,000-hour life, it also saves on maintenance and replacement costs. Features: 3000Kcolor temperature High CRI Dimmable down to 20 percent Three-year warranty Applications: Recessed Downlights Track Lighting Indoor or Outdoor GU10 10-Degree Beam Angle - 7.5 Watt - 120 Volt - GU10 Base - 95 CRI - Dimmable - 3000K Warm White - THIS ITEM IS NOT TITLE 20 COMPLIANT. WE CAN NOT SHIP THIS TO CALIFORNIA. Soraa 01115 - SM16GA-07-10D-930-03 - Vivid LED - MR16 - 50 Watt Halogen Equivalent | 3000 | 95 | 410 | 54.6667 | 35000 | 7.5 | 1 | 23.75 | 23.75 | 27.9072 | 2020Q3 | https://www.energyavenue.com/Soraa/SM16GA-07-10D-930-03 | Energy Avenue | 2020 | No
LED Lighting | Reflector | Soraa | True |  | LED | MR16 | GU10 | Product Description The Soraa Vivid SM16GA-07-10D-940-03 energy-efficient bulb shines true-to-life natural white brightness with no flickers or delays. The LED MR16 includes both a 10-degree beam angle and a 17-degree field angle for concentrated brightness. While it lasts 35,000 life hours, the warranty is the first of either 3 years or 25,000 life hours. Soraa 01117 Features: 4000K natural white light Point source optic lens Dimming with phase-cut dimmers Soraa 01117 Applications: Indoor use Enclosed fixtures Dry and damp locations GU10 SM16GA-07-10D-940-03 - 430 Lumens - 95 CRI - 10° - 120V Soraa 01117 - 7.5W LED MR16 - 4000K | 4000 | 95 | 430 | 57.3333 | 35000 | 7.5 | 1 | 21.19 | 21.19 | 24.8991 | 2020Q3 | https://www.energyavenue.com/Soraa/SM16GA-07-10D-940-03 | Energy Avenue | 2020 | Yes
LED Lighting | Reflector | Soraa | True |  | LED | MR16 | GU10 | Wattage7.5 Watt9 Watt Color Temp.2700K3000K Beam Angle10°25°36°60° Base TypeGU10GU5.3 Product Description The Soraa 08744 SM16GA-07-25D-827-H1 LED MR16 light bulb is a 65W energy-saving halogen replacement bulb. The Soraa Brillant HL light illuminates 2700K warm white radiance with low flickering for 25,000-35,000 life hours. The low flickering remains solid in dim mode down to 20%. Included with the bulb is a 3-year warranty. Soraa SM16GA-07-25D-827-H1 (08744) Features: 85% more energy efficient than standard halogen lamps High CRI of 95 with 25 degree beam angle Low levels of flickering Soraa SM16GA-07-25D-827-H1 (08744) Applications: Indoor use Enclosed fixtures Dry and damp locations Alternate Product Versions $13.55 add Soraa 08724 - 7.5W LED MR16 - 2700K - GU5.3 Brilliant™ HL SM16-07-25D-827-H1 - 600 Lumens - 90 CRI - 75W Halogen Equivalent - 25° - 12V $13.55 add Soraa 08726 - 7.5W LED MR16 - 2700K - GU5.3 Brilliant™ HL SM16-07-36D-827-H1 - 600 Lumens - 90 CRI - 75W Halogen Equivalent - 36° - 12V $13.55 add Soraa 08730 - 7.5W LED MR16 - 3000K - GU5.3 Brilliant™ HL SM16-07-25D-830-H1 - 630 Lumens - 90 CRI - 75W Halogen Equivalent - 25° - 12V $13.55 add Soraa 08732 - 7.5W LED MR16 - 3000K - GU5.3 Brilliant™ HL SM16-07-36D-830-H1 - 630 Lumens - 90 CRI - 75W Halogen Equivalent - 36° - 12V $16.05 add Soraa 08734 - 9W LED MR16 - 2700K - GU5.3 Brilliant™ HL SM16-09-25D-827-H1 - 690 Lumens - 90 CRI - 75W Halogen Equivalent - 25° - 12V $16.05 add Soraa 08736 - 9W LED MR16 - 2700K - GU5.3 Brilliant™ HL SM16-09-36D-827-H1 - 690 Lumens - 90 CRI - 75W Halogen Equivalent - 36° - 12V $16.05 add Soraa 08738 - 9W LED MR16 - 3000K - GU5.3 Brilliant™ HL SM16-09-25D-830-H1 - 725 Lumens - 90 CRI - 75W Halogen Equivalent - 25° - 12V $16.05 add Soraa 08740 - 9W LED MR16 - 3000K - GU5.3 Brilliant™ HL SM16-09-36D-830-H1 - 725 Lumens - 90 CRI - 75W Halogen Equivalent - 36° - 12V $14.98 add Soraa 08746 - 7.5W LED MR16 - 2700K - GU10 Brilliant™ HL SM16GA-07-36D-827-H1 - 600 Lumens - 90 CRI - 65W Halogen Equivalent - 36° - 120V $14.98 add Soraa 08748 - 7.5W LED MR16 - 2700K - GU10 Brilliant™ HL SM16GA-07-60D-827-H1 - 600 Lumens - 90 CRI - 65W Halogen Equivalent - 60° - 120V $14.98 add Soraa 08752 - 7.5W LED MR16 - 3000K - GU10 Brilliant™ HL SM16GA-07-25D-830-H1 - 630 Lumens - 90 CRI - 65W Halogen Equivalent - 25° - 120V $14.98 add Soraa 08754 - 7.5W LED MR16 - 3000K - GU10 Brilliant™ HL SM16GA-07-36D-830-H1 - 630 Lumens - 90 CRI - 65W Halogen Equivalent - 36° - 120V $14.98 add Soraa 08756 - 7.5W LED MR16 - 3000K - GU10 Brilliant™ HL SM16GA-07-60D-830-H1 - 630 Lumens - 90 CRI - 65W Halogen Equivalent - 60° - 120V $17.48 add Soraa 08758 - 9W LED MR16 - 2700K - GU10 Brilliant™ HL SM16GA-09-25D-827-H1 - 630 Lumens - 90 CRI - 75W Halogen Equivalent - 25° - 120V $17.48 add Soraa 08760 - 9W LED MR16 - 2700K - GU10 Brilliant™ HL SM16GA-09-36D-827-H1 - 630 Lumens - 90 CRI - 75W Halogen Equivalent - 36° - 120V $17.48 add Soraa 08762 - 9W LED MR16 - 2700K - GU10 Brilliant™ HL SM16GA-09-60D-827-H1 - 630 Lumens - 90 CRI - 75W Halogen Equivalent - 60° - 120V $17.48 add Soraa 08764 - 9W LED MR16 - 3000K - GU10 Brilliant™ HL SM16GA-09-25D-830-H1 - 725 Lumens - 90 CRI - 75W Halogen Equivalent - 25° - 120V $17.48 add Soraa 08766 - 9W LED MR16 - 3000K - GU10 Brilliant™ HL SM16GA-09-36D-830-H1 - 725 Lumens - 90 CRI - 75W Halogen Equivalent - 36° - 120V $17.48 add Soraa 08768 - 9W LED MR16 - 3000K - GU10 Brilliant™ HL - SM16GA-09-60D-830-H1 - 725 Lumens - 90 CRI - 75W Halogen Equivalent - 60° - 120V $13.55 add Soraa 08722 - 7.5W MR16 - 2700K - GU5.3 Brilliant™ HL SM16-07-10D-827-H1 - 75 Halogen Equivalent - 575 Lumens - 90 CRI - 10 Degree Beam Angle - Title 20 Compliant GU10 Brilliant™ HL SM16GA-07-25D-827-H1 - 600 Lumens - 90 CRI - 65W Halogen Equivalent - 25° - 120V Soraa 08744 - 7.5W LED MR16 - 2700K - GU10 | 2700 | 90 | 600 | 80 | 35000 | 7.5 | 1 | 14.98 | 14.98 | 17.6021 | 2020Q3 | https://www.energyavenue.com/Soraa/SM16GA-07-25D-827-H1 | Energy Avenue | 2020 | Yes
LED Lighting | Reflector | Soraa | True |  | LED | MR16 | GU10 | Wattage7.5 Watt9 Watt Color Temp.2700K3000K Beam Angle25°36°60° Base TypeGU10GU5.3 Product Description The Soraa SM16GA-07-25D-830-H1 LED MR16 Brilliant HL offers a uniform, crisp, controlled, and flicker-free beam, illumination, and dimming (down to 20%). The 65W halogen replacement bulb includes a 40-degree field angle, 85% energy efficiency, and 35,000 rated life hours. It operates in indoor and outdoor enclosed fixtures. Soraa SM16GA-07-25D-830-H1 (08752) Features: 25-degree beam angle 3000K neutral white light 3-year warranty Soraa SM16GA-07-60D-827-H1 (08752) Applications: Residential use Commercial use Dry and damp locations Alternate Product Versions $13.55 add Soraa 08724 - 7.5W LED MR16 - 2700K - GU5.3 Brilliant™ HL SM16-07-25D-827-H1 - 600 Lumens - 90 CRI - 75W Halogen Equivalent - 25° - 12V $13.55 add Soraa 08726 - 7.5W LED MR16 - 2700K - GU5.3 Brilliant™ HL SM16-07-36D-827-H1 - 600 Lumens - 90 CRI - 75W Halogen Equivalent - 36° - 12V $13.55 add Soraa 08730 - 7.5W LED MR16 - 3000K - GU5.3 Brilliant™ HL SM16-07-25D-830-H1 - 630 Lumens - 90 CRI - 75W Halogen Equivalent - 25° - 12V $13.55 add Soraa 08732 - 7.5W LED MR16 - 3000K - GU5.3 Brilliant™ HL SM16-07-36D-830-H1 - 630 Lumens - 90 CRI - 75W Halogen Equivalent - 36° - 12V $16.05 add Soraa 08734 - 9W LED MR16 - 2700K - GU5.3 Brilliant™ HL SM16-09-25D-827-H1 - 690 Lumens - 90 CRI - 75W Halogen Equivalent - 25° - 12V $16.05 add Soraa 08736 - 9W LED MR16 - 2700K - GU5.3 Brilliant™ HL SM16-09-36D-827-H1 - 690 Lumens - 90 CRI - 75W Halogen Equivalent - 36° - 12V $16.05 add Soraa 08738 - 9W LED MR16 - 3000K - GU5.3 Brilliant™ HL SM16-09-25D-830-H1 - 725 Lumens - 90 CRI - 75W Halogen Equivalent - 25° - 12V $16.05 add Soraa 08740 - 9W LED MR16 - 3000K - GU5.3 Brilliant™ HL SM16-09-36D-830-H1 - 725 Lumens - 90 CRI - 75W Halogen Equivalent - 36° - 12V $14.98 add Soraa 08744 - 7.5W LED MR16 - 2700K - GU10 Brilliant™ HL SM16GA-07-25D-827-H1 - 600 Lumens - 90 CRI - 65W Halogen Equivalent - 25° - 120V $14.98 add Soraa 08746 - 7.5W LED MR16 - 2700K - GU10 Brilliant™ HL SM16GA-07-36D-827-H1 - 600 Lumens - 90 CRI - 65W Halogen Equivalent - 36° - 120V $14.98 add Soraa 08748 - 7.5W LED MR16 - 2700K - GU10 Brilliant™ HL SM16GA-07-60D-827-H1 - 600 Lumens - 90 CRI - 65W Halogen Equivalent - 60° - 120V $14.98 add Soraa 08754 - 7.5W LED MR16 - 3000K - GU10 Brilliant™ HL SM16GA-07-36D-830-H1 - 630 Lumens - 90 CRI - 65W Halogen Equivalent - 36° - 120V $14.98 add Soraa 08756 - 7.5W LED MR16 - 3000K - GU10 Brilliant™ HL SM16GA-07-60D-830-H1 - 630 Lumens - 90 CRI - 65W Halogen Equivalent - 60° - 120V $17.48 add Soraa 08758 - 9W LED MR16 - 2700K - GU10 Brilliant™ HL SM16GA-09-25D-827-H1 - 630 Lumens - 90 CRI - 75W Halogen Equivalent - 25° - 120V $17.48 add Soraa 08760 - 9W LED MR16 - 2700K - GU10 Brilliant™ HL SM16GA-09-36D-827-H1 - 630 Lumens - 90 CRI - 75W Halogen Equivalent - 36° - 120V $17.48 add Soraa 08762 - 9W LED MR16 - 2700K - GU10 Brilliant™ HL SM16GA-09-60D-827-H1 - 630 Lumens - 90 CRI - 75W Halogen Equivalent - 60° - 120V $17.48 add Soraa 08764 - 9W LED MR16 - 3000K - GU10 Brilliant™ HL SM16GA-09-25D-830-H1 - 725 Lumens - 90 CRI - 75W Halogen Equivalent - 25° - 120V $17.48 add Soraa 08766 - 9W LED MR16 - 3000K - GU10 Brilliant™ HL SM16GA-09-36D-830-H1 - 725 Lumens - 90 CRI - 75W Halogen Equivalent - 36° - 120V $17.48 add Soraa 08768 - 9W LED MR16 - 3000K - GU10 Brilliant™ HL - SM16GA-09-60D-830-H1 - 725 Lumens - 90 CRI - 75W Halogen Equivalent - 60° - 120V $13.55 add Soraa 08722 - 7.5W MR16 - 2700K - GU5.3 Brilliant™ HL SM16-07-10D-827-H1 - 75 Halogen Equivalent - 575 Lumens - 90 CRI - 10 Degree Beam Angle - Title 20 Compliant GU10 Brilliant™ HL SM16GA-07-25D-830-H1 - 630 Lumens - 90 CRI - 65W Halogen Equivalent - 25° - 120V Soraa 08752 - 7.5W LED MR16 - 3000K - GU10 | 3000 | 90 | 630 | 84 | 35000 | 7.5 | 1 | 14.98 | 14.98 | 17.6021 | 2020Q3 | https://www.energyavenue.com/Soraa/SM16GA-07-25D-830-H1 | Energy Avenue | 2020 | Yes
LED Lighting | Reflector | Soraa | True |  | LED | MR16 | GU10 | Product Description THIS ITEM IS NOT TITLE 20 COMPLIANT WE CAN NOT SHIP THIS TO CALIFORNIA Perfect for most homes, offices or businesses, Soraa's 7.5 watt LED provides crisp and bright light, and is an ideal flood lamp, providing a wide beam of light. This versatile LED beautifully illuminates many indoor and outdoor settings from living rooms to bathrooms, landscapes and galleries. As a replacement for 50-watt halogen bulbs, this lamp puts out very little heat and saves money on your energy bill. And, with a 35,000-hour life, it also saves on maintenance and replacement costs. Other features include: 2700K color temperature Fits well in track lighting Dimmable down to 20 percent Three-year warranty GU10 25-Degree Beam Angle - 7.5 Watt - 120 Volt - GU10 Base - 95 CRI - Dimmable - 2700K Warm White - THIS ITEM IS NOT TITLE 20 COMPLIANT. WE CAN NOT SHIP THIS TO CALIFORNIA. Soraa 01123 - SM16GA-07-25D-927-03 - Vivid 2 LED - MR16 - 50 Watt Halogen Equivalent | 2700 | 95 | 410 | 54.6667 | 35000 | 7.5 | 1 | 21.15 | 21.15 | 24.8521 | 2020Q3 | https://www.energyavenue.com/Soraa/SM16GA-07-25D-927-03 | Energy Avenue | 2020 | Yes
LED Lighting | Reflector | Soraa | True |  | LED | MR16 | GU10 | Product Description THIS ITEM IS NOT TITLE 20 COMPLIANT WE CAN NOT SHIP THIS TO CALIFORNIA Perfect for most homes, offices or businesses, Soraa's 7.5 watt LED provides crisp and bright light, and is an ideal flood lamp, providing a wide beam of light. This versatile LED beautifully illuminates many indoor and outdoor settings from living rooms to bathrooms, landscapes and galleries. As a replacement for 50-watt halogen bulbs, this lamp puts out very little heat and saves money on your energy bill. And, with a 35,000-hour life, it also saves on maintenance and replacement costs. Other features include: 3000Kcolor temperature Fits well in track lighting Dimmable down to 20 percent Three-year warranty GU10 25-Degree Beam Angle - 7.5 Watt - 120 Volt - GU10 Base - 95 CRI - Dimmable - 3000K Warm White - THIS ITEM IS NOT TITLE 20 COMPLIANT. WE CAN NOT SHIP THIS TO CALIFORNIA. Soraa 01127 - SM16GA-07-25D-930-03 - Vivid 2 LED - MR16 - 50 Watt Halogen Equivalent | 3000 | 95 | 435 | 58 | 35000 | 7.5 | 1 | 21.2 | 21.2 | 24.9108 | 2020Q3 | https://www.energyavenue.com/Soraa/SM16GA-07-25D-930-03 | Energy Avenue | 2020 | Yes
LED Lighting | Downlight | Soraa | True |  | LED | MR16 | GU10 | Wattage7.5 Watt9 Watt Color Temp.2700K3000K Beam Angle10°25°36°60° Base TypeGU10GU5.3 Product Description The Soraa SM16GA-07-36D-827-H1 Brilliant HL radiates 2700K warm white illumination in indoor and outdoor dry and damp locations. The optics in the LED MR16 light are a 36-degree beam angle and a 57-degree field angle, resulting in controlled, uniform, and crisp beams. With a 3-year warranty, the Brilliant HL is the energy-saving replacement for 65W halogen bulbs. Soraa SM16GA-07-36D-827-H1 (08746) Features: Flicker-free beam Dims down to 20% 35,000 hours rated lifetime Soraa SM16GA-07-36D-827-H1 (08746) Applications: Recessed downlights Track lighting Enclosed fixtures Alternate Product Versions $13.55 add Soraa 08724 - 7.5W LED MR16 - 2700K - GU5.3 Brilliant™ HL SM16-07-25D-827-H1 - 600 Lumens - 90 CRI - 75W Halogen Equivalent - 25° - 12V $13.55 add Soraa 08726 - 7.5W LED MR16 - 2700K - GU5.3 Brilliant™ HL SM16-07-36D-827-H1 - 600 Lumens - 90 CRI - 75W Halogen Equivalent - 36° - 12V $13.55 add Soraa 08730 - 7.5W LED MR16 - 3000K - GU5.3 Brilliant™ HL SM16-07-25D-830-H1 - 630 Lumens - 90 CRI - 75W Halogen Equivalent - 25° - 12V $13.55 add Soraa 08732 - 7.5W LED MR16 - 3000K - GU5.3 Brilliant™ HL SM16-07-36D-830-H1 - 630 Lumens - 90 CRI - 75W Halogen Equivalent - 36° - 12V $16.05 add Soraa 08734 - 9W LED MR16 - 2700K - GU5.3 Brilliant™ HL SM16-09-25D-827-H1 - 690 Lumens - 90 CRI - 75W Halogen Equivalent - 25° - 12V $16.05 add Soraa 08736 - 9W LED MR16 - 2700K - GU5.3 Brilliant™ HL SM16-09-36D-827-H1 - 690 Lumens - 90 CRI - 75W Halogen Equivalent - 36° - 12V $16.05 add Soraa 08738 - 9W LED MR16 - 3000K - GU5.3 Brilliant™ HL SM16-09-25D-830-H1 - 725 Lumens - 90 CRI - 75W Halogen Equivalent - 25° - 12V $16.05 add Soraa 08740 - 9W LED MR16 - 3000K - GU5.3 Brilliant™ HL SM16-09-36D-830-H1 - 725 Lumens - 90 CRI - 75W Halogen Equivalent - 36° - 12V $14.98 add Soraa 08744 - 7.5W LED MR16 - 2700K - GU10 Brilliant™ HL SM16GA-07-25D-827-H1 - 600 Lumens - 90 CRI - 65W Halogen Equivalent - 25° - 120V $14.98 add Soraa 08748 - 7.5W LED MR16 - 2700K - GU10 Brilliant™ HL SM16GA-07-60D-827-H1 - 600 Lumens - 90 CRI - 65W Halogen Equivalent - 60° - 120V $14.98 add Soraa 08752 - 7.5W LED MR16 - 3000K - GU10 Brilliant™ HL SM16GA-07-25D-830-H1 - 630 Lumens - 90 CRI - 65W Halogen Equivalent - 25° - 120V $14.98 add Soraa 08754 - 7.5W LED MR16 - 3000K - GU10 Brilliant™ HL SM16GA-07-36D-830-H1 - 630 Lumens - 90 CRI - 65W Halogen Equivalent - 36° - 120V $14.98 add Soraa 08756 - 7.5W LED MR16 - 3000K - GU10 Brilliant™ HL SM16GA-07-60D-830-H1 - 630 Lumens - 90 CRI - 65W Halogen Equivalent - 60° - 120V $17.48 add Soraa 08758 - 9W LED MR16 - 2700K - GU10 Brilliant™ HL SM16GA-09-25D-827-H1 - 630 Lumens - 90 CRI - 75W Halogen Equivalent - 25° - 120V $17.48 add Soraa 08760 - 9W LED MR16 - 2700K - GU10 Brilliant™ HL SM16GA-09-36D-827-H1 - 630 Lumens - 90 CRI - 75W Halogen Equivalent - 36° - 120V $17.48 add Soraa 08762 - 9W LED MR16 - 2700K - GU10 Brilliant™ HL SM16GA-09-60D-827-H1 - 630 Lumens - 90 CRI - 75W Halogen Equivalent - 60° - 120V $17.48 add Soraa 08764 - 9W LED MR16 - 3000K - GU10 Brilliant™ HL SM16GA-09-25D-830-H1 - 725 Lumens - 90 CRI - 75W Halogen Equivalent - 25° - 120V $17.48 add Soraa 08766 - 9W LED MR16 - 3000K - GU10 Brilliant™ HL SM16GA-09-36D-830-H1 - 725 Lumens - 90 CRI - 75W Halogen Equivalent - 36° - 120V $17.48 add Soraa 08768 - 9W LED MR16 - 3000K - GU10 Brilliant™ HL - SM16GA-09-60D-830-H1 - 725 Lumens - 90 CRI - 75W Halogen Equivalent - 60° - 120V $13.55 add Soraa 08722 - 7.5W MR16 - 2700K - GU5.3 Brilliant™ HL SM16-07-10D-827-H1 - 75 Halogen Equivalent - 575 Lumens - 90 CRI - 10 Degree Beam Angle - Title 20 Compliant GU10 Brilliant™ HL SM16GA-07-36D-827-H1 - 600 Lumens - 90 CRI - 65W Halogen Equivalent - 36° - 120V Soraa 08746 - 7.5W LED MR16 - 2700K - GU10 | 2700 | 90 | 600 | 80 | 35000 | 7.5 | 1 | 14.98 | 14.98 | 17.6021 | 2020Q3 | https://www.energyavenue.com/Soraa/SM16GA-07-36D-827-H1 | Energy Avenue | 2020 | No
LED Lighting | Downlight | Soraa | True |  | LED | MR16 | GU10 | Wattage7.5 Watt9 Watt Color Temp.2700K3000K Beam Angle25°36°60° Base TypeGU10GU5.3 Product Description The Soraa SM16GA-07-36D-830-H1 LED MR16 bulb is jam-packed with features. It radiates 3000K neutral white illumination, dims to 20%, and a 36-degree beam angle. Expect crisp, controlled, and uniform beams. Brilliant HL bulb lasts for 35,000 life hours and comes with 3-year manufacturer's warranty. Soraa SM16GA-07-36D-830-H1 (08754) Features: 65W halogen replacement bulb 85% energy savings Flicker-free illumination and dimming Soraa SM16GA-07-36D-830-H1 (08754) Applications: Track lighting Enclosed fixtures Recessed downlights Alternate Product Versions $13.55 add Soraa 08724 - 7.5W LED MR16 - 2700K - GU5.3 Brilliant™ HL SM16-07-25D-827-H1 - 600 Lumens - 90 CRI - 75W Halogen Equivalent - 25° - 12V $13.55 add Soraa 08726 - 7.5W LED MR16 - 2700K - GU5.3 Brilliant™ HL SM16-07-36D-827-H1 - 600 Lumens - 90 CRI - 75W Halogen Equivalent - 36° - 12V $13.55 add Soraa 08730 - 7.5W LED MR16 - 3000K - GU5.3 Brilliant™ HL SM16-07-25D-830-H1 - 630 Lumens - 90 CRI - 75W Halogen Equivalent - 25° - 12V $13.55 add Soraa 08732 - 7.5W LED MR16 - 3000K - GU5.3 Brilliant™ HL SM16-07-36D-830-H1 - 630 Lumens - 90 CRI - 75W Halogen Equivalent - 36° - 12V $16.05 add Soraa 08734 - 9W LED MR16 - 2700K - GU5.3 Brilliant™ HL SM16-09-25D-827-H1 - 690 Lumens - 90 CRI - 75W Halogen Equivalent - 25° - 12V $16.05 add Soraa 08736 - 9W LED MR16 - 2700K - GU5.3 Brilliant™ HL SM16-09-36D-827-H1 - 690 Lumens - 90 CRI - 75W Halogen Equivalent - 36° - 12V $16.05 add Soraa 08738 - 9W LED MR16 - 3000K - GU5.3 Brilliant™ HL SM16-09-25D-830-H1 - 725 Lumens - 90 CRI - 75W Halogen Equivalent - 25° - 12V $16.05 add Soraa 08740 - 9W LED MR16 - 3000K - GU5.3 Brilliant™ HL SM16-09-36D-830-H1 - 725 Lumens - 90 CRI - 75W Halogen Equivalent - 36° - 12V $14.98 add Soraa 08744 - 7.5W LED MR16 - 2700K - GU10 Brilliant™ HL SM16GA-07-25D-827-H1 - 600 Lumens - 90 CRI - 65W Halogen Equivalent - 25° - 120V $14.98 add Soraa 08746 - 7.5W LED MR16 - 2700K - GU10 Brilliant™ HL SM16GA-07-36D-827-H1 - 600 Lumens - 90 CRI - 65W Halogen Equivalent - 36° - 120V $14.98 add Soraa 08748 - 7.5W LED MR16 - 2700K - GU10 Brilliant™ HL SM16GA-07-60D-827-H1 - 600 Lumens - 90 CRI - 65W Halogen Equivalent - 60° - 120V $14.98 add Soraa 08752 - 7.5W LED MR16 - 3000K - GU10 Brilliant™ HL SM16GA-07-25D-830-H1 - 630 Lumens - 90 CRI - 65W Halogen Equivalent - 25° - 120V $14.98 add Soraa 08756 - 7.5W LED MR16 - 3000K - GU10 Brilliant™ HL SM16GA-07-60D-830-H1 - 630 Lumens - 90 CRI - 65W Halogen Equivalent - 60° - 120V $17.48 add Soraa 08758 - 9W LED MR16 - 2700K - GU10 Brilliant™ HL SM16GA-09-25D-827-H1 - 630 Lumens - 90 CRI - 75W Halogen Equivalent - 25° - 120V $17.48 add Soraa 08760 - 9W LED MR16 - 2700K - GU10 Brilliant™ HL SM16GA-09-36D-827-H1 - 630 Lumens - 90 CRI - 75W Halogen Equivalent - 36° - 120V $17.48 add Soraa 08762 - 9W LED MR16 - 2700K - GU10 Brilliant™ HL SM16GA-09-60D-827-H1 - 630 Lumens - 90 CRI - 75W Halogen Equivalent - 60° - 120V $17.48 add Soraa 08764 - 9W LED MR16 - 3000K - GU10 Brilliant™ HL SM16GA-09-25D-830-H1 - 725 Lumens - 90 CRI - 75W Halogen Equivalent - 25° - 120V $17.48 add Soraa 08766 - 9W LED MR16 - 3000K - GU10 Brilliant™ HL SM16GA-09-36D-830-H1 - 725 Lumens - 90 CRI - 75W Halogen Equivalent - 36° - 120V $17.48 add Soraa 08768 - 9W LED MR16 - 3000K - GU10 Brilliant™ HL - SM16GA-09-60D-830-H1 - 725 Lumens - 90 CRI - 75W Halogen Equivalent - 60° - 120V $13.55 add Soraa 08722 - 7.5W MR16 - 2700K - GU5.3 Brilliant™ HL SM16-07-10D-827-H1 - 75 Halogen Equivalent - 575 Lumens - 90 CRI - 10 Degree Beam Angle - Title 20 Compliant GU10 Brilliant™ HL SM16GA-07-36D-830-H1 - 630 Lumens - 90 CRI - 65W Halogen Equivalent - 36° - 120V Soraa 08754 - 7.5W LED MR16 - 3000K - GU10 | 3000 | 90 | 630 | 84 | 35000 | 7.5 | 1 | 14.98 | 14.98 | 17.6021 | 2020Q3 | https://www.energyavenue.com/Soraa/SM16GA-07-36D-830-H1 | Energy Avenue | 2020 | No
LED Lighting | Reflector | Soraa | True |  | LED | MR16 | GU10 | Product Description OUT OF STOCK UNTIL 2ND WEEK OF NOVEMBER 2020 THIS ITEM IS NOT TITLE 20 COMPLIANT WE CAN NOT SHIP THIS TO CALIFORNIA Perfect for most homes, offices or businesses, Soraa's 7.5 watt LED provides crisp and bright light, and is an ideal flood lamp, providing a wide beam of light. This versatile LED beautifully illuminates many indoor and outdoor settings from living rooms to bathrooms, landscapes and galleries. As a replacement for 50-watt halogen bulbs, this lamp puts out very little heat and saves money on your energy bill. And, with a 35,000-hour life, it also saves on maintenance and replacement costs. Other features include: 2700K color temperature Fits well in track lighting Dimmable down to 20 percent Three-year warranty GU10 36 Degree Beam Angle - 7.5 Watt - 120 Volt - GU10 Base - 95 CRI - Dimmable - 2700K Warm White - THIS ITEM IS NOT TITLE 20 COMPLIANT. WE CAN NOT SHIP THIS TO CALIFORNIA. - OUT OF STOCK UNTIL 2ND WEEK OF NOVEMBER 2020 Soraa 01135 - SM16GA-07-36D-927-03 - Vivid 2 LED - MR16 - 50 Watt Halogen Equivalent | 2700 | 95 | 410 | 54.6667 | 35000 | 7.5 | 1 | 21.15 | 21.15 | 24.8521 | 2020Q3 | https://www.energyavenue.com/Soraa/SM16GA-07-36D-927-03 | Energy Avenue | 2020 | Yes
LED Lighting | Reflector | Soraa | True |  | LED | MR16 | GU10 | Product Description THIS ITEM IS NOT TITLE 20 COMPLIANT WE CAN NOT SHIP THIS TO CALIFORNIA Perfect for most homes, offices or businesses, Soraa's 7.5 watt LED provides crisp and bright light, and is an ideal flood lamp, providing a wide beam of light. This versatile LED beautifully illuminates many indoor and outdoor settings from living rooms to bathrooms, landscapes and galleries. As a replacement for 50-watt halogen bulbs, this lamp puts out very little heat and saves money on your energy bill. And, with a 35,000-hour life, it also saves on maintenance and replacement costs. Other features include: 3000Kcolor temperature Fits well in track lighting Dimmable down to 20 percent Three-year warranty GU10 36 Degree Beam Angle - 7.5 Watt - 120 Volt - GU10 Base - 95 CRI - Dimmable - 3000K Warm White - THIS ITEM IS NOT TITLE 20 COMPLIANT. WE CAN NOT SHIP THIS TO CALIFORNIA. Soraa 01139 - SM16GA-07-36D-930-03 - Vivid 2 LED - MR16 - 50 Watt Halogen Equivalent | 3000 | 95 | 435 | 58 | 35000 | 7.5 | 1 | 21.2 | 21.2 | 24.9108 | 2020Q3 | https://www.energyavenue.com/Soraa/SM16GA-07-36D-930-03 | Energy Avenue | 2020 | Yes
LED Lighting | Reflector | Soraa | True |  | LED | MR16 | GU10 | Product Description THIS ITEM IS NOT TITLE 20 COMPLIANT WE CAN NOT SHIP THIS TO CALIFORNIA Perfect for most homes, offices or businesses, Soraa's 7.5 watt LED provides crisp and bright light, and is an ideal flood lamp, providing a wide beam of light. This versatile LED beautifully illuminates many indoor and outdoor settings from living rooms to bathrooms, landscapes and galleries. As a replacement for 50-watt halogen bulbs, this lamp puts out very little heat and saves money on your energy bill. And, with a 35,000-hour life, it also saves on maintenance and replacement costs. Other features include: 4000Kcolor temperature Fits well in track lighting Dimmable down to 20 percent Three-year warranty GU10 36 Degree Beam Angle - 7.5 Watt - 120 Volt - GU10 Base - 95 CRI - Dimmable - 4000K Cool White - THIS ITEM IS NOT TITLE 20 COMPLIANT. WE CAN NOT SHIP THIS TO CALIFORNIA. Soraa 01141 - SM16GA-07-36D-940-03 - Vivid 2 LED - MR16 - 50 Watt Halogen Equivalent | 4000 | 95 | 455 | 60.6667 | 35000 | 7.5 | 1 | 21.15 | 21.15 | 24.8521 | 2020Q3 | https://www.energyavenue.com/Soraa/SM16GA-07-36D-940-03 | Energy Avenue | 2020 | Yes
LED Lighting | Reflector | Soraa | True |  | LED | MR16 | GU10 | Wattage7.5 Watt9 Watt Color Temp.2700K3000K Beam Angle10°25°36°60° Product Description A 65W halogen bulb replacement, the Soraa SM16GA-07-60D-827-H1 Brilliant HL bulb controls its 60-degree beam angle using the latest optic technology. Turn it on and experience flicker-free 2700K warm white light for 35,000 hours with 3-year manufacturer's warranty. If the LED MR16 is too bright, dim it down to 20%. Soraa SM16GA-07-60D-827-H1 (08748) Features: 84-degree field angle Flicker-free dimming Operates in dry/damp locations Soraa SM16GA-07-60D-827-H1 (08748) Applications: Residential use Commercial use Indoor/outdoor use Alternate Product Versions $13.55 add Soraa 08724 - 7.5W LED MR16 - 2700K - GU5.3 Brilliant™ HL SM16-07-25D-827-H1 - 600 Lumens - 90 CRI - 75W Halogen Equivalent - 25° - 12V $13.55 add Soraa 08726 - 7.5W LED MR16 - 2700K - GU5.3 Brilliant™ HL SM16-07-36D-827-H1 - 600 Lumens - 90 CRI - 75W Halogen Equivalent - 36° - 12V $13.55 add Soraa 08730 - 7.5W LED MR16 - 3000K - GU5.3 Brilliant™ HL SM16-07-25D-830-H1 - 630 Lumens - 90 CRI - 75W Halogen Equivalent - 25° - 12V $13.55 add Soraa 08732 - 7.5W LED MR16 - 3000K - GU5.3 Brilliant™ HL SM16-07-36D-830-H1 - 630 Lumens - 90 CRI - 75W Halogen Equivalent - 36° - 12V $16.05 add Soraa 08734 - 9W LED MR16 - 2700K - GU5.3 Brilliant™ HL SM16-09-25D-827-H1 - 690 Lumens - 90 CRI - 75W Halogen Equivalent - 25° - 12V $16.05 add Soraa 08736 - 9W LED MR16 - 2700K - GU5.3 Brilliant™ HL SM16-09-36D-827-H1 - 690 Lumens - 90 CRI - 75W Halogen Equivalent - 36° - 12V $16.05 add Soraa 08738 - 9W LED MR16 - 3000K - GU5.3 Brilliant™ HL SM16-09-25D-830-H1 - 725 Lumens - 90 CRI - 75W Halogen Equivalent - 25° - 12V $16.05 add Soraa 08740 - 9W LED MR16 - 3000K - GU5.3 Brilliant™ HL SM16-09-36D-830-H1 - 725 Lumens - 90 CRI - 75W Halogen Equivalent - 36° - 12V $14.98 add Soraa 08744 - 7.5W LED MR16 - 2700K - GU10 Brilliant™ HL SM16GA-07-25D-827-H1 - 600 Lumens - 90 CRI - 65W Halogen Equivalent - 25° - 120V $14.98 add Soraa 08746 - 7.5W LED MR16 - 2700K - GU10 Brilliant™ HL SM16GA-07-36D-827-H1 - 600 Lumens - 90 CRI - 65W Halogen Equivalent - 36° - 120V $14.98 add Soraa 08752 - 7.5W LED MR16 - 3000K - GU10 Brilliant™ HL SM16GA-07-25D-830-H1 - 630 Lumens - 90 CRI - 65W Halogen Equivalent - 25° - 120V $14.98 add Soraa 08754 - 7.5W LED MR16 - 3000K - GU10 Brilliant™ HL SM16GA-07-36D-830-H1 - 630 Lumens - 90 CRI - 65W Halogen Equivalent - 36° - 120V $14.98 add Soraa 08756 - 7.5W LED MR16 - 3000K - GU10 Brilliant™ HL SM16GA-07-60D-830-H1 - 630 Lumens - 90 CRI - 65W Halogen Equivalent - 60° - 120V $17.48 add Soraa 08758 - 9W LED MR16 - 2700K - GU10 Brilliant™ HL SM16GA-09-25D-827-H1 - 630 Lumens - 90 CRI - 75W Halogen Equivalent - 25° - 120V $17.48 add Soraa 08760 - 9W LED MR16 - 2700K - GU10 Brilliant™ HL SM16GA-09-36D-827-H1 - 630 Lumens - 90 CRI - 75W Halogen Equivalent - 36° - 120V $17.48 add Soraa 08762 - 9W LED MR16 - 2700K - GU10 Brilliant™ HL SM16GA-09-60D-827-H1 - 630 Lumens - 90 CRI - 75W Halogen Equivalent - 60° - 120V $17.48 add Soraa 08764 - 9W LED MR16 - 3000K - GU10 Brilliant™ HL SM16GA-09-25D-830-H1 - 725 Lumens - 90 CRI - 75W Halogen Equivalent - 25° - 120V $17.48 add Soraa 08766 - 9W LED MR16 - 3000K - GU10 Brilliant™ HL SM16GA-09-36D-830-H1 - 725 Lumens - 90 CRI - 75W Halogen Equivalent - 36° - 120V $17.48 add Soraa 08768 - 9W LED MR16 - 3000K - GU10 Brilliant™ HL - SM16GA-09-60D-830-H1 - 725 Lumens - 90 CRI - 75W Halogen Equivalent - 60° - 120V $13.55 add Soraa 08722 - 7.5W MR16 - 2700K - GU5.3 Brilliant™ HL SM16-07-10D-827-H1 - 75 Halogen Equivalent - 575 Lumens - 90 CRI - 10 Degree Beam Angle - Title 20 Compliant GU10 Brilliant™ HL SM16GA-07-60D-827-H1 - 600 Lumens - 90 CRI - 65W Halogen Equivalent - 60° - 120V Soraa 08748 - 7.5W LED MR16 - 2700K - GU10 | 2700 | 90 | 600 | 80 | 35000 | 7.5 | 1 | 14.98 | 14.98 | 17.6021 | 2020Q3 | https://www.energyavenue.com/Soraa/SM16GA-07-60D-827-H1 | Energy Avenue | 2020 | Yes
LED Lighting | Reflector | Soraa | True |  | LED | MR16 | GU10 | Wattage7.5 Watt9 Watt Color Temp.2700K3000K Beam Angle25°36°60° Product Description The Soraa 08756 SM16GA-07-60D-830-H1 Brilliant HL light bulb illuminates 3000K neutral white radiance on both a 60-degree beam angle and an 84-degree field angle. This is because Soraa's latest optic technology offers smooth, crisp, controlled, and low flicker beam angles. Additionally, the LED MR16 offers a low flicker dimming option. Soraa SM16GA-07-60D-830-H1 (08756) Features: 60W halogen equivalent replacement bulb Dims brightness down to 20% 3 years or 25,000-35,000 lifespan Soraa SM16GA-07-60D-830-H1 (08756) Applications: Indoor/outdoor use Dry/damp locations Standard fixtures Alternate Product Versions $13.55 add Soraa 08724 - 7.5W LED MR16 - 2700K - GU5.3 Brilliant™ HL SM16-07-25D-827-H1 - 600 Lumens - 90 CRI - 75W Halogen Equivalent - 25° - 12V $13.55 add Soraa 08726 - 7.5W LED MR16 - 2700K - GU5.3 Brilliant™ HL SM16-07-36D-827-H1 - 600 Lumens - 90 CRI - 75W Halogen Equivalent - 36° - 12V $13.55 add Soraa 08730 - 7.5W LED MR16 - 3000K - GU5.3 Brilliant™ HL SM16-07-25D-830-H1 - 630 Lumens - 90 CRI - 75W Halogen Equivalent - 25° - 12V $13.55 add Soraa 08732 - 7.5W LED MR16 - 3000K - GU5.3 Brilliant™ HL SM16-07-36D-830-H1 - 630 Lumens - 90 CRI - 75W Halogen Equivalent - 36° - 12V $16.05 add Soraa 08734 - 9W LED MR16 - 2700K - GU5.3 Brilliant™ HL SM16-09-25D-827-H1 - 690 Lumens - 90 CRI - 75W Halogen Equivalent - 25° - 12V $16.05 add Soraa 08736 - 9W LED MR16 - 2700K - GU5.3 Brilliant™ HL SM16-09-36D-827-H1 - 690 Lumens - 90 CRI - 75W Halogen Equivalent - 36° - 12V $16.05 add Soraa 08738 - 9W LED MR16 - 3000K - GU5.3 Brilliant™ HL SM16-09-25D-830-H1 - 725 Lumens - 90 CRI - 75W Halogen Equivalent - 25° - 12V $16.05 add Soraa 08740 - 9W LED MR16 - 3000K - GU5.3 Brilliant™ HL SM16-09-36D-830-H1 - 725 Lumens - 90 CRI - 75W Halogen Equivalent - 36° - 12V $14.98 add Soraa 08744 - 7.5W LED MR16 - 2700K - GU10 Brilliant™ HL SM16GA-07-25D-827-H1 - 600 Lumens - 90 CRI - 65W Halogen Equivalent - 25° - 120V $14.98 add Soraa 08746 - 7.5W LED MR16 - 2700K - GU10 Brilliant™ HL SM16GA-07-36D-827-H1 - 600 Lumens - 90 CRI - 65W Halogen Equivalent - 36° - 120V $14.98 add Soraa 08748 - 7.5W LED MR16 - 2700K - GU10 Brilliant™ HL SM16GA-07-60D-827-H1 - 600 Lumens - 90 CRI - 65W Halogen Equivalent - 60° - 120V $14.98 add Soraa 08752 - 7.5W LED MR16 - 3000K - GU10 Brilliant™ HL SM16GA-07-25D-830-H1 - 630 Lumens - 90 CRI - 65W Halogen Equivalent - 25° - 120V $14.98 add Soraa 08754 - 7.5W LED MR16 - 3000K - GU10 Brilliant™ HL SM16GA-07-36D-830-H1 - 630 Lumens - 90 CRI - 65W Halogen Equivalent - 36° - 120V $17.48 add Soraa 08758 - 9W LED MR16 - 2700K - GU10 Brilliant™ HL SM16GA-09-25D-827-H1 - 630 Lumens - 90 CRI - 75W Halogen Equivalent - 25° - 120V $17.48 add Soraa 08760 - 9W LED MR16 - 2700K - GU10 Brilliant™ HL SM16GA-09-36D-827-H1 - 630 Lumens - 90 CRI - 75W Halogen Equivalent - 36° - 120V $17.48 add Soraa 08762 - 9W LED MR16 - 2700K - GU10 Brilliant™ HL SM16GA-09-60D-827-H1 - 630 Lumens - 90 CRI - 75W Halogen Equivalent - 60° - 120V $17.48 add Soraa 08764 - 9W LED MR16 - 3000K - GU10 Brilliant™ HL SM16GA-09-25D-830-H1 - 725 Lumens - 90 CRI - 75W Halogen Equivalent - 25° - 120V $17.48 add Soraa 08766 - 9W LED MR16 - 3000K - GU10 Brilliant™ HL SM16GA-09-36D-830-H1 - 725 Lumens - 90 CRI - 75W Halogen Equivalent - 36° - 120V $17.48 add Soraa 08768 - 9W LED MR16 - 3000K - GU10 Brilliant™ HL - SM16GA-09-60D-830-H1 - 725 Lumens - 90 CRI - 75W Halogen Equivalent - 60° - 120V $13.55 add Soraa 08722 - 7.5W MR16 - 2700K - GU5.3 Brilliant™ HL SM16-07-10D-827-H1 - 75 Halogen Equivalent - 575 Lumens - 90 CRI - 10 Degree Beam Angle - Title 20 Compliant GU10 Brilliant™ HL SM16GA-07-60D-830-H1 - 630 Lumens - 90 CRI - 65W Halogen Equivalent - 60° - 120V Soraa 08756 - 7.5W LED MR16 - 3000K - GU10 | 3000 | 90 | 630 | 84 | 35000 | 7.5 | 1 | 14.98 | 14.98 | 17.6021 | 2020Q3 | https://www.energyavenue.com/Soraa/SM16GA-07-60D-830-H1 | Energy Avenue | 2020 | Yes
LED Lighting | Reflector | Soraa | True |  | LED | MR16 | GU10 | Product Description THIS ITEM IS NOT TITLE 20 COMPLIANT WE CAN NOT SHIP THIS TO CALIFORNIA Perfect for most homes, offices or businesses, Soraa's 7.5 watt LED provides crisp and bright light, and is an ideal flood lamp, providing a wide beam of light. This versatile LED beautifully illuminates many indoor and outdoor settings from living rooms to bathrooms, landscapes and galleries. As a replacement for 50-watt halogen bulbs, this lamp puts out very little heat and saves money on your energy bill. And, with a 35,000-hour life, it also saves on maintenance and replacement costs. Other features include: 3000K color temperature Fits well in track lighting Dimmable down to 20 percent Three-year warranty GU10 60-Degree Beam Angle - 7.5 Watt - 120 Volt - GU10 Base - 95 CRI - Dimmable - 2700K Warm White - THIS ITEM IS NOT TITLE 20 COMPLIANT. WE CAN NOT SHIP THIS TO CALIFORNIA. Soraa 01573 - SM16GA-07-60D-927-03 - Vivid Series - MR16 LED - 50 Watt Halogen Equivalent | 2700 | 95 | 410 | 54.6667 | 35000 | 7.5 | 1 | 21.2 | 21.2 | 24.9108 | 2020Q3 | https://www.energyavenue.com/Soraa/SM16GA-07-60D-927-03 | Energy Avenue | 2020 | Yes
LED Lighting | Downlight | Soraa | True |  | LED | MR16 | GU10 | Wattage7.5 Watt9 Watt Color Temp.2700K3000K Beam Angle25°36°60° Base TypeGU10GU5.3 Product Description Bring your indoor lighting into the 21st century with this LED MR16 lamp from Soraa. This energy-saving bulb is a direct replacement for high-consumption 75-watt halogen bulbs for up to 35,000 hours of uniform, dependable illumination in your home or commercial space. It's rated for damp locations and enclosed fixtures anywhere you need 2700K of warm white light. Soraa SM16GA-09-25D-827-H1 (08758) Features: Direct replacement for 75-watt MR16 halogen bulbs with a GU10 base Rated for damp locations Suitable for fully enclosed fixtures Color accuracy of 90 CRI Single-source COB Sleek, modern design Single current driver Up to 85 percent energy savings Lifespan of up to 35,000 hours Three-year limited warranty Soraa SM16GA-09-25D-827-H1 (08758) Applications: Recessed downlights Displays Track lighting Wall washes and spotlighting Alternate Product Versions $13.55 add Soraa 08724 - 7.5W LED MR16 - 2700K - GU5.3 Brilliant™ HL SM16-07-25D-827-H1 - 600 Lumens - 90 CRI - 75W Halogen Equivalent - 25° - 12V $13.55 add Soraa 08726 - 7.5W LED MR16 - 2700K - GU5.3 Brilliant™ HL SM16-07-36D-827-H1 - 600 Lumens - 90 CRI - 75W Halogen Equivalent - 36° - 12V $13.55 add Soraa 08730 - 7.5W LED MR16 - 3000K - GU5.3 Brilliant™ HL SM16-07-25D-830-H1 - 630 Lumens - 90 CRI - 75W Halogen Equivalent - 25° - 12V $13.55 add Soraa 08732 - 7.5W LED MR16 - 3000K - GU5.3 Brilliant™ HL SM16-07-36D-830-H1 - 630 Lumens - 90 CRI - 75W Halogen Equivalent - 36° - 12V $16.05 add Soraa 08734 - 9W LED MR16 - 2700K - GU5.3 Brilliant™ HL SM16-09-25D-827-H1 - 690 Lumens - 90 CRI - 75W Halogen Equivalent - 25° - 12V $16.05 add Soraa 08736 - 9W LED MR16 - 2700K - GU5.3 Brilliant™ HL SM16-09-36D-827-H1 - 690 Lumens - 90 CRI - 75W Halogen Equivalent - 36° - 12V $16.05 add Soraa 08738 - 9W LED MR16 - 3000K - GU5.3 Brilliant™ HL SM16-09-25D-830-H1 - 725 Lumens - 90 CRI - 75W Halogen Equivalent - 25° - 12V $16.05 add Soraa 08740 - 9W LED MR16 - 3000K - GU5.3 Brilliant™ HL SM16-09-36D-830-H1 - 725 Lumens - 90 CRI - 75W Halogen Equivalent - 36° - 12V $14.98 add Soraa 08744 - 7.5W LED MR16 - 2700K - GU10 Brilliant™ HL SM16GA-07-25D-827-H1 - 600 Lumens - 90 CRI - 65W Halogen Equivalent - 25° - 120V $14.98 add Soraa 08746 - 7.5W LED MR16 - 2700K - GU10 Brilliant™ HL SM16GA-07-36D-827-H1 - 600 Lumens - 90 CRI - 65W Halogen Equivalent - 36° - 120V $14.98 add Soraa 08748 - 7.5W LED MR16 - 2700K - GU10 Brilliant™ HL SM16GA-07-60D-827-H1 - 600 Lumens - 90 CRI - 65W Halogen Equivalent - 60° - 120V $14.98 add Soraa 08752 - 7.5W LED MR16 - 3000K - GU10 Brilliant™ HL SM16GA-07-25D-830-H1 - 630 Lumens - 90 CRI - 65W Halogen Equivalent - 25° - 120V $14.98 add Soraa 08754 - 7.5W LED MR16 - 3000K - GU10 Brilliant™ HL SM16GA-07-36D-830-H1 - 630 Lumens - 90 CRI - 65W Halogen Equivalent - 36° - 120V $14.98 add Soraa 08756 - 7.5W LED MR16 - 3000K - GU10 Brilliant™ HL SM16GA-07-60D-830-H1 - 630 Lumens - 90 CRI - 65W Halogen Equivalent - 60° - 120V $17.48 add Soraa 08760 - 9W LED MR16 - 2700K - GU10 Brilliant™ HL SM16GA-09-36D-827-H1 - 630 Lumens - 90 CRI - 75W Halogen Equivalent - 36° - 120V $17.48 add Soraa 08762 - 9W LED MR16 - 2700K - GU10 Brilliant™ HL SM16GA-09-60D-827-H1 - 630 Lumens - 90 CRI - 75W Halogen Equivalent - 60° - 120V $17.48 add Soraa 08764 - 9W LED MR16 - 3000K - GU10 Brilliant™ HL SM16GA-09-25D-830-H1 - 725 Lumens - 90 CRI - 75W Halogen Equivalent - 25° - 120V $17.48 add Soraa 08766 - 9W LED MR16 - 3000K - GU10 Brilliant™ HL SM16GA-09-36D-830-H1 - 725 Lumens - 90 CRI - 75W Halogen Equivalent - 36° - 120V $17.48 add Soraa 08768 - 9W LED MR16 - 3000K - GU10 Brilliant™ HL - SM16GA-09-60D-830-H1 - 725 Lumens - 90 CRI - 75W Halogen Equivalent - 60° - 120V $13.55 add Soraa 08722 - 7.5W MR16 - 2700K - GU5.3 Brilliant™ HL SM16-07-10D-827-H1 - 75 Halogen Equivalent - 575 Lumens - 90 CRI - 10 Degree Beam Angle - Title 20 Compliant GU10 Brilliant™ HL SM16GA-09-25D-827-H1 - 630 Lumens - 90 CRI - 75W Halogen Equivalent - 25° - 120V Soraa 08758 - 9W LED MR16 - 2700K - GU10 | 2700 | 90 | 630 | 70 | 35000 | 9 | 1 | 17.48 | 17.48 | 20.5397 | 2020Q3 | https://www.energyavenue.com/Soraa/SM16GA-09-25D-827-H1 | Energy Avenue | 2020 | No
LED Lighting | Downlight | Soraa | True |  | LED | MR16 | GU10 | Beam Angle25°36°60° Color Temp.2700K3000K Product Description THIS ITEM IS NOT TITLE 20 COMPLIANT WE CAN NOT SHIP THIS TO CALIFORNIA Perfect for most homes, offices or businesses, Soraa's 9 watt LED provides crisp and bright light, and is an ideal flood lamp, providing a wide beam of light. This versatile LED beautifully illuminates many indoor and outdoor settings from living rooms to bathrooms, landscapes and galleries. As a replacement for 65-watt halogen bulbs, this lamp puts out very little heat and saves money on your energy bill. And, with a 35,000-hour life, it also saves on maintenance and replacement costs. Features: 2700K color temperature High CRI Dimmable down to 20 percent Three-year warranty Applications: Recessed Downlights Track Lighting Indoor or Outdoor Alternate Product Versions $23.75 add Soraa 02497 - SM16GA-09-36D-927-03 - Vivid LED - MR16 - 65 Watt Halogen Equivalent 36-Degree Beam Angle - 9 Watt - 120 Volt - GU10 Base - 95 CRI - Dimmable - 2700K Warm White - THIS ITEM IS NOT TITLE 20 COMPLIANT. WE CAN NOT SHIP THIS TO CALIFORNIA. $23.75 add Soraa 02505 - SM16GA-09-60D-927-03 - Vivid LED - MR16 - 65 Watt Halogen Equivalent 60-Degree Beam Angle - 9 Watt - 120 Volt - GU10 Base - 95 CRI - Dimmable - 2700K Warm White - THIS ITEM IS NOT TITLE 20 COMPLIANT. WE CAN NOT SHIP THIS TO CALIFORNIA. $23.75 add Soraa 02493 - SM16GA-09-25D-930-03 - Vivid LED - MR16 - 65 Watt Halogen Equivalent 25-Degree Beam Angle - 9 Watt - 120 Volt - GU10 Base - 95 CRI - Dimmable - 3000K Warm White - THIS ITEM IS NOT TITLE 20 COMPLIANT. WE CAN NOT SHIP THIS TO CALIFORNIA. $23.75 add Soraa 02501 - SM16GA-09-36D-930-03 - Vivid LED - MR16 - 65 Watt Halogen Equivalent 36-Degree Beam Angle - 9 Watt - 120 Volt - GU10 Base - 95 CRI - Dimmable - 3000K Warm White - THIS ITEM IS NOT TITLE 20 COMPLIANT. WE CAN NOT SHIP THIS TO CALIFORNIA. - OUT OF STOCK UNTIL END OF OCTOBER 2020 $23.75 add Soraa 02509 - SM16GA-09-60D-930-03 - Vivid LED - MR16 - 65 Watt Halogen Equivalent 60-Degree Beam Angle - 9 Watt - 120 Volt - GU10 Base - 95 CRI - Dimmable - 3000K Warm White - THIS ITEM IS NOT TITLE 20 COMPLIANT. WE CAN NOT SHIP THIS TO CALIFORNIA. GU10 25-Degree Beam Angle - 9 Watt - 120 Volt - GU10 Base - 95 CRI - Dimmable - 2700K Warm White - THIS ITEM IS NOT TITLE 20 COMPLIANT. WE CAN NOT SHIP THIS TO CALIFORNIA. Soraa 02489 - SM16GA-09-25D-927-03 - Vivid LED - MR16 - 65 Watt Halogen Equivalent | 2700 | 95 | 465 | 51.6667 | 35000 | 9 | 1 | 23.75 | 23.75 | 27.9072 | 2020Q3 | https://www.energyavenue.com/Soraa/SM16GA-09-25D-927-03 | Energy Avenue | 2020 | No
LED Lighting | Downlight | Soraa | True |  | LED | MR16 | GU10 | Beam Angle25°36°60° Color Temp.2700K3000K Product Description THIS ITEM IS NOT TITLE 20 COMPLIANT WE CAN NOT SHIP THIS TO CALIFORNIA Perfect for most homes, offices or businesses, Soraa's 9 watt LED provides crisp and bright light, and is an ideal flood lamp, providing a wide beam of light. This versatile LED beautifully illuminates many indoor and outdoor settings from living rooms to bathrooms, landscapes and galleries. As a replacement for 65-watt halogen bulbs, this lamp puts out very little heat and saves money on your energy bill. And, with a 35,000-hour life, it also saves on maintenance and replacement costs. Features: 3000Kcolor temperature High CRI Dimmable down to 20 percent Three-year warranty Applications: Recessed Downlights Track Lighting Indoor or Outdoor Alternate Product Versions $23.75 add Soraa 02489 - SM16GA-09-25D-927-03 - Vivid LED - MR16 - 65 Watt Halogen Equivalent 25-Degree Beam Angle - 9 Watt - 120 Volt - GU10 Base - 95 CRI - Dimmable - 2700K Warm White - THIS ITEM IS NOT TITLE 20 COMPLIANT. WE CAN NOT SHIP THIS TO CALIFORNIA. $23.75 add Soraa 02497 - SM16GA-09-36D-927-03 - Vivid LED - MR16 - 65 Watt Halogen Equivalent 36-Degree Beam Angle - 9 Watt - 120 Volt - GU10 Base - 95 CRI - Dimmable - 2700K Warm White - THIS ITEM IS NOT TITLE 20 COMPLIANT. WE CAN NOT SHIP THIS TO CALIFORNIA. $23.75 add Soraa 02505 - SM16GA-09-60D-927-03 - Vivid LED - MR16 - 65 Watt Halogen Equivalent 60-Degree Beam Angle - 9 Watt - 120 Volt - GU10 Base - 95 CRI - Dimmable - 2700K Warm White - THIS ITEM IS NOT TITLE 20 COMPLIANT. WE CAN NOT SHIP THIS TO CALIFORNIA. $23.75 add Soraa 02501 - SM16GA-09-36D-930-03 - Vivid LED - MR16 - 65 Watt Halogen Equivalent 36-Degree Beam Angle - 9 Watt - 120 Volt - GU10 Base - 95 CRI - Dimmable - 3000K Warm White - THIS ITEM IS NOT TITLE 20 COMPLIANT. WE CAN NOT SHIP THIS TO CALIFORNIA. - OUT OF STOCK UNTIL END OF OCTOBER 2020 $23.75 add Soraa 02509 - SM16GA-09-60D-930-03 - Vivid LED - MR16 - 65 Watt Halogen Equivalent 60-Degree Beam Angle - 9 Watt - 120 Volt - GU10 Base - 95 CRI - Dimmable - 3000K Warm White - THIS ITEM IS NOT TITLE 20 COMPLIANT. WE CAN NOT SHIP THIS TO CALIFORNIA. GU10 25-Degree Beam Angle - 9 Watt - 120 Volt - GU10 Base - 95 CRI - Dimmable - 3000K Warm White - THIS ITEM IS NOT TITLE 20 COMPLIANT. WE CAN NOT SHIP THIS TO CALIFORNIA. Soraa 02493 - SM16GA-09-25D-930-03 - Vivid LED - MR16 - 65 Watt Halogen Equivalent | 3000 | 95 | 490 | 54.4444 | 35000 | 9 | 1 | 23.75 | 23.75 | 27.9072 | 2020Q3 | https://www.energyavenue.com/Soraa/SM16GA-09-25D-930-03 | Energy Avenue | 2020 | No
LED Lighting | Downlight | Soraa | True |  | LED | MR16 | GU10 | Wattage7.5 Watt9 Watt Color Temp.2700K3000K Beam Angle25°36°60° Base TypeGU10GU5.3 Product Description When you need a low energy replacement for 75W halogen lamps, the Soraa 08760 LED MR16 lamps use only 9W of power. With a soft white light, the LEDs have a 2700K color temperature. When you need to dim down the lights, the LEDs can be dimmed down to 20% and offer low flicker rates. For added peace of mind, the lamp has a three-year or 25,000-hour warranty. Soraa SM16GA-09-36D-827-H1 (08760) Features: 35,000 hour rated life Dimmer switch compatible 36-degree beam angle Soraa SM16GA-09-36D-827-H1 (08760) Applications: Indoor lighting LED track lighting Recessed downlighting Alternate Product Versions $13.55 add Soraa 08724 - 7.5W LED MR16 - 2700K - GU5.3 Brilliant™ HL SM16-07-25D-827-H1 - 600 Lumens - 90 CRI - 75W Halogen Equivalent - 25° - 12V $13.55 add Soraa 08726 - 7.5W LED MR16 - 2700K - GU5.3 Brilliant™ HL SM16-07-36D-827-H1 - 600 Lumens - 90 CRI - 75W Halogen Equivalent - 36° - 12V $13.55 add Soraa 08730 - 7.5W LED MR16 - 3000K - GU5.3 Brilliant™ HL SM16-07-25D-830-H1 - 630 Lumens - 90 CRI - 75W Halogen Equivalent - 25° - 12V $13.55 add Soraa 08732 - 7.5W LED MR16 - 3000K - GU5.3 Brilliant™ HL SM16-07-36D-830-H1 - 630 Lumens - 90 CRI - 75W Halogen Equivalent - 36° - 12V $16.05 add Soraa 08734 - 9W LED MR16 - 2700K - GU5.3 Brilliant™ HL SM16-09-25D-827-H1 - 690 Lumens - 90 CRI - 75W Halogen Equivalent - 25° - 12V $16.05 add Soraa 08736 - 9W LED MR16 - 2700K - GU5.3 Brilliant™ HL SM16-09-36D-827-H1 - 690 Lumens - 90 CRI - 75W Halogen Equivalent - 36° - 12V $16.05 add Soraa 08738 - 9W LED MR16 - 3000K - GU5.3 Brilliant™ HL SM16-09-25D-830-H1 - 725 Lumens - 90 CRI - 75W Halogen Equivalent - 25° - 12V $16.05 add Soraa 08740 - 9W LED MR16 - 3000K - GU5.3 Brilliant™ HL SM16-09-36D-830-H1 - 725 Lumens - 90 CRI - 75W Halogen Equivalent - 36° - 12V $14.98 add Soraa 08744 - 7.5W LED MR16 - 2700K - GU10 Brilliant™ HL SM16GA-07-25D-827-H1 - 600 Lumens - 90 CRI - 65W Halogen Equivalent - 25° - 120V $14.98 add Soraa 08746 - 7.5W LED MR16 - 2700K - GU10 Brilliant™ HL SM16GA-07-36D-827-H1 - 600 Lumens - 90 CRI - 65W Halogen Equivalent - 36° - 120V $14.98 add Soraa 08748 - 7.5W LED MR16 - 2700K - GU10 Brilliant™ HL SM16GA-07-60D-827-H1 - 600 Lumens - 90 CRI - 65W Halogen Equivalent - 60° - 120V $14.98 add Soraa 08752 - 7.5W LED MR16 - 3000K - GU10 Brilliant™ HL SM16GA-07-25D-830-H1 - 630 Lumens - 90 CRI - 65W Halogen Equivalent - 25° - 120V $14.98 add Soraa 08754 - 7.5W LED MR16 - 3000K - GU10 Brilliant™ HL SM16GA-07-36D-830-H1 - 630 Lumens - 90 CRI - 65W Halogen Equivalent - 36° - 120V $14.98 add Soraa 08756 - 7.5W LED MR16 - 3000K - GU10 Brilliant™ HL SM16GA-07-60D-830-H1 - 630 Lumens - 90 CRI - 65W Halogen Equivalent - 60° - 120V $17.48 add Soraa 08758 - 9W LED MR16 - 2700K - GU10 Brilliant™ HL SM16GA-09-25D-827-H1 - 630 Lumens - 90 CRI - 75W Halogen Equivalent - 25° - 120V $17.48 add Soraa 08762 - 9W LED MR16 - 2700K - GU10 Brilliant™ HL SM16GA-09-60D-827-H1 - 630 Lumens - 90 CRI - 75W Halogen Equivalent - 60° - 120V $17.48 add Soraa 08764 - 9W LED MR16 - 3000K - GU10 Brilliant™ HL SM16GA-09-25D-830-H1 - 725 Lumens - 90 CRI - 75W Halogen Equivalent - 25° - 120V $17.48 add Soraa 08766 - 9W LED MR16 - 3000K - GU10 Brilliant™ HL SM16GA-09-36D-830-H1 - 725 Lumens - 90 CRI - 75W Halogen Equivalent - 36° - 120V $17.48 add Soraa 08768 - 9W LED MR16 - 3000K - GU10 Brilliant™ HL - SM16GA-09-60D-830-H1 - 725 Lumens - 90 CRI - 75W Halogen Equivalent - 60° - 120V $13.55 add Soraa 08722 - 7.5W MR16 - 2700K - GU5.3 Brilliant™ HL SM16-07-10D-827-H1 - 75 Halogen Equivalent - 575 Lumens - 90 CRI - 10 Degree Beam Angle - Title 20 Compliant GU10 Brilliant™ HL SM16GA-09-36D-827-H1 - 630 Lumens - 90 CRI - 75W Halogen Equivalent - 36° - 120V Soraa 08760 - 9W LED MR16 - 2700K - GU10 | 2700 | 90 | 630 | 70 | 35000 | 9 | 1 | 17.48 | 17.48 | 20.5397 | 2020Q3 | https://www.energyavenue.com/Soraa/SM16GA-09-36D-827-H1 | Energy Avenue | 2020 | No
LED Lighting | Downlight | Soraa | True |  | LED | MR16 | GU10 | Beam Angle25°36°60° Color Temp.2700K3000K Product Description THIS ITEM IS NOT TITLE 20 COMPLIANT WE CAN NOT SHIP THIS TO CALIFORNIA Perfect for most homes, offices or businesses, Soraa's 9 watt LED provides crisp and bright light, and is an ideal flood lamp, providing a wide beam of light. This versatile LED beautifully illuminates many indoor and outdoor settings from living rooms to bathrooms, landscapes and galleries. As a replacement for 65-watt halogen bulbs, this lamp puts out very little heat and saves money on your energy bill. And, with a 35,000-hour life, it also saves on maintenance and replacement costs. Features: 2700K color temperature High CRI Dimmable down to 20 percent Three-year warranty Applications: Recessed Downlights Track Lighting Indoor or Outdoor Alternate Product Versions $23.75 add Soraa 02489 - SM16GA-09-25D-927-03 - Vivid LED - MR16 - 65 Watt Halogen Equivalent 25-Degree Beam Angle - 9 Watt - 120 Volt - GU10 Base - 95 CRI - Dimmable - 2700K Warm White - THIS ITEM IS NOT TITLE 20 COMPLIANT. WE CAN NOT SHIP THIS TO CALIFORNIA. $23.75 add Soraa 02505 - SM16GA-09-60D-927-03 - Vivid LED - MR16 - 65 Watt Halogen Equivalent 60-Degree Beam Angle - 9 Watt - 120 Volt - GU10 Base - 95 CRI - Dimmable - 2700K Warm White - THIS ITEM IS NOT TITLE 20 COMPLIANT. WE CAN NOT SHIP THIS TO CALIFORNIA. $23.75 add Soraa 02493 - SM16GA-09-25D-930-03 - Vivid LED - MR16 - 65 Watt Halogen Equivalent 25-Degree Beam Angle - 9 Watt - 120 Volt - GU10 Base - 95 CRI - Dimmable - 3000K Warm White - THIS ITEM IS NOT TITLE 20 COMPLIANT. WE CAN NOT SHIP THIS TO CALIFORNIA. $23.75 add Soraa 02501 - SM16GA-09-36D-930-03 - Vivid LED - MR16 - 65 Watt Halogen Equivalent 36-Degree Beam Angle - 9 Watt - 120 Volt - GU10 Base - 95 CRI - Dimmable - 3000K Warm White - THIS ITEM IS NOT TITLE 20 COMPLIANT. WE CAN NOT SHIP THIS TO CALIFORNIA. - OUT OF STOCK UNTIL END OF OCTOBER 2020 $23.75 add Soraa 02509 - SM16GA-09-60D-930-03 - Vivid LED - MR16 - 65 Watt Halogen Equivalent 60-Degree Beam Angle - 9 Watt - 120 Volt - GU10 Base - 95 CRI - Dimmable - 3000K Warm White - THIS ITEM IS NOT TITLE 20 COMPLIANT. WE CAN NOT SHIP THIS TO CALIFORNIA. GU10 36-Degree Beam Angle - 9 Watt - 120 Volt - GU10 Base - 95 CRI - Dimmable - 2700K Warm White - THIS ITEM IS NOT TITLE 20 COMPLIANT. WE CAN NOT SHIP THIS TO CALIFORNIA. Soraa 02497 - SM16GA-09-36D-927-03 - Vivid LED - MR16 - 65 Watt Halogen Equivalent | 2700 | 95 | 465 | 51.6667 | 35000 | 9 | 1 | 23.75 | 23.75 | 27.9072 | 2020Q3 | https://www.energyavenue.com/Soraa/SM16GA-09-36D-927-03 | Energy Avenue | 2020 | No
LED Lighting | Downlight | Soraa | True |  | LED | MR16 | GU10 | Beam Angle25°36°60° Color Temp.2700K3000K Product Description OUT OF STOCK UNTIL END OF OCTOBER 2020 THIS ITEM IS NOT TITLE 20 COMPLIANT WE CAN NOT SHIP THIS TO CALIFORNIA Perfect for most homes, offices or businesses, Soraa's 9 watt LED provides crisp and bright light, and is an ideal flood lamp, providing a wide beam of light. This versatile LED beautifully illuminates many indoor and outdoor settings from living rooms to bathrooms, landscapes and galleries. As a replacement for 65-watt halogen bulbs, this lamp puts out very little heat and saves money on your energy bill. And, with a 35,000-hour life, it also saves on maintenance and replacement costs. Features: 3000Kcolor temperature High CRI Dimmable down to 20 percent Three-year warranty Applications: Recessed Downlights Track Lighting Indoor or Outdoor Alternate Product Versions $23.75 add Soraa 02489 - SM16GA-09-25D-927-03 - Vivid LED - MR16 - 65 Watt Halogen Equivalent 25-Degree Beam Angle - 9 Watt - 120 Volt - GU10 Base - 95 CRI - Dimmable - 2700K Warm White - THIS ITEM IS NOT TITLE 20 COMPLIANT. WE CAN NOT SHIP THIS TO CALIFORNIA. $23.75 add Soraa 02497 - SM16GA-09-36D-927-03 - Vivid LED - MR16 - 65 Watt Halogen Equivalent 36-Degree Beam Angle - 9 Watt - 120 Volt - GU10 Base - 95 CRI - Dimmable - 2700K Warm White - THIS ITEM IS NOT TITLE 20 COMPLIANT. WE CAN NOT SHIP THIS TO CALIFORNIA. $23.75 add Soraa 02505 - SM16GA-09-60D-927-03 - Vivid LED - MR16 - 65 Watt Halogen Equivalent 60-Degree Beam Angle - 9 Watt - 120 Volt - GU10 Base - 95 CRI - Dimmable - 2700K Warm White - THIS ITEM IS NOT TITLE 20 COMPLIANT. WE CAN NOT SHIP THIS TO CALIFORNIA. $23.75 add Soraa 02493 - SM16GA-09-25D-930-03 - Vivid LED - MR16 - 65 Watt Halogen Equivalent 25-Degree Beam Angle - 9 Watt - 120 Volt - GU10 Base - 95 CRI - Dimmable - 3000K Warm White - THIS ITEM IS NOT TITLE 20 COMPLIANT. WE CAN NOT SHIP THIS TO CALIFORNIA. $23.75 add Soraa 02509 - SM16GA-09-60D-930-03 - Vivid LED - MR16 - 65 Watt Halogen Equivalent 60-Degree Beam Angle - 9 Watt - 120 Volt - GU10 Base - 95 CRI - Dimmable - 3000K Warm White - THIS ITEM IS NOT TITLE 20 COMPLIANT. WE CAN NOT SHIP THIS TO CALIFORNIA. GU10 36-Degree Beam Angle - 9 Watt - 120 Volt - GU10 Base - 95 CRI - Dimmable - 3000K Warm White - THIS ITEM IS NOT TITLE 20 COMPLIANT. WE CAN NOT SHIP THIS TO CALIFORNIA. - OUT OF STOCK UNTIL END OF OCTOBER 2020 Soraa 02501 - SM16GA-09-36D-930-03 - Vivid LED - MR16 - 65 Watt Halogen Equivalent | 3000 | 95 | 490 | 54.4444 | 35000 | 9 | 1 | 23.75 | 23.75 | 27.9072 | 2020Q3 | https://www.energyavenue.com/Soraa/SM16GA-09-36D-930-03 | Energy Avenue | 2020 | No
LED Lighting | Reflector | Soraa | True |  | LED | MR16 | GU10 | Wattage7.5 Watt9 Watt Color Temp.2700K3000K Beam Angle25°36°60° Product Description The perfect replacement for 75W halogen light bulbs is the 9W Soraa SM16GA-09-60D-827-H1 Brilliant™ HL bulb. The energy-saving 9W LED MR16 bulb offers the latest optic technology, resulting in a smooth, crisp, and controlled 60-degree beam angle. Both illuminate 2700K warm white radiance for at least 25,000 hours. Soraa SM16GA-09-60D-827-H1 (08762) Features: Dims down to 20% Low flicker in illumination and dimming form Energy efficient Soraa SM16GA-09-60D-827-H1 (08762) Applications: Indoor use Standard fixtures Dry and damp locations Alternate Product Versions $13.55 add Soraa 08724 - 7.5W LED MR16 - 2700K - GU5.3 Brilliant™ HL SM16-07-25D-827-H1 - 600 Lumens - 90 CRI - 75W Halogen Equivalent - 25° - 12V $13.55 add Soraa 08726 - 7.5W LED MR16 - 2700K - GU5.3 Brilliant™ HL SM16-07-36D-827-H1 - 600 Lumens - 90 CRI - 75W Halogen Equivalent - 36° - 12V $13.55 add Soraa 08730 - 7.5W LED MR16 - 3000K - GU5.3 Brilliant™ HL SM16-07-25D-830-H1 - 630 Lumens - 90 CRI - 75W Halogen Equivalent - 25° - 12V $13.55 add Soraa 08732 - 7.5W LED MR16 - 3000K - GU5.3 Brilliant™ HL SM16-07-36D-830-H1 - 630 Lumens - 90 CRI - 75W Halogen Equivalent - 36° - 12V $16.05 add Soraa 08734 - 9W LED MR16 - 2700K - GU5.3 Brilliant™ HL SM16-09-25D-827-H1 - 690 Lumens - 90 CRI - 75W Halogen Equivalent - 25° - 12V $16.05 add Soraa 08736 - 9W LED MR16 - 2700K - GU5.3 Brilliant™ HL SM16-09-36D-827-H1 - 690 Lumens - 90 CRI - 75W Halogen Equivalent - 36° - 12V $16.05 add Soraa 08738 - 9W LED MR16 - 3000K - GU5.3 Brilliant™ HL SM16-09-25D-830-H1 - 725 Lumens - 90 CRI - 75W Halogen Equivalent - 25° - 12V $16.05 add Soraa 08740 - 9W LED MR16 - 3000K - GU5.3 Brilliant™ HL SM16-09-36D-830-H1 - 725 Lumens - 90 CRI - 75W Halogen Equivalent - 36° - 12V $14.98 add Soraa 08744 - 7.5W LED MR16 - 2700K - GU10 Brilliant™ HL SM16GA-07-25D-827-H1 - 600 Lumens - 90 CRI - 65W Halogen Equivalent - 25° - 120V $14.98 add Soraa 08746 - 7.5W LED MR16 - 2700K - GU10 Brilliant™ HL SM16GA-07-36D-827-H1 - 600 Lumens - 90 CRI - 65W Halogen Equivalent - 36° - 120V $14.98 add Soraa 08748 - 7.5W LED MR16 - 2700K - GU10 Brilliant™ HL SM16GA-07-60D-827-H1 - 600 Lumens - 90 CRI - 65W Halogen Equivalent - 60° - 120V $14.98 add Soraa 08752 - 7.5W LED MR16 - 3000K - GU10 Brilliant™ HL SM16GA-07-25D-830-H1 - 630 Lumens - 90 CRI - 65W Halogen Equivalent - 25° - 120V $14.98 add Soraa 08754 - 7.5W LED MR16 - 3000K - GU10 Brilliant™ HL SM16GA-07-36D-830-H1 - 630 Lumens - 90 CRI - 65W Halogen Equivalent - 36° - 120V $14.98 add Soraa 08756 - 7.5W LED MR16 - 3000K - GU10 Brilliant™ HL SM16GA-07-60D-830-H1 - 630 Lumens - 90 CRI - 65W Halogen Equivalent - 60° - 120V $17.48 add Soraa 08758 - 9W LED MR16 - 2700K - GU10 Brilliant™ HL SM16GA-09-25D-827-H1 - 630 Lumens - 90 CRI - 75W Halogen Equivalent - 25° - 120V $17.48 add Soraa 08760 - 9W LED MR16 - 2700K - GU10 Brilliant™ HL SM16GA-09-36D-827-H1 - 630 Lumens - 90 CRI - 75W Halogen Equivalent - 36° - 120V $17.48 add Soraa 08764 - 9W LED MR16 - 3000K - GU10 Brilliant™ HL SM16GA-09-25D-830-H1 - 725 Lumens - 90 CRI - 75W Halogen Equivalent - 25° - 120V $17.48 add Soraa 08766 - 9W LED MR16 - 3000K - GU10 Brilliant™ HL SM16GA-09-36D-830-H1 - 725 Lumens - 90 CRI - 75W Halogen Equivalent - 36° - 120V $17.48 add Soraa 08768 - 9W LED MR16 - 3000K - GU10 Brilliant™ HL - SM16GA-09-60D-830-H1 - 725 Lumens - 90 CRI - 75W Halogen Equivalent - 60° - 120V $13.55 add Soraa 08722 - 7.5W MR16 - 2700K - GU5.3 Brilliant™ HL SM16-07-10D-827-H1 - 75 Halogen Equivalent - 575 Lumens - 90 CRI - 10 Degree Beam Angle - Title 20 Compliant GU10 Brilliant™ HL SM16GA-09-60D-827-H1 - 630 Lumens - 90 CRI - 75W Halogen Equivalent - 60° - 120V Soraa 08762 - 9W LED MR16 - 2700K - GU10 | 2700 | 90 | 630 | 70 | 35000 | 9 | 1 | 17.48 | 17.48 | 20.5397 | 2020Q3 | https://www.energyavenue.com/Soraa/SM16GA-09-60D-827-H1 | Energy Avenue | 2020 | Yes
LED Lighting | Downlight | Soraa | True |  | LED | MR16 | GU10 | Wattage7.5 Watt9 Watt Color Temp.2700K3000K Beam Angle25°36°60° Product Description Soraa's SM16GA-09-60D-830-H1 LED MR16 Brilliant HL uses energy-saving optic technology for smooth, controlled, and crisp results. After installation, the bulb illuminates 3000K neutral white radiance with a low flicker for 25,000 to 35,000 life hours. It also dims up to 20%. Soraa SM16GA-09-60D-830-H1 (08768) Features: World-class optics design 60-degree beam angle 75W halogen equivalent replacement bulb Suitable for damp locations Soraa SM16GA-09-60D-830-H1 (08768) Applications: Indoor use Track lighting Recessed downlights Alternate Product Versions $13.55 add Soraa 08724 - 7.5W LED MR16 - 2700K - GU5.3 Brilliant™ HL SM16-07-25D-827-H1 - 600 Lumens - 90 CRI - 75W Halogen Equivalent - 25° - 12V $13.55 add Soraa 08726 - 7.5W LED MR16 - 2700K - GU5.3 Brilliant™ HL SM16-07-36D-827-H1 - 600 Lumens - 90 CRI - 75W Halogen Equivalent - 36° - 12V $13.55 add Soraa 08730 - 7.5W LED MR16 - 3000K - GU5.3 Brilliant™ HL SM16-07-25D-830-H1 - 630 Lumens - 90 CRI - 75W Halogen Equivalent - 25° - 12V $13.55 add Soraa 08732 - 7.5W LED MR16 - 3000K - GU5.3 Brilliant™ HL SM16-07-36D-830-H1 - 630 Lumens - 90 CRI - 75W Halogen Equivalent - 36° - 12V $16.05 add Soraa 08734 - 9W LED MR16 - 2700K - GU5.3 Brilliant™ HL SM16-09-25D-827-H1 - 690 Lumens - 90 CRI - 75W Halogen Equivalent - 25° - 12V $16.05 add Soraa 08736 - 9W LED MR16 - 2700K - GU5.3 Brilliant™ HL SM16-09-36D-827-H1 - 690 Lumens - 90 CRI - 75W Halogen Equivalent - 36° - 12V $16.05 add Soraa 08738 - 9W LED MR16 - 3000K - GU5.3 Brilliant™ HL SM16-09-25D-830-H1 - 725 Lumens - 90 CRI - 75W Halogen Equivalent - 25° - 12V $16.05 add Soraa 08740 - 9W LED MR16 - 3000K - GU5.3 Brilliant™ HL SM16-09-36D-830-H1 - 725 Lumens - 90 CRI - 75W Halogen Equivalent - 36° - 12V $14.98 add Soraa 08744 - 7.5W LED MR16 - 2700K - GU10 Brilliant™ HL SM16GA-07-25D-827-H1 - 600 Lumens - 90 CRI - 65W Halogen Equivalent - 25° - 120V $14.98 add Soraa 08746 - 7.5W LED MR16 - 2700K - GU10 Brilliant™ HL SM16GA-07-36D-827-H1 - 600 Lumens - 90 CRI - 65W Halogen Equivalent - 36° - 120V $14.98 add Soraa 08748 - 7.5W LED MR16 - 2700K - GU10 Brilliant™ HL SM16GA-07-60D-827-H1 - 600 Lumens - 90 CRI - 65W Halogen Equivalent - 60° - 120V $14.98 add Soraa 08752 - 7.5W LED MR16 - 3000K - GU10 Brilliant™ HL SM16GA-07-25D-830-H1 - 630 Lumens - 90 CRI - 65W Halogen Equivalent - 25° - 120V $14.98 add Soraa 08754 - 7.5W LED MR16 - 3000K - GU10 Brilliant™ HL SM16GA-07-36D-830-H1 - 630 Lumens - 90 CRI - 65W Halogen Equivalent - 36° - 120V $14.98 add Soraa 08756 - 7.5W LED MR16 - 3000K - GU10 Brilliant™ HL SM16GA-07-60D-830-H1 - 630 Lumens - 90 CRI - 65W Halogen Equivalent - 60° - 120V $17.48 add Soraa 08758 - 9W LED MR16 - 2700K - GU10 Brilliant™ HL SM16GA-09-25D-827-H1 - 630 Lumens - 90 CRI - 75W Halogen Equivalent - 25° - 120V $17.48 add Soraa 08760 - 9W LED MR16 - 2700K - GU10 Brilliant™ HL SM16GA-09-36D-827-H1 - 630 Lumens - 90 CRI - 75W Halogen Equivalent - 36° - 120V $17.48 add Soraa 08762 - 9W LED MR16 - 2700K - GU10 Brilliant™ HL SM16GA-09-60D-827-H1 - 630 Lumens - 90 CRI - 75W Halogen Equivalent - 60° - 120V $17.48 add Soraa 08764 - 9W LED MR16 - 3000K - GU10 Brilliant™ HL SM16GA-09-25D-830-H1 - 725 Lumens - 90 CRI - 75W Halogen Equivalent - 25° - 120V $17.48 add Soraa 08766 - 9W LED MR16 - 3000K - GU10 Brilliant™ HL SM16GA-09-36D-830-H1 - 725 Lumens - 90 CRI - 75W Halogen Equivalent - 36° - 120V $13.55 add Soraa 08722 - 7.5W MR16 - 2700K - GU5.3 Brilliant™ HL SM16-07-10D-827-H1 - 75 Halogen Equivalent - 575 Lumens - 90 CRI - 10 Degree Beam Angle - Title 20 Compliant GU10 Brilliant™ HL - SM16GA-09-60D-830-H1 - 725 Lumens - 90 CRI - 75W Halogen Equivalent - 60° - 120V Soraa 08768 - 9W LED MR16 - 3000K - GU10 | 3000 | 90 | 725 | 80.5556 | 35000 | 9 | 1 | 17.48 | 17.48 | 20.5397 | 2020Q3 | https://www.energyavenue.com/Soraa/SM16GA-09-60D-830-H1 | Energy Avenue | 2020 | No
LED Lighting | Downlight | Soraa | True |  | LED | MR16 | GU10 | Beam Angle25°36°60° Color Temp.2700K3000K Product Description THIS ITEM IS NOT TITLE 20 COMPLIANT WE CAN NOT SHIP THIS TO CALIFORNIA Perfect for most homes, offices or businesses, Soraa's 9 watt LED provides crisp and bright light, and is an ideal flood lamp, providing a wide beam of light. This versatile LED beautifully illuminates many indoor and outdoor settings from living rooms to bathrooms, landscapes and galleries. As a replacement for 65-watt halogen bulbs, this lamp puts out very little heat and saves money on your energy bill. And, with a 35,000-hour life, it also saves on maintenance and replacement costs. Features: 2700K color temperature High CRI Dimmable down to 20 percent Three-year warranty Applications: Recessed Downlights Track Lighting Indoor or Outdoor Alternate Product Versions $23.75 add Soraa 02489 - SM16GA-09-25D-927-03 - Vivid LED - MR16 - 65 Watt Halogen Equivalent 25-Degree Beam Angle - 9 Watt - 120 Volt - GU10 Base - 95 CRI - Dimmable - 2700K Warm White - THIS ITEM IS NOT TITLE 20 COMPLIANT. WE CAN NOT SHIP THIS TO CALIFORNIA. $23.75 add Soraa 02497 - SM16GA-09-36D-927-03 - Vivid LED - MR16 - 65 Watt Halogen Equivalent 36-Degree Beam Angle - 9 Watt - 120 Volt - GU10 Base - 95 CRI - Dimmable - 2700K Warm White - THIS ITEM IS NOT TITLE 20 COMPLIANT. WE CAN NOT SHIP THIS TO CALIFORNIA. $23.75 add Soraa 02493 - SM16GA-09-25D-930-03 - Vivid LED - MR16 - 65 Watt Halogen Equivalent 25-Degree Beam Angle - 9 Watt - 120 Volt - GU10 Base - 95 CRI - Dimmable - 3000K Warm White - THIS ITEM IS NOT TITLE 20 COMPLIANT. WE CAN NOT SHIP THIS TO CALIFORNIA. $23.75 add Soraa 02501 - SM16GA-09-36D-930-03 - Vivid LED - MR16 - 65 Watt Halogen Equivalent 36-Degree Beam Angle - 9 Watt - 120 Volt - GU10 Base - 95 CRI - Dimmable - 3000K Warm White - THIS ITEM IS NOT TITLE 20 COMPLIANT. WE CAN NOT SHIP THIS TO CALIFORNIA. - OUT OF STOCK UNTIL END OF OCTOBER 2020 $23.75 add Soraa 02509 - SM16GA-09-60D-930-03 - Vivid LED - MR16 - 65 Watt Halogen Equivalent 60-Degree Beam Angle - 9 Watt - 120 Volt - GU10 Base - 95 CRI - Dimmable - 3000K Warm White - THIS ITEM IS NOT TITLE 20 COMPLIANT. WE CAN NOT SHIP THIS TO CALIFORNIA. GU10 60-Degree Beam Angle - 9 Watt - 120 Volt - GU10 Base - 95 CRI - Dimmable - 2700K Warm White - THIS ITEM IS NOT TITLE 20 COMPLIANT. WE CAN NOT SHIP THIS TO CALIFORNIA. Soraa 02505 - SM16GA-09-60D-927-03 - Vivid LED - MR16 - 65 Watt Halogen Equivalent | 2700 | 95 | 465 | 51.6667 | 35000 | 9 | 1 | 23.75 | 23.75 | 27.9072 | 2020Q3 | https://www.energyavenue.com/Soraa/SM16GA-09-60D-927-03 | Energy Avenue | 2020 | No
LED Lighting | Downlight | Soraa | True |  | LED | MR16 | GU10 | Beam Angle25°36°60° Color Temp.2700K3000K Product Description THIS ITEM IS NOT TITLE 20 COMPLIANT WE CAN NOT SHIP THIS TO CALIFORNIA Perfect for most homes, offices or businesses, Soraa's 9 watt LED provides crisp and bright light, and is an ideal flood lamp, providing a wide beam of light. This versatile LED beautifully illuminates many indoor and outdoor settings from living rooms to bathrooms, landscapes and galleries. As a replacement for 65-watt halogen bulbs, this lamp puts out very little heat and saves money on your energy bill. And, with a 35,000-hour life, it also saves on maintenance and replacement costs. Features: 3000Kcolor temperature High CRI Dimmable down to 20 percent Three-year warranty Applications: Recessed Downlights Track Lighting Indoor or Outdoor Alternate Product Versions $23.75 add Soraa 02489 - SM16GA-09-25D-927-03 - Vivid LED - MR16 - 65 Watt Halogen Equivalent 25-Degree Beam Angle - 9 Watt - 120 Volt - GU10 Base - 95 CRI - Dimmable - 2700K Warm White - THIS ITEM IS NOT TITLE 20 COMPLIANT. WE CAN NOT SHIP THIS TO CALIFORNIA. $23.75 add Soraa 02497 - SM16GA-09-36D-927-03 - Vivid LED - MR16 - 65 Watt Halogen Equivalent 36-Degree Beam Angle - 9 Watt - 120 Volt - GU10 Base - 95 CRI - Dimmable - 2700K Warm White - THIS ITEM IS NOT TITLE 20 COMPLIANT. WE CAN NOT SHIP THIS TO CALIFORNIA. $23.75 add Soraa 02505 - SM16GA-09-60D-927-03 - Vivid LED - MR16 - 65 Watt Halogen Equivalent 60-Degree Beam Angle - 9 Watt - 120 Volt - GU10 Base - 95 CRI - Dimmable - 2700K Warm White - THIS ITEM IS NOT TITLE 20 COMPLIANT. WE CAN NOT SHIP THIS TO CALIFORNIA. $23.75 add Soraa 02493 - SM16GA-09-25D-930-03 - Vivid LED - MR16 - 65 Watt Halogen Equivalent 25-Degree Beam Angle - 9 Watt - 120 Volt - GU10 Base - 95 CRI - Dimmable - 3000K Warm White - THIS ITEM IS NOT TITLE 20 COMPLIANT. WE CAN NOT SHIP THIS TO CALIFORNIA. $23.75 add Soraa 02501 - SM16GA-09-36D-930-03 - Vivid LED - MR16 - 65 Watt Halogen Equivalent 36-Degree Beam Angle - 9 Watt - 120 Volt - GU10 Base - 95 CRI - Dimmable - 3000K Warm White - THIS ITEM IS NOT TITLE 20 COMPLIANT. WE CAN NOT SHIP THIS TO CALIFORNIA. - OUT OF STOCK UNTIL END OF OCTOBER 2020 GU10 60-Degree Beam Angle - 9 Watt - 120 Volt - GU10 Base - 95 CRI - Dimmable - 3000K Warm White - THIS ITEM IS NOT TITLE 20 COMPLIANT. WE CAN NOT SHIP THIS TO CALIFORNIA. Soraa 02509 - SM16GA-09-60D-930-03 - Vivid LED - MR16 - 65 Watt Halogen Equivalent | 3000 | 95 | 490 | 54.4444 | 35000 | 9 | 1 | 23.75 | 23.75 | 27.9072 | 2020Q3 | https://www.energyavenue.com/Soraa/SM16GA-09-60D-930-03 | Energy Avenue | 2020 | No
LED Lighting | Downlight | Soraa | True |  | LED | PAR30 | Medium (E26) | Product Description THIS ITEM IS NOT TITLE 20 COMPLIANT WE CAN NOT SHIP THIS TO CALIFORNIA Soraa's VIVID LED PAR30 Long Neck 2700K 18.5 is made for indoor and outdoor lighting. It's a single light source that's compatible with long and narrow spotlight fixture set-ups. It offers a superior white light with varying beam angles of 9, 25, 36 and 60 degrees. This LED provides excellent color stability at a color temperature of 2,700K and Color Accuracy (CRI) of 95. The VIVD LED PAR30 is dimmable to 10 percent. It matches standard halogen and incandescent light bulbs, producing 80 percent higher energy efficiency than a standard halogen. It's eco-friendly and budget-friendly, paying for itself within one year. With a height of 4.45 inches and width of 3.78, this PAR30 lamp ideal for open or enclosed fixtures. Other Features Include: Spectral emission from 400 to 440 newton-meters Usable in damp environments 100 watt halogen equivalent 930 lumens Dimmable Ideal Applications: Narrow track lighting Recessed downlighting Halogen bulb replacement Soraa SNAP System compatible Trailing or leading edge phase cut dimmer capabilities Medium (E26) 2700K - Dimmable - 930 Lumens - 9° beam angle - 18.5 Watt - THIS ITEM IS NOT TITLE 20 COMPLIANT. WE CAN NOT SHIP THIS TO CALIFORNIA. Soraa 00763 - SP30L-18-09D-927-03 - Vivid LED - PAR30 Long Neck - 100 Watt Halogen Equivalent | 2700 | 95 | 930 | 50.2703 | 35000 | 18.5 | 1 | 57.25 | 57.25 | 67.271 | 2020Q3 | https://www.energyavenue.com/Soraa/SP30L-18-09D-927-03 | Energy Avenue | 2020 | No
LED Lighting | Downlight | Soraa | True |  | LED | PAR30 | Medium (E26) | Product Description THIS ITEM IS NOT TITLE 20 COMPLIANT WE CAN NOT SHIP THIS TO CALIFORNIA Soraa's VIVID LED PAR30 Long Neck 3000K18.5 is made for indoor and outdoor lighting. It's a single light source that's compatible with long and narrow spotlight fixture set-ups. It offers a superior white light with varying beam angles of 9, 25, 36 and 60 degrees. This LED provides excellent color stability at a color temperature of 3,000Kand Color Accuracy (CRI) of 95. The VIVD LED PAR30 is dimmable to 10 percent. It matches standard halogen and incandescent light bulbs, producing 80 percent higher energy efficiency than a standard halogen. It's eco-friendly and budget-friendly, paying for itself within one year. With a height of 4.45 inches and width of 3.78, this PAR30 lamp ideal for open or enclosed fixtures. Other Features Include: Spectral emission from 400 to 440 newton-meters Usable in damp environments 100 watt halogen equivalent 1000 lumens Dimmable Ideal Applications: Narrow track lighting Recessed downlighting Halogen bulb replacement Soraa SNAP System compatible Trailing or leading edge phase cut dimmer capabilities Medium (E26) 3000K - Dimmable - 1000 Lumens - 9° beam angle -18.5 Watt - THIS ITEM IS NOT TITLE 20 COMPLIANT. WE CAN NOT SHIP THIS TO CALIFORNIA. Soraa 00779 - SP30L-18-09D-930-03 - Vivid LED - PAR30 Long Neck - 100 Watt Halogen Equivalent | 3000 | 95 | 1000 | 54.0541 | 35000 | 18.5 | 1 | 57.25 | 57.25 | 67.271 | 2020Q3 | https://www.energyavenue.com/Soraa/SP30L-18-09D-930-03 | Energy Avenue | 2020 | No
LED Lighting | Downlight | Soraa | True |  | LED | PAR30 | Medium (E26) | Product Description THIS ITEM IS NOT TITLE 20 COMPLIANT WE CAN NOT SHIP THIS TO CALIFORNIA Soraa's VIVID LED PAR30 Long 2700K 18.5 is made for indoor and outdoor lighting. It's a single light source that's compatible with long and narrow spotlight fixture set-ups. It offers a superior white light with varying beam angles of 9, 25, 36 and 60 degrees. This LED provides excellent color stability at a color temperature of 2,700K and Color Accuracy (CRI) of 95. The VIVD LED PAR30 is dimmable to 10 percent. It matches standard halogen and incandescent light bulbs, producing 80 percent higher energy efficiency than a standard halogen. It's eco-friendly and budget-friendly, paying for itself within one year. With a height of 4.45 inches and width of 3.78, this PAR30 lamp ideal for open or enclosed fixtures. Other Features Include: Spectral emission from 400 to 440 newton-meters Usable in damp environments 100 watt halogen equivalent 930 lumens Dimmable Ideal Applications: Narrow track lighting Recessed downlighting Halogen bulb replacement Trailing or leading edge phase cut dimmer capabilities Medium (E26) 2700K - Dimmable - 930 Lumens - 25° beam angle - 18.5 Watt - THIS ITEM IS NOT TITLE 20 COMPLIANT. WE CAN NOT SHIP THIS TO CALIFORNIA. Soraa 00765 - SP30L-18-25D-927-03 - Vivid LED - PAR30 Long Neck - 100 Watt Halogen Equivalent | 2700 | 95 | 930 | 50.2703 | 35000 | 18.5 | 1 | 57.25 | 57.25 | 67.271 | 2020Q3 | https://www.energyavenue.com/Soraa/SP30L-18-25D-927-03 | Energy Avenue | 2020 | No
LED Lighting | Downlight | Soraa | True |  | LED | PAR30 | Medium (E26) | Product Description THIS ITEM IS NOT TITLE 20 COMPLIANT WE CAN NOT SHIP THIS TO CALIFORNIA Soraa's VIVID LED PAR30 Long Neck 3000K18.5 is made for indoor and outdoor lighting. It's a single light source that's compatible with long and narrow spotlight fixture set-ups. It offers a superior white light with varying beam angles of 9, 25, 36 and 60 degrees. This LED provides excellent color stability at a color temperature of 3,000Kand Color Accuracy (CRI) of 95. The VIVD LED PAR30 is dimmable to 10 percent. It matches standard halogen and incandescent light bulbs, producing 80 percent higher energy efficiency than a standard halogen. It's eco-friendly and budget-friendly, paying for itself within one year. With a height of 4.45 inches and width of 3.78, this PAR30 lamp ideal for open or enclosed fixtures. Other Features Include: Spectral emission from 400 to 440 newton-meters Usable in damp environments 100 watt halogen equivalent 1000 lumens Dimmable Ideal Applications: Narrow track lighting Recessed downlighting Halogen bulb replacement Trailing or leading edge phase cut dimmer capabilities Medium (E26) 3000K - Dimmable - 1000 Lumens - 25° beam angle - 18.5 Watt - THIS ITEM IS NOT TITLE 20 COMPLIANT. WE CAN NOT SHIP THIS TO CALIFORNIA. Soraa 00781 - SP30L-18-25D-930-03 - Vivid LED - PAR 30 Long Neck - 100 Watt Halogen Equivalent | 3000 | 95 | 1000 | 54.0541 | 35000 | 18.5 | 1 | 57.25 | 57.25 | 67.271 | 2020Q3 | https://www.energyavenue.com/Soraa/SP30L-18-25D-930-03 | Energy Avenue | 2020 | No
LED Lighting | Downlight | Soraa | True |  | LED | PAR30 | Medium (E26) | Product Description THIS ITEM IS NOT TITLE 20 COMPLIANT WE CAN NOT SHIP THIS TO CALIFORNIA Soraa's VIVID LED PAR30 Long Neck 2700K 18.5 is made for indoor and outdoor lighting. It's a single light source that's compatible with long and narrow spotlight fixture set-ups. It offers a superior white light with varying beam angles of 9, 25, 36 and 60 degrees. This LED provides excellent color stability at a color temperature of 2,700K and Color Accuracy (CRI) of 95. The VIVD LED PAR30 is dimmable to 10 percent. It matches standard halogen and incandescent light bulbs, producing 80 percent higher energy efficiency than a standard halogen. It's eco-friendly and budget-friendly, paying for itself within one year. With a height of 4.45 inches and width of 3.78, this PAR30 lamp ideal for open or enclosed fixtures. Other Features Include: Spectral emission from 400 to 440 newton-meters Usable in damp environments 100 Watt Halogen Equivalent 930 lumens Dimmable Ideal Applications: Narrow track lighting Recessed downlighting Halogen bulb replacement Trailing or leading edge phase cut dimmer capabilities Medium (E26) 2700K - Dimmable - 930 Lumens - 36° beam angle - 18.5 Watt - THIS ITEM IS NOT TITLE 20 COMPLIANT. WE CAN NOT SHIP THIS TO CALIFORNIA. Soraa 00767 - SP30L-18-36D-927-03 - Vivid LED - PAR30 Long Neck - 100 Watt Halogen Equivalent | 2700 | 95 | 930 | 50.2703 | 35000 | 18.5 | 1 | 59.9 | 59.9 | 70.3848 | 2020Q3 | https://www.energyavenue.com/Soraa/SP30L-18-36D-927-03 | Energy Avenue | 2020 | No
LED Lighting | Downlight | Soraa | True |  | LED | PAR30 | Medium (E26) | Product Description THIS ITEM IS NOT TITLE 20 COMPLIANT WE CAN NOT SHIP THIS TO CALIFORNIA Soraa's VIVID LED PAR30 Long Neck 3000K18.5 is made for indoor and outdoor lighting. It's a single light source that's compatible with long and narrow spotlight fixture set-ups. It offers a superior white light with varying beam angles of 9, 25, 36 and 60 degrees. This LED provides excellent color stability at a color temperature of 3,000Kand Color Accuracy (CRI) of 95. The VIVD LED PAR30 is dimmable to 10 percent. It matches standard halogen and incandescent light bulbs, producing 80 percent higher energy efficiency than a standard halogen. It's eco-friendly and budget-friendly, paying for itself within one year. With a height of 4.45 inches and width of 3.78, this PAR30 lamp ideal for open or enclosed fixtures. Other Features Include: Spectral emission from 400 to 440 newton-meters Usable in damp environments 100 watt halogen equivalent 10000 lumens Dimmable Ideal Applications: Narrow track lighting Recessed downlighting Halogen bulb replacement Trailing or leading edge phase cut dimmer capabilities Medium (E26) 3000K - Dimmable - 1000 Lumens - 36° beam angle - 18.5 Watt - THIS ITEM IS NOT TITLE 20 COMPLIANT. WE CAN NOT SHIP THIS TO CALIFORNIA. Soraa 00783 - SP30L-18-36D-930-03 - Vivid LED - PAR30 Long Neck - 100 Watt Halogen Equivalent | 3000 | 95 | 1000 | 54.0541 | 35000 | 18.5 | 1 | 59.9 | 59.9 | 70.3848 | 2020Q3 | https://www.energyavenue.com/Soraa/SP30L-18-36D-930-03 | Energy Avenue | 2020 | No
LED Lighting | Reflector | Soraa | True |  | LED | PAR30LN | Medium (E26) | Product Description THIS ITEM IS NOT TITLE 20 COMPLIANT WE CAN NOT SHIP THIS TO CALIFORNIA The 00769 Soraa Vivid Series PAR30 Long Neck's provides a 60 degree beam angle. This PAR30 LED is 85% more energy efficient than standard halogen lamps, while running on only 18.5 Watt. At 2700K, this Vivid Series lamp provides a warm white color temperature. These Soraa PAR30's are suitable for damp locations and compatable with the Soraa SNAP system. At 930 lumens his single light source creates a single crisp shadow. Medium (E26) 60-Degree Beam Angle - 18.5 Watt - 120 Volt - 95 CRI - Dimmable - 2700K Warm White - THIS ITEM IS NOT TITLE 20 COMPLIANT. WE CAN NOT SHIP THIS TO CALIFORNIA. Soraa 00769 - SP30L-18-60D-927-03 - Vivid Series - PAR30 Long Neck - 90 Watt Halogen Equivalent | 2700 | 95 | 930 | 50.2703 | 35000 | 18.5 | 1 | 59.9 | 59.9 | 70.3848 | 2020Q3 | https://www.energyavenue.com/Soraa/SP30L-18-60D-927-03 | Energy Avenue | 2020 | Yes
LED Lighting | Reflector | Soraa | True |  | LED | PAR30LN | Medium (E26) | Product Description LIMITED STOCK - CALL FOR AVAILABILITY The 00801 Soraa Vivid Series PAR30 Long Neck's provides a 60 degree beam angle. This PAR30 LED is 85% more energy efficient than standard halogen lamps, while running on only 18.5 Watt. At 4000K, this Vivid Series lamp provides a cool white color temperature. These Soraa PAR30's are suitable for damp locations and compatable with the Soraa SNAP system. At 1040 lumens his single light source creates a single crisp shadow. Medium (E26) 60-Degree Beam Angle - 18.5 Watt - 120 Volt - 95 CRI - Dimmable - 4000K Cool White - LIMITED STOCK - CALL FOR AVAILABILITY Soraa - 00801 - SP30L-18-60D-940-03 - Vivid Series - PAR30 Long Neck - 90 Watt Halogen Equivalent | 4000 | 95 | 1040 | 56.2162 | 35000 | 18.5 | 1 | 32.27 | 32.27 | 37.9185 | 2020Q3 | https://www.energyavenue.com/Soraa/SP30L-18-60D-940-03 | Energy Avenue | 2020 | Yes
LED Lighting | Downlight | Soraa | True |  | LED | PAR30SN | Medium (E26) | Product Description THIS ITEM IS NOT TITLE 20 COMPLIANT WE CAN NOT SHIP THIS TO CALIFORNIA Soraa's VIVID LED PAR30 Short Neck 2700K 18.5 is made for indoor and outdoor lighting. It's a single light source that's compatible with long and narrow spotlight fixture set-ups. It offers a superior white light with varying beam angles of 9, 25, 36 and 60 degrees. This LED provides excellent color stability at a color temperature of 2,700K and Color Accuracy (CRI) of 95. The VIVD LED PAR30 is dimmable to 10 percent. It matches standard halogen and incandescent light bulbs, producing 80 percent higher energy efficiency than a standard halogen. It's eco-friendly and budget-friendly, paying for itself within one year. With a height of 3.23 inches and width of 3.78, this PAR30 lamp ideal for open or enclosed fixtures. Other Features Include: Spectral emission from 400 to 440 newton-meters Usable in damp environments 100 Watt Halogen Equivalent 930 lumens Dimmable Ideal Applications: Narrow track lighting Recessed downlighting Halogen bulb replacement Soraa SNAP System compatible Trailing or leading edge phase cut dimmer capabilities Medium (E26) 2700K - Dimmable - 930 Lumens - 9° beam angle - 18.5 Watt - THIS ITEM IS NOT TITLE 20 COMPLIANT. WE CAN NOT SHIP THIS TO CALIFORNIA. Soraa 00821 - SP30S-18-09D-927-03 - Vivid LED - PAR30 Short Neck - 100 Watt Halogen Equivalent | 2700 | 95 | 930 | 50.2703 | 35000 | 18.5 | 1 | 58.58 | 58.58 | 68.8338 | 2020Q3 | https://www.energyavenue.com/Soraa/SP30S-18-09D-927-03 | Energy Avenue | 2020 | No
LED Lighting | Downlight | Soraa | True |  | LED | PAR30SN | Medium (E26) | Product Description THIS ITEM IS NOT TITLE 20 COMPLIANT WE CAN NOT SHIP THIS TO CALIFORNIA Soraa's VIVID LED PAR30 Short Neck 3000K18.5 is made for indoor and outdoor lighting. It's a single light source that's compatible with long and narrow spotlight fixture set-ups. It offers a superior white light with varying beam angles of 9, 25, 36 and 60 degrees. This LED provides excellent color stability at a color temperature of 3,000Kand Color Accuracy (CRI) of 95. The VIVD LED PAR30 is dimmable to 10 percent. It matches standard halogen and incandescent light bulbs, producing 80 percent higher energy efficiency than a standard halogen. It's eco-friendly and budget-friendly, paying for itself within one year. With a height of 3.23 inches and width of 3.78, this PAR30 lamp ideal for open or enclosed fixtures. Other Features Include: Spectral emission from 400 to 440 newton-meters Usable in damp environments 100 Watt Halogen Equivalent 1000 lumens Dimmable Ideal Applications: Narrow track lighting Recessed downlighting Halogen bulb replacement Soraa SNAP System compatible Trailing or leading edge phase cut dimmer capabilities Medium (E26) 3000K - Dimmable - 1000 Lumens - 9° beam angle - 18.5 Watt - THIS ITEM IS NOT TITLE 20 COMPLIANT. WE CAN NOT SHIP THIS TO CALIFORNIA. Soraa 00837 - SP30S-18-09D-930-03 - Vivid LED - PAR30 Short Neck - 100 Watt Halogen Equivalent | 3000 | 95 | 1000 | 54.0541 | 35000 | 18.5 | 1 | 58.58 | 58.58 | 68.8338 | 2020Q3 | https://www.energyavenue.com/Soraa/SP30S-18-09D-930-03 | Energy Avenue | 2020 | No
LED Lighting | Downlight | Soraa | True |  | LED | PAR30SN | Medium (E26) | Product Description THIS ITEM IS NOT TITLE 20 COMPLIANT WE CAN NOT SHIP THIS TO CALIFORNIA Soraa's VIVID LED PAR30 Short Neck 2700K 18.5 is made for indoor and outdoor lighting. It's a single light source that's compatible with long and narrow spotlight fixture set-ups. It offers a superior white light with varying beam angles of 9, 25, 36 and 60 degrees. This LED provides excellent color stability at a color temperature of 2,700K and Color Accuracy (CRI) of 95. The VIVD LED PAR30 is dimmable to 10 percent. It matches standard halogen and incandescent light bulbs, producing 80 percent higher energy efficiency than a standard halogen. It's eco-friendly and budget-friendly, paying for itself within one year. With a height of 3.23 inches and width of 3.78, this PAR30 lamp ideal for open or enclosed fixtures. Other Features Include: Spectral emission from 400 to 440 newton-meters Usable in damp environments 100 Watt Halogen Equivalent 930 lumens Dimmable Ideal Applications: Narrow track lighting Recessed downlighting Halogen bulb replacement Trailing or leading edge phase cut dimmer capabilities Medium (E26) 2700K - Dimmable - 930 Lumens - 25° beam angle - 18.5 Watt - THIS ITEM IS NOT TITLE 20 COMPLIANT. WE CAN NOT SHIP THIS TO CALIFORNIA. Soraa 00823 - SP30S-18-25D-927-03 - Vivid LED - PAR30 Short Neck - 100 Watt Halogen Equivalent | 2700 | 95 | 930 | 50.2703 | 35000 | 18.5 | 1 | 59.9 | 59.9 | 70.3848 | 2020Q3 | https://www.energyavenue.com/Soraa/SP30S-18-25D-927-03 | Energy Avenue | 2020 | No
LED Lighting | Downlight | Soraa | True |  | LED | PAR30SN | Medium (E26) | Product Description THIS ITEM IS NOT TITLE 20 COMPLIANT WE CAN NOT SHIP THIS TO CALIFORNIA Soraa's VIVID LED PAR30 Short Neck 3000K18.5 is made for indoor and outdoor lighting. It's a single light source that's compatible with long and narrow spotlight fixture set-ups. It offers a superior white light with varying beam angles of 9, 25, 36 and 60 degrees. This LED provides excellent color stability at a color temperature of 3,000Kand Color Accuracy (CRI) of 95. The VIVD LED PAR30 is dimmable to 10 percent. It matches standard halogen and incandescent light bulbs, producing 80 percent higher energy efficiency than a standard halogen. It's eco-friendly and budget-friendly, paying for itself within one year. With a height of 3.23 inches and width of 3.78, this PAR30 lamp ideal for open or enclosed fixtures. Other Features Include: Spectral emission from 400 to 440 newton-meters Usable in damp environments 100 Watt Halogen Equivalent 1000 lumens Dimmable Ideal Applications: Narrow track lighting Recessed downlighting Halogen bulb replacement Trailing or leading edge phase cut dimmer capabilities Medium (E26) 3000K - Dimmable - 1000 Lumens - 25° beam angle - 18.5 Watt00839 Soraa 00839 - SP30S-18-25D-930-03 - Vivid LED - PAR30 Short Neck - 100 Watt Halogen Equivalent | 3000 | 95 | 1000 | 54.0541 | 35000 | 18.5 | 1 | 59.9 | 59.9 | 70.3848 | 2020Q3 | https://www.energyavenue.com/Soraa/SP30S-18-25D-930-03 | Energy Avenue | 2020 | No
LED Lighting | Downlight | Soraa | True |  | LED | PAR30SN | Medium (E26) | Product Description THIS ITEM IS NOT TITLE 20 COMPLIANT WE CAN NOT SHIP THIS TO CALIFORNIA Soraa's VIVID LED PAR30 Short Neck 2700K 18.5 is made for indoor and outdoor lighting. It's a single light source that's compatible with long and narrow spotlight fixture set-ups. It offers a superior white light with varying beam angles of 9, 25, 36 and 60 degrees. This LED provides excellent color stability at a color temperature of 2,700K and Color Accuracy (CRI) of 95. The VIVD LED PAR30 is dimmable to 10 percent. It matches standard halogen and incandescent light bulbs, producing 80 percent higher energy efficiency than a standard halogen. It's eco-friendly and budget-friendly, paying for itself within one year. With a height of 3.23 inches and width of 3.78, this PAR30 lamp ideal for open or enclosed fixtures. Other Features Include: Spectral emission from 400 to 440 newton-meters Usable in damp environments 100 Watt Halogen Equivalent 930 lumens Dimmable Ideal Applications: Narrow track lighting Recessed downlighting Halogen bulb replacement Trailing or leading edge phase cut dimmer capabilities Medium (E26) 2700K - Dimmable - 930 Lumens - 36° beam angle - 18.5 Watt - THIS ITEM IS NOT TITLE 20 COMPLIANT. WE CAN NOT SHIP THIS TO CALIFORNIA. Soraa 00825 - SP30S-18-36D-927-03 - Vivid LED - PAR30 Short Neck - 100 Watt Halogen Equivalent | 2700 | 95 | 930 | 50.2703 | 35000 | 18.5 | 1 | 59.9 | 59.9 | 70.3848 | 2020Q3 | https://www.energyavenue.com/Soraa/SP30S-18-36D-927-03 | Energy Avenue | 2020 | No
LED Lighting | Downlight | Soraa | True |  | LED | PAR30SN | Medium (E26) | Product Description THIS ITEM IS NOT TITLE 20 COMPLIANT WE CAN NOT SHIP THIS TO CALIFORNIA Soraa's VIVID LED PAR30 Short Neck 3000K18.5 is made for indoor and outdoor lighting. It's a single light source that's compatible with long and narrow spotlight fixture set-ups. It offers a superior white light with varying beam angles of 9, 25, 36 and 60 degrees. This LED provides excellent color stability at a color temperature of 3,000Kand Color Accuracy (CRI) of 95. The VIVD LED PAR30 is dimmable to 10 percent. It matches standard halogen and incandescent light bulbs, producing 80 percent higher energy efficiency than a standard halogen. It's eco-friendly and budget-friendly, paying for itself within one year. With a height of 3.23 inches and width of 3.78, this PAR30 lamp ideal for open or enclosed fixtures. Other Features Include: Spectral emission from 400 to 440 newton-meters Usable in damp environments 100 Watt Halogen Equivalent 1000 lumens Dimmable Ideal Applications: Narrow track lighting Recessed downlighting Halogen bulb replacement Trailing or leading edge phase cut dimmer capabilities Medium (E26) 3000K - Dimmable - 1000 Lumens - 36° beam angle - 18.5 Watt - THIS ITEM IS NOT TITLE 20 COMPLIANT. WE CAN NOT SHIP THIS TO CALIFORNIA. Soraa 00841 - SP30S-18-36D-930-03 - Vivid LED - PAR30 Short Neck - 100 Watt Halogen Equivalent | 3000 | 95 | 1000 | 54.0541 | 35000 | 18.5 | 1 | 59.9 | 59.9 | 70.3848 | 2020Q3 | https://www.energyavenue.com/Soraa/SP30S-18-36D-930-03 | Energy Avenue | 2020 | No
LED Lighting | Reflector | Soraa | True |  | LED | PAR30 | Medium (E26) | Product Description THIS ITEM IS NOT TITLE 20 COMPLIANT WE CAN NOT SHIP THIS TO CALIFORNIA The 00843 Soraa Vivid Series PAR30 Long Neck's provides a 60 degree beam angle. This PAR30 LED is 85% more energy efficient than standard halogen lamps, while running on only 18.5 Watt. At 3000K, this Vivid Series lamp provides a warm white color temperature. These Soraa PAR30's are suitable for damp locations and compatable with the Soraa SNAP system. At 1000 lumens This single light source creates a single crisp shadow. Medium (E26) 60-Degree Beam Angle - 18.5 Watt - 120 Volt - 95 CRI - Dimmable - 3000K Warm White - THIS ITEM IS NOT TITLE 20 COMPLIANT. WE CAN NOT SHIP THIS TO CALIFORNIA. Soraa 00843 - SP30S-18-60D-930-03 - Vivid Series - PAR30 Short Neck - 90 Watt Equivalent | 3000 | 95 | 1000 | 54.0541 | 35000 | 18.5 | 1 | 59.9 | 59.9 | 70.3848 | 2020Q3 | https://www.energyavenue.com/Soraa/SP30S-18-60D-930-03 | Energy Avenue | 2020 | Yes
LED Lighting | Downlight | Soraa | True |  | LED | PAR36 |  | Product Description LIMITED STOCK - CALL FOR AVAILABILITY Soraa's SP36-18-09D-927-03 PAR36 bulb operates at only 18.5 Watts, replacing 75 Watt halogen bulbs. Switch to this bulb now, and save up to 85% in energy costs in the process. If you are big on landsape or architectural lighting, this energy efficient LED PAR36 bulb is your best bet on savings and reliability. Features: Narrow spot compatible with Soraa Snap system accessories Suitable with fully enclosed fixtures Can be used with front glass cover Dimmable Single light source, single crisp shadow Applications: Landscape lighting Architectural accent lighting Museum lighting Track lighting Recessed downlights Low-heat medical spotlighting 18.5 Watt - 75 Watt Halogen Equal - 2700K - LIMITED STOCK - CALL FOR AVAILABILITY SORAA - 03357 - SP36-18-09D-927-03 - PAR36 LED Bulb | 2700 | 95 | 930 | 50.2703 | 35000 | 18.5 | 1 | 43.94 | 43.94 | 51.6312 | 2020Q3 | https://www.energyavenue.com/Soraa/SP36-18-09D-927-03 | Energy Avenue | 2020 | No
LED Lighting | Downlight | Soraa | True |  | LED | PAR36 |  | Product Description LIMITED STOCK - CALL FOR AVAILABILITY The Soraa SP36-18-09D-930-03 PAR36 LED lamps are ideal for use in a variety of indoor and outdoor applications. These 18.5 watt PAR36 floodlights provide crisp, white light due to their reduced power consumption and efficient use of lumens throughout the long life of each lamp. Enjoy savings of up to 85% with this energy efficient lamp. Features: Suitable for fully enclosed fixtures with front glass covers Compatible wtih standard fixtures Suitable for dry and damp locations Dimmable Applications: Recessed downlighting Track lighting Landscapes Low-heat medical spotlighting Architectural accent lighting Museum lighting 18.5 Watt - 75 Watt Halogen Equal - 3000K - LIMITED STOCK - CALL FOR AVAILABILITY SORAA - 03373 - SP36-18-09D-930-03 - PAR36 LED Bulb | 3000 | 95 | 1000 | 54.0541 | 35000 | 18.5 | 1 | 43.94 | 43.94 | 51.6312 | 2020Q3 | https://www.energyavenue.com/Soraa/SP36-18-09D-930-03 | Energy Avenue | 2020 | No
LED Lighting | Downlight | Soraa | True |  | LED | PAR36 |  | Product Description LIMITED STOCK - CALL FOR AVAILABILITY When switching to Soraa's SP36-18-09D-940-03 PAR36 LED lamps, you no longer have to worry about energy costs, as this bulb can yield up to 85% in savings. Operating at 18.5 watts makes this LED bulb more effiecient than its halogen equivalent. You also get a 35,000 hour life rating, with a 3 year or 25,000 hour warranty for reliability, along with better performance. Features: Dimmable Suitable for dry and damp locations Compatible with standard lighting fixtures Can be used with fully enclosed fixtures with front glass covers Applications: Architectural accent lighting Landscapes Security lighting Museum lighting Recessed downlights 18.5 Watt - 75 Watt Halogen Equal - 4000K - LIMITED STOCK - CALL FOR AVAILABILITY SORAA - 03389 - SP36-18-09D-940-03 - PAR36 LED Bulb | 3000 | 95 | 1040 | 56.2162 | 35000 | 18.5 | 1 | 43.94 | 43.94 | 51.6312 | 2020Q3 | https://www.energyavenue.com/Soraa/SP36-18-09D-940-03 | Energy Avenue | 2020 | No
LED Lighting | Downlight | Soraa | True |  | LED | PAR36 |  | Product Description LIMITED STOCK - CALL FOR AVAILABILITY The Soraa SP36-18-09D-930-03 PAR36 LED lamps are ideal for use in a variety of indoor and outdoor applications. These 18.5 watt PAR36 floodlights provide crisp, white light due to their reduced power consumption and efficient use of lumens throughout the long life of each lamp. Enjoy energy cost savings of up to 85% and a long 356,000 hour life rating with this energy efficient lamp. Features: Suitable for fully enclosed fixtures with front glass covers Compatible wtih standard fixtures Suitable for dry and damp locations Dimmable Applications: Recessed downlighting Track lighting Landscapes Low-heat medical spotlighting Architectural accent lighting Museum lighting 18.5 Watt - 75 Watt Halogen Equal - 3000K - LIMITED STOCK - CALL FOR AVAILABILITY SORAA - 03375 - SP36-18-25D-930-03 - PAR36 LED Bulb | 3000 | 95 | 1000 | 54.0541 | 35000 | 18.5 | 1 | 39.9 | 39.9 | 46.884 | 2020Q3 | https://www.energyavenue.com/Soraa/SP36-18-25D-930-03 | Energy Avenue | 2020 | No
LED Lighting | Downlight | Soraa | True |  | LED | PAR36 |  | Product Description LIMITED STOCK - CALL FOR AVAILABILITY Soraa's SP36-18-25D-940-03 PAR36 LED bulb operates at only 18.5 watts, making it more energy efficient than its 75 watt halogen equivalent. See savings of up to 85% in energy costs, with improved reliability and performance. This LED bulb is rated to last 35,000 hours with consistent ligh output, and offers a 3 year or 25,000 hour warranty. Features: Dimmable Compatible with standard light fixtures Can be used with fully enclosed fixtures with front glass cover Suitable for dry and damp locations Applications: Recessed downlights Track lighting Security lighting Landscapes Architectural accent lighting 18.5 Watt - 75 Watt Halogen Equal - 4000K - LIMITED STOCK - CALL FOR AVAILABILITY SORAA - 03391 - SP36-18-25D-940-03 - PAR36 LED Bulb | 4000 | 95 | 1040 | 56.2162 | 35000 | 18.5 | 1 | 39.9 | 39.9 | 46.884 | 2020Q3 | https://www.energyavenue.com/Soraa/SP36-18-25D-940-03 | Energy Avenue | 2020 | No
LED Lighting | Downlight | Soraa | True |  | LED | PAR36 |  | Product Description LIMITED STOCK - CALL FOR AVAILABILITY Soraa's SP36-18-36D-927-03 18.5 watt PAR36 LED bulbs replace 75 watt halogen equivalent bulbs for better better performance and reliability. You can also benefit by saving up to 85% in energy costs, and longevity with a 35,000 hour life rating. Features: Dimmable Narrow spot compatible with Soraa Snap System accessories Thermally and geometrically compatible with standard fixtures Suitable for dry and damp locations Can be used in fully enclosed fixtures with front glass cover Applications: Lanscapes Track lighting Architectural accent lighting Museum lighting Recessed downlights Low-heat medical spotlighting 18.5 Watt - 75 Watt Halogen Equal - 2700K - LIMITED STOCK - CALL FOR AVAILABILITY SORAA - 03361 - SP36-18-36D-927-03 - PAR36 LED Bulb | 2700 | 95 | 930 | 50.2703 | 35000 | 18.5 | 1 | 39.9 | 39.9 | 46.884 | 2020Q3 | https://www.energyavenue.com/Soraa/SP36-18-36D-927-03 | Energy Avenue | 2020 | No
LED Lighting | Downlight | Soraa | True |  | LED | PAR36 |  | Product Description LIMITED STOCK - CALL FOR AVAILABILITY Soraa SP36-18-09D-930-03 PAR36 LED lamps provide crisp, white light due to their reduced power consumption and efficient use of lumens throughout the long life of each lamp. Enjoy savings of up to 85% with this energy efficient lamp. These 18.5 watt PAR36 floodlights are ideal for use in a variety of indoor and outdoor applications. Features: Suitable for fully enclosed fixtures with front glass covers Compatible wtih standard fixtures Suitable for dry and damp locations Dimmable Applications: Recessed downlighting Track lighting Landscapes Low-heat medical spotlighting Architectural accent lighting Museum lighting 18.5 Watt - 75 Watt Halogen Equal - 3000K - LIMITED STOCK - CALL FOR AVAILABILITY SORAA - 03377 - SP36-18-36D-930-03 - PAR36 LED Bulb | 3000 | 95 | 1000 | 54.0541 | 35000 | 18.5 | 1 | 39.9 | 39.9 | 46.884 | 2020Q3 | https://www.energyavenue.com/Soraa/SP36-18-36D-930-03 | Energy Avenue | 2020 | No
LED Lighting | Downlight | Soraa | True |  | LED | PAR36 |  | Product Description LIMITED STOCK - CALL FOR AVAILABILITY Enjoy better performance and reliability by switching to Soraa's SP36-18-36D-940-03 PAR36 LED lamps. At 18.5 watts, this bulb is more efficient and can yield up to 85% in savings on energy costs. It can be used in various indoor and outdoor applications, making it an ideal bulb for versatility and reliability. These PAR36 LED bubs are rated to last 35,000 hours, and come with a 3 year or 25,000 hour warranty. Features: Dimmable Compatible with standard light fixtures Can be used in fully enclosed fixtures with front glass covers Suitable for dry and damp locations Applications: Security lighting Recessed downlights Track lighting Architectural accent lighting Museum lighting 18.5 Watt - 75 Watt Halogen Equal - 4000K - LIMITED STOCK - CALL FOR AVAILABILITY SORAA - 03393 - SP36-18-36D-940-03 - PAR36 LED Bulb | 4000 | 95 | 1040 | 56.2162 | 35000 | 18.5 | 1 | 39.9 | 39.9 | 46.884 | 2020Q3 | https://www.energyavenue.com/Soraa/SP36-18-36D-940-03 | Energy Avenue | 2020 | No
LED Lighting | Downlight | Soraa | True |  | LED | PAR36 |  | Product Description LIMITED STOCK - CALL FOR AVAILABILITY Substitute halogen PAR36 bulbs with the energy efficient Soraa SP36-18-60D-927-03 18.5 watt LED bulbs. Save up to 85% in energy costs, and reduce maintenance on this bulb that is suitable for many indoor and outdoor applications. Multiple uses make this LED bulb a versatile alternative to halogen and incandescent equivalents. Features: Dimmable Can be used with fully enclosd fixtures and front glass covers Suitable for dry and damp locations Thermally and geometrically caompatible with standard fixtures Applications: Low-heat medical spotlighting Architectural accent lighting Recessed downlights Museum lighting Landscapes 18.5 Watt - 75 Watt Halogen Equal - 2700K - LIMITED STOCK - CALL FOR AVAILABILITY SORAA - 03363 - SP36-18-60D-927-03 - PAR36 LED Bulb | 2700 | 95 | 930 | 50.2703 | 35000 | 18.5 | 1 | 39.9 | 39.9 | 46.884 | 2020Q3 | https://www.energyavenue.com/Soraa/SP36-18-60D-927-03 | Energy Avenue | 2020 | No
LED Lighting | Reflector | Sylvania | True |  | LED | PAR20 | Medium (E26) | Product Description MUST ORDER IN MULTIPLE OF 6 Replace your old halogen bulbs with a LED PAR20 bulb from Sylvania. This 3000K ultra LED bulb Sylvania 40000 is brought to your from a name you can trust and offers long-lasting, reliable performance and an energy savings of up 87 percent. This product is Energey Star certified, rated for indoor use, and meets California Quality Tier 2 specifications. Best of all, there's no warm-up time, so the bulb lights at full power immediately. Sylvania LED5.5PAR20/830/FL30/10YV/GL/RP2 40000 Features: Replaces 50-, 75-, and 90-watt halogen bulbs 90+ CRI Residential or commercial applications Meets California Quality Tier 2 3.0 specifications JA8 certified Dimmable to 10 percent Energy Star rated Immediate operation Beam angle of 40 degrees 25,000 hour lifespan Five-year warranty Sylvania LED5.5PAR20/830/FL30/10YV/GL/RP2 40000 Applications: General lighting Recessed lighting Track lighting Wall washers Medium (E26) LED5.5PAR20/DIM/930/FL40/22Y - 50W Halogen Equivalent - 500 Lumens - 120V - MUST ORDER IN MULTIPLE QUANTITY OF 6 Sylvania 40000 - 5.5W LED PAR20 - 3000K | 3000 | 90 | 500 | 90.9091 | 25000 | 5.5 | 1 | 10.7 | 10.7 | 12.5729 | 2020Q3 | https://www.energyavenue.com/Sylvania/40000 | Energy Avenue | 2020 | Yes
LED Lighting | Reflector | Sylvania | True |  | LED | PAR16 | GU10 | Bulb ShapeBR30BR40PAR16PAR30PAR38R20 Product Description MUST ORDER IN MULTIPLE QUANTITY OF 6 The Sylvania LED5PAR16GU10/DIM/930/FL40/22Y/RP bulb is an Energy Star certified light bulb that lasts 25,000 life hours. The 50W incandescent replacement bulb illuminates 3000K soft white radiance with no warm up time or delays. It has a dimming feature too. The bulb comes with a 5-year warranty. Sylvania 40002 Features: 40-degree beam angle Dims down to 10% Instant on/off function Sylvania 40002 Applications: Residential and commercial use Indoor and outdoor use Dry and damp locations Alternate Product Versions $15.90 add Sylvania 40013 - 10W LED PAR30 - 3000K LED10PAR30LN/DIM/930/FL40/22Y/RP - 850 Lumens - 90 CRI - 75W Halogen Equivalent - 40° - 120V - MUST ORDER IN MULTIPLE QUANTITY OF 6 $16.55 add Sylvania 40014 - 12W LED PAR38 - 3000K LED12PAR38/DIM/930/FL40/22Y/RP - 1100 Lumens - 90 CRI - 90W Halogen Equivalent - 40° - 120V - MUST ORDER IN MULTIPLE QUANTITY OF 6 $5.70 add Sylvania 40025 - 6W LED R20 - 2700K LED6R20/DIM/927/RP - 540 Lumens - 90 CRI - 50W Incandescent Equivalent - 120V - MUST ORDER IN MULTIPLE QUANTITY OF 6 $5.70 add Sylvania 40026 - 6W LED R20 - 5000K LED6R20/DIM/950/RP - 540 Lumens - 90 CRI - 50W Incandescent Equivalent - 120V - MUST ORDER IN MULTIPLE QUANTITY OF 6 $7.20 add Sylvania 40028 - 7.5W LED BR30 - 5000K LED7.5BR30/DIM/950/RP - 540 Lumens - 90 CRI - 65W Incandescent Equivalent - 120V - MUST ORDER IN MULTIPLE QUANTITY OF 6 $9.95 add Sylvania 40029 - 11W LED BR40 - 2700K LED11BR40/DIM/927/RP - 1075 Lumens - 90 CRI - 85W Incandescent Equivalent - 120V - MUST ORDER IN MULTIPLE QUANTITY OF 6 $10.10 add Sylvania 40030 - 11W LED BR40 - 5000K LED11BR40/DIM/950/RP - 1075 Lumens - 90 CRI - 85W Incandescent Equivalent - 120V - MUST ORDER IN MULTIPLE QUANTITY OF 6 GU10 LED5PAR16GU10/DIM/930/FL40/22Y/RP - 400 Lumens - 90 CRI - 50W Halogen Equivalent - 40° - 120V - MUST ORDER IN MULTIPLE QUANTITY OF 6 Sylvania 40002 - 5W LED PAR16 - 3000K | 3000 | 90 | 400 | 80 | 25000 | 5 | 1 | 8.95 | 8.95 | 10.5166 | 2020Q3 | https://www.energyavenue.com/Sylvania/40002 | Energy Avenue | 2020 | Yes
LED Lighting | Downlight | Sylvania | True |  | LED | PAR30 | Medium (E26) | Bulb ShapeBR30BR40PAR16PAR30PAR38R20 Product Description MUST ORDER IN MULTIPLE QUANTITY OF 6 Get high-quality, consistent lighting by switching to this 10W LED PAR30 from the team at Sylvania. This product comes to you from their ULTRA LED™ line of energy-saving luminaires. It emits 3000K of warm white light for up to 25,000 hours, and it's Energy Star certified. Product Features: Replaces 75W halogen lamps 1:1 PAR30 form factor Reduces energy consumption by up to 87 percent Instant-on 40-degree food angle Compatible with E26 medium base fixtures Color rendering of 90+ CRI California Tier II and JA8 certified Energy Star certified RoHS compliant Good for indoor or outdoor use Dimmable to 10 percent Lifespan of up to 25,000 hours Limited five-year warranty Applications: Recessed downlights Task lighting Track lighting Wall washes Alternate Product Versions $8.95 add Sylvania 40002 - 5W LED PAR16 - 3000K LED5PAR16GU10/DIM/930/FL40/22Y/RP - 400 Lumens - 90 CRI - 50W Halogen Equivalent - 40° - 120V - MUST ORDER IN MULTIPLE QUANTITY OF 6 $16.55 add Sylvania 40014 - 12W LED PAR38 - 3000K LED12PAR38/DIM/930/FL40/22Y/RP - 1100 Lumens - 90 CRI - 90W Halogen Equivalent - 40° - 120V - MUST ORDER IN MULTIPLE QUANTITY OF 6 $5.70 add Sylvania 40025 - 6W LED R20 - 2700K LED6R20/DIM/927/RP - 540 Lumens - 90 CRI - 50W Incandescent Equivalent - 120V - MUST ORDER IN MULTIPLE QUANTITY OF 6 $5.70 add Sylvania 40026 - 6W LED R20 - 5000K LED6R20/DIM/950/RP - 540 Lumens - 90 CRI - 50W Incandescent Equivalent - 120V - MUST ORDER IN MULTIPLE QUANTITY OF 6 $7.20 add Sylvania 40028 - 7.5W LED BR30 - 5000K LED7.5BR30/DIM/950/RP - 540 Lumens - 90 CRI - 65W Incandescent Equivalent - 120V - MUST ORDER IN MULTIPLE QUANTITY OF 6 $9.95 add Sylvania 40029 - 11W LED BR40 - 2700K LED11BR40/DIM/927/RP - 1075 Lumens - 90 CRI - 85W Incandescent Equivalent - 120V - MUST ORDER IN MULTIPLE QUANTITY OF 6 $10.10 add Sylvania 40030 - 11W LED BR40 - 5000K LED11BR40/DIM/950/RP - 1075 Lumens - 90 CRI - 85W Incandescent Equivalent - 120V - MUST ORDER IN MULTIPLE QUANTITY OF 6 Medium (E26) LED10PAR30LN/DIM/930/FL40/22Y/RP - 850 Lumens - 90 CRI - 75W Halogen Equivalent - 40° - 120V - MUST ORDER IN MULTIPLE QUANTITY OF 6 Sylvania 40013 - 10W LED PAR30 - 3000K | 3000 | 90 | 850 | 85 | 25000 | 10 | 1 | 15.9 | 15.9 | 18.6831 | 2020Q3 | https://www.energyavenue.com/Sylvania/40013 | Energy Avenue | 2020 | No
LED Lighting | Reflector | Sylvania | True |  | LED | PAR38 | Medium (E26) | Bulb ShapeBR30BR40PAR16PAR30PAR38R20 Product Description MUST ORDER IN MULTIPLE QUANTITY OF 6 The Sylvania LED12PAR38/DIM/930/FL40/22Y/RP bulb's Energy Star certified benefit saves up to 87% in energy savings. The LED PAR38 shines bright at a 40-degree beam angle with no warm up time or delays. It includes dimming down to 10%. The bulb also lasts 25,000 life hours. Sylvania 40014 Features: 3000K soft white radiance 90W incandescent replacement 5-year warranty Sylvania 40014 Applications: Dry and damp locations Residential and commercial use Indoor and outdoor use Alternate Product Versions $8.95 add Sylvania 40002 - 5W LED PAR16 - 3000K LED5PAR16GU10/DIM/930/FL40/22Y/RP - 400 Lumens - 90 CRI - 50W Halogen Equivalent - 40° - 120V - MUST ORDER IN MULTIPLE QUANTITY OF 6 $15.90 add Sylvania 40013 - 10W LED PAR30 - 3000K LED10PAR30LN/DIM/930/FL40/22Y/RP - 850 Lumens - 90 CRI - 75W Halogen Equivalent - 40° - 120V - MUST ORDER IN MULTIPLE QUANTITY OF 6 $5.70 add Sylvania 40025 - 6W LED R20 - 2700K LED6R20/DIM/927/RP - 540 Lumens - 90 CRI - 50W Incandescent Equivalent - 120V - MUST ORDER IN MULTIPLE QUANTITY OF 6 $5.70 add Sylvania 40026 - 6W LED R20 - 5000K LED6R20/DIM/950/RP - 540 Lumens - 90 CRI - 50W Incandescent Equivalent - 120V - MUST ORDER IN MULTIPLE QUANTITY OF 6 $7.20 add Sylvania 40028 - 7.5W LED BR30 - 5000K LED7.5BR30/DIM/950/RP - 540 Lumens - 90 CRI - 65W Incandescent Equivalent - 120V - MUST ORDER IN MULTIPLE QUANTITY OF 6 $9.95 add Sylvania 40029 - 11W LED BR40 - 2700K LED11BR40/DIM/927/RP - 1075 Lumens - 90 CRI - 85W Incandescent Equivalent - 120V - MUST ORDER IN MULTIPLE QUANTITY OF 6 $10.10 add Sylvania 40030 - 11W LED BR40 - 5000K LED11BR40/DIM/950/RP - 1075 Lumens - 90 CRI - 85W Incandescent Equivalent - 120V - MUST ORDER IN MULTIPLE QUANTITY OF 6 Medium (E26) LED12PAR38/DIM/930/FL40/22Y/RP - 1100 Lumens - 90 CRI - 90W Halogen Equivalent - 40° - 120V - MUST ORDER IN MULTIPLE QUANTITY OF 6 Sylvania 40014 - 12W LED PAR38 - 3000K | 3000 | 90 | 1100 | 91.6667 | 25000 | 12 | 1 | 16.55 | 16.55 | 19.4469 | 2020Q3 | https://www.energyavenue.com/Sylvania/40014 | Energy Avenue | 2020 | Yes
LED Lighting | Downlight | Sylvania | True |  | LED | R20 |  | Bulb ShapeBR30BR40PAR16PAR30PAR38R20 Color Temp.2700K5000K Product Description MUST ORDER IN MULTIPLE QUANTITY OF 6 Update your lighting without sacrificing performance by choosing this 6W LED R20 from the Sylvania ULTRA LED™ line of reflector lamps. With this upgrade, you'll enjoy 2700K of warm white light while saving up to 87 percent of on your power consumption. Energy Star certified. Product Features: Direct replacement for 50W halogen lamps Compatible with E26 medium base fixtures 1:1 R20 form factor Dimmable to 10 percent Color rendering of 90+ CRI Meets California Quality Specifications Tier II and JA8 ccmpliant Energy Star certified Rated for indoor and outdoor use Lifespan of up to 25,000 hours Limited five-year warranty Applications: Pendant lights Downlighting Table lamps Floor lamps Wall sconces Alternate Product Versions $8.95 add Sylvania 40002 - 5W LED PAR16 - 3000K LED5PAR16GU10/DIM/930/FL40/22Y/RP - 400 Lumens - 90 CRI - 50W Halogen Equivalent - 40° - 120V - MUST ORDER IN MULTIPLE QUANTITY OF 6 $15.90 add Sylvania 40013 - 10W LED PAR30 - 3000K LED10PAR30LN/DIM/930/FL40/22Y/RP - 850 Lumens - 90 CRI - 75W Halogen Equivalent - 40° - 120V - MUST ORDER IN MULTIPLE QUANTITY OF 6 $16.55 add Sylvania 40014 - 12W LED PAR38 - 3000K LED12PAR38/DIM/930/FL40/22Y/RP - 1100 Lumens - 90 CRI - 90W Halogen Equivalent - 40° - 120V - MUST ORDER IN MULTIPLE QUANTITY OF 6 $5.70 add Sylvania 40026 - 6W LED R20 - 5000K LED6R20/DIM/950/RP - 540 Lumens - 90 CRI - 50W Incandescent Equivalent - 120V - MUST ORDER IN MULTIPLE QUANTITY OF 6 $7.20 add Sylvania 40028 - 7.5W LED BR30 - 5000K LED7.5BR30/DIM/950/RP - 540 Lumens - 90 CRI - 65W Incandescent Equivalent - 120V - MUST ORDER IN MULTIPLE QUANTITY OF 6 $9.95 add Sylvania 40029 - 11W LED BR40 - 2700K LED11BR40/DIM/927/RP - 1075 Lumens - 90 CRI - 85W Incandescent Equivalent - 120V - MUST ORDER IN MULTIPLE QUANTITY OF 6 $10.10 add Sylvania 40030 - 11W LED BR40 - 5000K LED11BR40/DIM/950/RP - 1075 Lumens - 90 CRI - 85W Incandescent Equivalent - 120V - MUST ORDER IN MULTIPLE QUANTITY OF 6 LED6R20/DIM/927/RP - 540 Lumens - 90 CRI - 50W Incandescent Equivalent - 120V - MUST ORDER IN MULTIPLE QUANTITY OF 6 Sylvania 40025 - 6W LED R20 - 2700K | 2700 | 90 | 540 | 90 | 25000 | 6 | 1 | 5.7 | 5.7 | 6.6977 | 2020Q3 | https://www.energyavenue.com/Sylvania/40025 | Energy Avenue | 2020 | No
LED Lighting | Reflector | Sylvania | True | Daylighting/Photocell, | LED | R20 |  | Bulb ShapeBR30BR40PAR16PAR30PAR38R20 Color Temp.2700K5000K Product Description MUST ORDER IN MULTIPLE QUANTITY OF 6 The Sylvania LED6R20/DIM/950/RP reflector lamp is a 50W incandescent replacement bulb with high power and high performance. The LED R20 bulb produces powerful 5000K cool white daylight at a beam angle. What separates the bulb from standard ones is the dimming, which goes down to 10%. Sylvania 40026 Features: Energy Star certified 25,000 life hours Frosted bulb finish Sylvania 40026 Applications: Indoor and outdoor use Dry and damp locations Residential and commercial use Alternate Product Versions $8.95 add Sylvania 40002 - 5W LED PAR16 - 3000K LED5PAR16GU10/DIM/930/FL40/22Y/RP - 400 Lumens - 90 CRI - 50W Halogen Equivalent - 40° - 120V - MUST ORDER IN MULTIPLE QUANTITY OF 6 $15.90 add Sylvania 40013 - 10W LED PAR30 - 3000K LED10PAR30LN/DIM/930/FL40/22Y/RP - 850 Lumens - 90 CRI - 75W Halogen Equivalent - 40° - 120V - MUST ORDER IN MULTIPLE QUANTITY OF 6 $16.55 add Sylvania 40014 - 12W LED PAR38 - 3000K LED12PAR38/DIM/930/FL40/22Y/RP - 1100 Lumens - 90 CRI - 90W Halogen Equivalent - 40° - 120V - MUST ORDER IN MULTIPLE QUANTITY OF 6 $5.70 add Sylvania 40025 - 6W LED R20 - 2700K LED6R20/DIM/927/RP - 540 Lumens - 90 CRI - 50W Incandescent Equivalent - 120V - MUST ORDER IN MULTIPLE QUANTITY OF 6 $7.20 add Sylvania 40028 - 7.5W LED BR30 - 5000K LED7.5BR30/DIM/950/RP - 540 Lumens - 90 CRI - 65W Incandescent Equivalent - 120V - MUST ORDER IN MULTIPLE QUANTITY OF 6 $9.95 add Sylvania 40029 - 11W LED BR40 - 2700K LED11BR40/DIM/927/RP - 1075 Lumens - 90 CRI - 85W Incandescent Equivalent - 120V - MUST ORDER IN MULTIPLE QUANTITY OF 6 $10.10 add Sylvania 40030 - 11W LED BR40 - 5000K LED11BR40/DIM/950/RP - 1075 Lumens - 90 CRI - 85W Incandescent Equivalent - 120V - MUST ORDER IN MULTIPLE QUANTITY OF 6 LED6R20/DIM/950/RP - 540 Lumens - 90 CRI - 50W Incandescent Equivalent - 120V - MUST ORDER IN MULTIPLE QUANTITY OF 6 Sylvania 40026 - 6W LED R20 - 5000K | 5000 | 90 | 540 | 90 | 25000 | 6 | 1 | 5.7 | 5.7 | 6.6977 | 2020Q3 | https://www.energyavenue.com/Sylvania/40026 | Energy Avenue | 2020 | Yes
LED Lighting | Downlight | Sylvania | True |  | LED | BR30 |  | Product Description MUST ORDER IN MULTIPLE QUANTITY OF 6 Save energy from your interior and exterior lighting by upgrading to this 7.5W LED BR30 lamp from the folks at Sylvania. This product is part of their ULTRA LED™ line of HD reflector lamps, and it's Energy Star certified. You'll enjoy 2700K of warm white light for up to 25,000 hours with no hesitation or flickering. Product Features: Replacement for 65W halogen bulbs 1:1 BR30 form factor Compatible with most E26 medium base fixtures Color rendering of 90+ CRI Dimmable to 10 percent Tier II and JA8 compliant Energy Star certified Meets California Quality specifications Rated for indoor and outdoor use Lifespan of up to 25,000 hours Limited five-year warranty Applications: Table lamps Floor lamps Pendant lights Wall sconces Downlights LED7.5BR30/DIM/927/RP - 540 Lumens - 90 CRI - 65W Incandescent Equivalent - 120V - MUST ORDER IN MULTIPLE QUANTITY OF 6 Sylvania 40027 - 7.5W LED BR30 - 2700K | 2700 | 90 | 675 | 90 | 25000 | 7.5 | 1 | 7.55 | 7.55 | 8.8715 | 2020Q3 | https://www.energyavenue.com/Sylvania/40027 | Energy Avenue | 2020 | No
LED Lighting | Reflector | Sylvania | True | Daylighting/Photocell, | LED | BR30 |  | Bulb ShapeBR30BR40PAR16PAR30PAR38R20 Product Description MUST ORDER IN MULTIPLE QUANTITY OF 6 The Sylvania Ultra LED7.5BR30/DIM/950/RP reflector bulb is a frosted finish 65W incandescent replacement lamp with Energy Star benefits. Besides the certification, the LED BR30 bulb radiates powerful 5000K daylight illumination at a directional beam angle. The brightness is crisp, uniform, and vibrant detail with no flickers or delays. Sylvania 40028 Features: Dims down to 10% 25,000 life hours Limited warranty Sylvania 40028 Applications: Dry and damp locations Indoor and outdoor use Residential and commercial use Alternate Product Versions $8.95 add Sylvania 40002 - 5W LED PAR16 - 3000K LED5PAR16GU10/DIM/930/FL40/22Y/RP - 400 Lumens - 90 CRI - 50W Halogen Equivalent - 40° - 120V - MUST ORDER IN MULTIPLE QUANTITY OF 6 $15.90 add Sylvania 40013 - 10W LED PAR30 - 3000K LED10PAR30LN/DIM/930/FL40/22Y/RP - 850 Lumens - 90 CRI - 75W Halogen Equivalent - 40° - 120V - MUST ORDER IN MULTIPLE QUANTITY OF 6 $16.55 add Sylvania 40014 - 12W LED PAR38 - 3000K LED12PAR38/DIM/930/FL40/22Y/RP - 1100 Lumens - 90 CRI - 90W Halogen Equivalent - 40° - 120V - MUST ORDER IN MULTIPLE QUANTITY OF 6 $5.70 add Sylvania 40025 - 6W LED R20 - 2700K LED6R20/DIM/927/RP - 540 Lumens - 90 CRI - 50W Incandescent Equivalent - 120V - MUST ORDER IN MULTIPLE QUANTITY OF 6 $5.70 add Sylvania 40026 - 6W LED R20 - 5000K LED6R20/DIM/950/RP - 540 Lumens - 90 CRI - 50W Incandescent Equivalent - 120V - MUST ORDER IN MULTIPLE QUANTITY OF 6 $9.95 add Sylvania 40029 - 11W LED BR40 - 2700K LED11BR40/DIM/927/RP - 1075 Lumens - 90 CRI - 85W Incandescent Equivalent - 120V - MUST ORDER IN MULTIPLE QUANTITY OF 6 $10.10 add Sylvania 40030 - 11W LED BR40 - 5000K LED11BR40/DIM/950/RP - 1075 Lumens - 90 CRI - 85W Incandescent Equivalent - 120V - MUST ORDER IN MULTIPLE QUANTITY OF 6 LED7.5BR30/DIM/950/RP - 540 Lumens - 90 CRI - 65W Incandescent Equivalent - 120V - MUST ORDER IN MULTIPLE QUANTITY OF 6 Sylvania 40028 - 7.5W LED BR30 - 5000K | 5000 | 90 | 675 | 90 | 25000 | 7.5 | 1 | 7.2 | 7.2 | 8.4603 | 2020Q3 | https://www.energyavenue.com/Sylvania/40028 | Energy Avenue | 2020 | Yes
LED Lighting | Downlight | Sylvania | True |  | LED | BR40 |  | Bulb ShapeBR30BR40PAR16PAR30PAR38R20 Color Temp.2700K5000K Product Description MUST ORDER IN MULTIPLE QUANTITY OF 6 Save more on your power bill by switching to this 11W LED BR40 lamp from Sylvania. This product is part of their ULTRA LED™ series of HD reflector lamps, and it emits 2700K of warm white light for up to 25,000 hours with no hesitation or flickering. It's Energy Star certified, too. Not for use in fully enclosed fixtures. Product Features: Direct replacement for 85W halogen lamps 1:1 BR40 form factor Compatible with most E26 extended base fixtures Color rendering of 90+ CRI Dimmable to 10 percent Tier II and JA8 compliant Instant-on Rated for indoor and outdoor use Meets Voluntary California Quality specifications Energy Star certified RoHS compliant Lifespan of up to 25,000 hours Limited five-year warranty Applications: Pendant lights Table lamps Floor lamps Downlights Wall sconces Alternate Product Versions $8.95 add Sylvania 40002 - 5W LED PAR16 - 3000K LED5PAR16GU10/DIM/930/FL40/22Y/RP - 400 Lumens - 90 CRI - 50W Halogen Equivalent - 40° - 120V - MUST ORDER IN MULTIPLE QUANTITY OF 6 $15.90 add Sylvania 40013 - 10W LED PAR30 - 3000K LED10PAR30LN/DIM/930/FL40/22Y/RP - 850 Lumens - 90 CRI - 75W Halogen Equivalent - 40° - 120V - MUST ORDER IN MULTIPLE QUANTITY OF 6 $16.55 add Sylvania 40014 - 12W LED PAR38 - 3000K LED12PAR38/DIM/930/FL40/22Y/RP - 1100 Lumens - 90 CRI - 90W Halogen Equivalent - 40° - 120V - MUST ORDER IN MULTIPLE QUANTITY OF 6 $5.70 add Sylvania 40025 - 6W LED R20 - 2700K LED6R20/DIM/927/RP - 540 Lumens - 90 CRI - 50W Incandescent Equivalent - 120V - MUST ORDER IN MULTIPLE QUANTITY OF 6 $5.70 add Sylvania 40026 - 6W LED R20 - 5000K LED6R20/DIM/950/RP - 540 Lumens - 90 CRI - 50W Incandescent Equivalent - 120V - MUST ORDER IN MULTIPLE QUANTITY OF 6 $7.20 add Sylvania 40028 - 7.5W LED BR30 - 5000K LED7.5BR30/DIM/950/RP - 540 Lumens - 90 CRI - 65W Incandescent Equivalent - 120V - MUST ORDER IN MULTIPLE QUANTITY OF 6 $10.10 add Sylvania 40030 - 11W LED BR40 - 5000K LED11BR40/DIM/950/RP - 1075 Lumens - 90 CRI - 85W Incandescent Equivalent - 120V - MUST ORDER IN MULTIPLE QUANTITY OF 6 LED11BR40/DIM/927/RP - 1075 Lumens - 90 CRI - 85W Incandescent Equivalent - 120V - MUST ORDER IN MULTIPLE QUANTITY OF 6 Sylvania 40029 - 11W LED BR40 - 2700K | 2700 | 90 | 1075 | 97.7273 | 25000 | 11 | 1 | 9.95 | 9.95 | 11.6916 | 2020Q3 | https://www.energyavenue.com/Sylvania/40029 | Energy Avenue | 2020 | No
LED Lighting | Reflector | Sylvania | True | Daylighting/Photocell, | LED | BR40 |  | Bulb ShapeBR30BR40PAR16PAR30PAR38R20 Color Temp.2700K5000K Product Description MUST ORDER IN MULTIPLE QUANTITY OF 6 The Sylvania LED11BR40/DIM/950/RP reflector bulb lasts 25,000 life hours with a limited warranty in case of defects. The LED BR40 bulb's frosted finish tames the bright 5000K daylight illumination so it can operate in open and semi-open fixtures. Expect to receive the same power with less energy with energy-saving benefits. Sylvania 40030 Features: 85W incandescent replacement Dims down to 10% Energy Star certified Sylvania 40030 Applications: Residential and commercial use Indoor and outdoor use Dry and damp locations Alternate Product Versions $8.95 add Sylvania 40002 - 5W LED PAR16 - 3000K LED5PAR16GU10/DIM/930/FL40/22Y/RP - 400 Lumens - 90 CRI - 50W Halogen Equivalent - 40° - 120V - MUST ORDER IN MULTIPLE QUANTITY OF 6 $15.90 add Sylvania 40013 - 10W LED PAR30 - 3000K LED10PAR30LN/DIM/930/FL40/22Y/RP - 850 Lumens - 90 CRI - 75W Halogen Equivalent - 40° - 120V - MUST ORDER IN MULTIPLE QUANTITY OF 6 $16.55 add Sylvania 40014 - 12W LED PAR38 - 3000K LED12PAR38/DIM/930/FL40/22Y/RP - 1100 Lumens - 90 CRI - 90W Halogen Equivalent - 40° - 120V - MUST ORDER IN MULTIPLE QUANTITY OF 6 $5.70 add Sylvania 40025 - 6W LED R20 - 2700K LED6R20/DIM/927/RP - 540 Lumens - 90 CRI - 50W Incandescent Equivalent - 120V - MUST ORDER IN MULTIPLE QUANTITY OF 6 $5.70 add Sylvania 40026 - 6W LED R20 - 5000K LED6R20/DIM/950/RP - 540 Lumens - 90 CRI - 50W Incandescent Equivalent - 120V - MUST ORDER IN MULTIPLE QUANTITY OF 6 $7.20 add Sylvania 40028 - 7.5W LED BR30 - 5000K LED7.5BR30/DIM/950/RP - 540 Lumens - 90 CRI - 65W Incandescent Equivalent - 120V - MUST ORDER IN MULTIPLE QUANTITY OF 6 $9.95 add Sylvania 40029 - 11W LED BR40 - 2700K LED11BR40/DIM/927/RP - 1075 Lumens - 90 CRI - 85W Incandescent Equivalent - 120V - MUST ORDER IN MULTIPLE QUANTITY OF 6 LED11BR40/DIM/950/RP - 1075 Lumens - 90 CRI - 85W Incandescent Equivalent - 120V - MUST ORDER IN MULTIPLE QUANTITY OF 6 Sylvania 40030 - 11W LED BR40 - 5000K | 5000 | 90 | 1075 | 97.7273 | 25000 | 11 | 1 | 10.1 | 10.1 | 11.8679 | 2020Q3 | https://www.energyavenue.com/Sylvania/40030 | Energy Avenue | 2020 | Yes
LED Lighting | Downlight | Sylvania | True |  | LED | A19 | Medium (E26) | Wattage14 Watt5.5 Watt6 Watt Product Description MUST ORDER IN MULTIPLE OF 6 Upgrade your lighting and save energy with this 5.5A19/DIM/O/827/U Ultra LED omni-directional bulb from Sylvania. This product offers superior performance from an LED A19 bulb and 2700K of cool white light that's dimmable to 10 percent. It's ideal for any home or commercial space that requires a standard bulb, and the RoHS compliant Product Features: ∙ UV, IR, mercury, and lead free ∙ Fits standard A19 and A21 lamp bases ∙ Reduces energy consumption by up to 85 percent ∙ 80 CRI ∙ Omni-directional beam ∙ RoHS compliant ∙ Instant-on ∙ Indoor and outdoor use ∙ Lifespan of up to 15,000 hours ∙ Dimmable to 10 percent ∙ Energy Star rated Applications: ∙ Downlights ∙ Pendant fixtures ∙ Table lamps Alternate Product Versions $5.85 add Sylvania 79292 - 14W LED A19 - 2700K LED14A19/F/827/10YV/RP - 1,500 Lumens - 80 CRI - 100W Incandescent Equivalent - 120V - MUST ORDER IN MULTIPLE OF 6 $3.95 EACASE of 6 add Sylvania 78108 - 6W LED A19 - 2700K - E26 LED6A19/DIM/O/927/U/B - 40W Incandescent Equivalent - 93 CRI - 120V - Frosted - MUST ORDER IN MULTIPLE OF 6 Medium (E26) LED5.5A19/DIM/O/827/U - 40W Incandescent Equivalent - 450 Lumens - 120V - MUST ORDER IN MULTIPLE OF 6 Sylvania 74688 - 5.5W LED A19 Bulb - 2700K | 2700 | 80 | 450 | 81.8182 | 15000 | 5.5 | 1 | 3.59 | 3.59 | 4.2184 | 2020Q3 | https://www.energyavenue.com/Sylvania/74688 | Energy Avenue | 2020 | No
LED Lighting | Downlight | Sylvania | True |  | LED | PAR38 | Medium (E26) | Product Description Get consistent performance while saving up to 87% on your energy bill by switching to this 14W LED PAR38 bulb from Sylvania. This flexible lamp adjusts through 12, 25, and 40 degree beam angles and emits 3000K of warm white light for up to 25,000 hours. RoHS compliant and Energy Star certified. Product Features: Replaces 100W Halogen lamps Adjustable beam angles Compatible with most E26 medium base lamps Works with most LED dimmers Color accuracy of 80 CRI Rated for use in wet locations and fully enclosed fixtures RoHS compliant Energy Star certified Food safe Lifespan of up to 25,000 hours Applications: General lighting Recessed downlight Track light Wall wash Narrow flood Medium (E26) LED14PAR38/DIM/830/FL40/22Y/GL3/W/RP - 1,050 Lumens - 82 CRI - 100W Halogen Equivalent - 40° - 120V Sylvania 74943 - 14W LED PAR38 - 3000K | 3000 | 82 | 1050 | 75 | 25000 | 14 | 1 | 13.7 | 13.7 | 16.098 | 2020Q3 | https://www.energyavenue.com/Sylvania/74943 | Energy Avenue | 2020 | No
LED Lighting | Downlight | Sylvania | True |  | LED | MR16 | GU5.3 | Product Description The Sylvania 78231 ULTrA LED is a great low energy replacement for 35W halogen bulbs. The LED MR16 can be used in halogen retrofits or in new lighting solutions. Each LED MR16 uses up to 6W of power and are designed to last up to 25,000 hours. With its 2700K color temperature, each LED provides a soft white light and uses a GU%.3 base. Sylvania 78231 Features: Dimmable down to 10% 90 CRI Instant on lighting Suitable for use in damp locations Sylvania 78231 Applications: Recessed downlights Track lighting General lighting GU5.3 LED5MR16/DIM/827/FL35/GL/RP - 20W Halogen Equivalent - 350 Lumens - 12V Sylvania 78231 - 5W LED MR16 - 2700K | 2700 | 81 | 350 | 70 | 25000 | 5 | 1 | 170.65 | 170.65 | 200.5203 | 2020Q3 | https://www.energyavenue.com/Sylvania/78231 | Energy Avenue | 2020 | No
LED Lighting | Reflector | Sylvania | True |  | LED | PAR30 | Medium (E26) | Product Description MUST ORDER IN MULTIPLE OF 6 Sylvania's 78249 LED10PAR30LN/DIM/830/NFL25/22Y/GL3/W/RP LED PAR30 bulb is an energy efficient replacement for the 75W bulb, saving up to 87% from standard bulbs. The durable full body glass optics contribute to the visually pleasing design. The 3000K white light functioning at a 25-degree beam angle makes the ULTRA LED light even better. Sylvania LED10PAR30LN/DIM/830/NFL25/22Y/GL3/W/RP 78249 Features: On instantly without warm-up A dimming feature UL Wet rated Rated for use in enclosed fixtures 25,000 total hours Sylvania LED10PAR30LN/DIM/830/NFL25/22Y/GL3/W/RP 78249 Applications: Residential/Commercial Indoor/outdoor Wet/dry locations Medium (E26) LED10PAR30LN/DIM/830/NFL25/22Y/GL3/W/RP - 75W Halogen Equivalent - 825 Lumens - 120V - MUST ORDER IN MULTIPLE OF 6 Sylvania 78249 - 10W LED PAR30 Bulb - 3000K | 3000 | 82 | 825 | 82.5 | 25000 | 10 | 1 | 12.85 | 12.85 | 15.0992 | 2020Q3 | https://www.energyavenue.com/Sylvania/78249 | Energy Avenue | 2020 | Yes
LED Lighting | Downlight | Sylvania | True |  | LED | 2-Pin CFL | Medium (E26) | Product Description The Sylvania 78363 Renaissance LED is a great low energy LED used for floodlights and other applications. With its 2700K color temperature, t offers a warm white light and can last for up to 40,000 hours. Each LED PAR20 comes with a 5-year warranty to add peace of mind and there are three different beam angles you can set so that the light can be placed where needed. Sylvania 78363 Features: Indoor/outdoor design High lumen LEDs Design life: 40,000 hours 5 Year Warranty Sylvania 78363 Applications: General lighting Track lighting Recessed downlights Medium (E26) LED8PAR20/HD/DIM/927/NFL25 - 50W Halogen Equivalent - 500 Lumens - 120V Sylvania 78363 - 8W LED PAR20 - 2700K | 2700 | 91 | 500 | 62.5 | 40000 | 8 | 1 | 12.55 | 12.55 | 14.7467 | 2020Q3 | https://www.energyavenue.com/Sylvania/78363 | Energy Avenue | 2020 | No
LED Lighting | Downlight | Sylvania | True |  | LED | PAR30 | Medium (E26) | Product Description MUST ORDER IN MULTIPLE OF 6 The Sylvania 79219 - LED8PAR30LN/DIM/830/FL30/G2/RP - PAR30 LED offers high end LED performance. This medium base PAR30 has a rated life span of 25,000 hours. This 3000Klamp provies an 86% savings compared to halogen equivalents, and are suited for use in damp locations. These lights are the ideal choice for any residential or retail space. This dimmable RoHS compliant lamp has a 30 degree beam angle. Applications: General lighting Accent/display lighting Track lighting Recessed downlighting Offices Residential Restaurants Medium (E26) 8 Watt - 3000K - 650 Lumens - 30 Degree Beam Angle - MUST ORDER IN MULTIPLE OF 6 Sylvania - 79219 - LED8PAR30LN/DIM/830/FL30/G2/RP - PAR30 LED - 60 Watt Halogen Equivalent | 3000 | 82 | 650 | 81.25 | 25000 | 8 | 1 | 18.53 | 18.53 | 21.7735 | 2020Q3 | https://www.energyavenue.com/Sylvania/79219 | Energy Avenue | 2020 | No
LED Lighting | Downlight | Sylvania | False |  | LED | A19 | Medium (E26) | Wattage14 Watt5.5 Watt6 Watt Product Description MUST ORDER IN MULTIPLE OF 6 Swap out your old-fashioned incandescent bulbs for these LED A19 lamps from Sylvania. This product offers a classic silhouette, and it will work with any E26 base fixture. With this long-life bulb, you'll enjoy 2700K of soft white light for up to 11,000 hours, and uses up to 85 percent less energy. Sylvania 79292 Features: Direct replacement for 100W incandescent bulbs Color accuracy of 80+ CRI Mercury, lead, and UV free RoHS compliant Available in color temperatures of 2700K, 3000K, 3500K, and 5000K Saves up to 85 percent on your energy bill Suitable for fully enclosed fixtures and damp environments Instant-on and flicker-free, with no warm up period Lifespan of up to 11,000 hours Applications: Pendant lamps Table lamps Floor lamps Downlights Wall sconces Alternate Product Versions $3.59 EACASE of 6 add Sylvania 74688 - 5.5W LED A19 Bulb - 2700K LED5.5A19/DIM/O/827/U - 40W Incandescent Equivalent - 450 Lumens - 120V - MUST ORDER IN MULTIPLE OF 6 $3.95 EACASE of 6 add Sylvania 78108 - 6W LED A19 - 2700K - E26 LED6A19/DIM/O/927/U/B - 40W Incandescent Equivalent - 93 CRI - 120V - Frosted - MUST ORDER IN MULTIPLE OF 6 Medium (E26) LED14A19/F/827/10YV/RP - 1,500 Lumens - 80 CRI - 100W Incandescent Equivalent - 120V - MUST ORDER IN MULTIPLE OF 6 Sylvania 79292 - 14W LED A19 - 2700K | 2700 | 80 | 1500 | 107.1429 | 11000 | 14 | 1 | 5.85 | 5.85 | 6.874 | 2020Q3 | https://www.energyavenue.com/Sylvania/79292 | Energy Avenue | 2020 | No
LED Lighting | Reflector | Sylvania | True |  | LED | PAR30 |  | Product Description SOLD IN CASE QUANTITY OF 12 Part of the RENAISSANCE family, the Sylvania LED12.5PAR30/HD/DIM/935/NFL25 bulb provides powerful 3500K warm white light, but it does more than produce light. The LED PAR30 includes a dimming option (with a compatible device), instant on without delays or flickers, and Energy Star benefits. The 75W halogen bulb replacement lasts 40,000 life hours. Sylvania 79572 Features: Full optic lens 25° beam angle 5-year warranty Sylvania 79572 Applications: Dry and damp locations Residential and commercial use Indoor and outdoor use LED12.5PAR30/HD/DIM/935/NFL25 - 1,050 Lumens - 91 CRI - 75W Halogen Equivalent - 25° - 120V - SOLD IN CASE QUANTITY OF 12 Sylvania 79572 - 12.5W LED PAR30 - 3500K | 3500 | 91 | 1050 | 84 | 40000 | 12.5 | 1 | 18 | 18 | 21.1507 | 2020Q3 | https://www.energyavenue.com/Sylvania/79572 | Energy Avenue | 2020 | Yes
LED Lighting | A-Type | TCP | True |  | General Purpose Replacement | A19 | GU24 | Damp Location Rated Home / Light Bulbs / LED / TCP - LED10A19GUDOD30K Energy Star; Damp Location; Suitable for Totally Enclosed Fixtures 9.5W A19 LED Lamp - Universal - 800 Lumens - Warm White (3000K) - 80 CRI - 25000 Hours - GU24 (Bi-Pin / Twist & Lock) - 120 to 130V - White TCP - LED10A19GUDOD30K | 3000 | 82 | 850 | 89.4737 | 25000 | 9.5 | 48 | 170.88 | 3.56 | 4.1831 | 2020Q2 | https://shop.regencylighting.com/lamps/led/led10a19gudod30k-tcp.html | Regency Lighting | 2020 | Yes
LED Lighting | Reflector | Sylvania | True |  | LED | BR30 |  | Bulb ShapeA19BR30 Product Description MUST ORDER IN MULTIPLE OF 4 With easy installation and set up, the Sylvania LED10BR30CHOMEKITBLES+ 74988 smart home light led br30 bulb operates in dry and damp locations. The intelligent bulb is compatible with Apple HomeKit and an app offering bundled services such as Bluetooth and Siri installed. Operate this br30 led light bulb away from home using Apple's TV, iPad, and HomePod software via smartphone or tablet. Sylvania 74988 Features: Adjustable color temperature of 2700k - 6500k Easy set-up - Bluetooth, no hub required Millions of color options 15,000 life hours with 2-year manufacturer's warranty Application Notes: Requires an iOS 10.3 or later on Apple device Sylvania 74988 Applications: For indoor use only Home lighting Commercial use Alternate Product Versions $44.95 add Sylvania 73693 - 10W LED A19 - Adjustable White Lamp - 2700K to 6500K - Full Color SMART+ ZigBee® - LED10A19RGBWZBS+ - 800 Lumens - 80+ CRI - 120V - MUST ORDER IN MULTIPLE OF 4 $126.32 add Sylvania 74979 - 6W LED A19 - 2700K - Clear SMART+ Bluetooth® - LED6A19FWHOMEKITBLES+ - 650 Lumens - 80+ CRI - Works with Apple® HomeKit™ $186.04 add Sylvania 74484 - 10W LED A19 - Adjustable 2700K to 6500K Light - Full Color SMART+ Bluetooth® - LED10A19CHOMEKITBLES+ - 800 Lumens - 80+ CRI - Works with Apple® HomeKit™ - MUST ORDER IN MULTIPLE OF 4 SMART+ Bluetooth - LED10BR30CHOMEKITBLES+ - 800 Lumens - 80+ CRI - Dimmable - Works with Apple® HomeKit™ - MUST ORDER IN MULTIPLE OF 4 Sylvania 74988 - 10W LED BR30 - Adjustable White Lamp - 2700K to 6500K - Full Color | 2700 | 80 | 800 | 80 | 15000 | 10 | 4 | 920 | 230 | 270.2589 | 2020Q3 | https://www.energyavenue.com/Sylvania/LED10BR30CHOMEKITBLES+ | Energy Avenue | 2020 | No
LED Lighting | Downlight | Sylvania | True |  | LED | A19 |  | Wattage14 Watt5.5 Watt6 Watt Product Description MUST ORDER IN MULTIPLE OF 6 The Sylvania 78108 Ultra HD 6W LED A19 is a superior performance light bulb suitable for household and commercial applications. At only 6 watts of energy, the bulb replaces a 40 watt incandescent bulbs while providing even more lumens. The 2700K color temperature is a warm white, and the bulb is rated with a high CRI of 93, so you can expect excellent color accuracy. Sylvania 78108 Features: Dimmable to 10 percent Indoor and outdoor damp rated 25,000 Hours of Life Sylvania 78108 Applications: Table Lamps Floor Lamps Ceiling Fixtures Wall Lights Downlights Alternate Product Versions $5.85 add Sylvania 79292 - 14W LED A19 - 2700K LED14A19/F/827/10YV/RP - 1,500 Lumens - 80 CRI - 100W Incandescent Equivalent - 120V - MUST ORDER IN MULTIPLE OF 6 $3.59 EACASE of 6 add Sylvania 74688 - 5.5W LED A19 Bulb - 2700K LED5.5A19/DIM/O/827/U - 40W Incandescent Equivalent - 450 Lumens - 120V - MUST ORDER IN MULTIPLE OF 6 LED6A19/DIM/O/927/U/B - 40W Incandescent Equivalent - 93 CRI - 120V - Frosted - MUST ORDER IN MULTIPLE OF 6 Sylvania 78108 - 6W LED A19 - 2700K - E26 | 2700 | 93 | 470 | 78.3333 | 25000 | 6 | 1 | 3.95 | 3.95 | 4.6414 | 2020Q3 | https://www.energyavenue.com/Sylvania/LED6A19DIMO927UB | Energy Avenue | 2020 | No
LED Lighting | Decorative | TCP Lighting | True |  | LED | G25 | Medium (E26) | Product Description The TCP FG25D60GL1 5W globe is the perfect replacement for 40W halogen globes. Besides a standard E26 base, the LED G25 Globe illuminates 1800K-3200K yellow to neutral white light for 15,000 life hours because of its unique LED filament configuration. It also functions properly indoors and outdoors in dry and damp locations. TCP FG25D60GL1 Features: Low heat generation Energy savings up to 85% 3-year warranty TCP FG25D60GL1 Applications: General Lighting Decorative Lighting Outdoor Fixtures Medium (E26) 500 Lumens - 80 CRI - 40W Incandescent Equivalent - 120V TCP FG25D60GL1 - 5W LED G25 Globe - 1800K-3200K | 1800 | 80 | 500 | 100 | 15000 | 5 | 12 | 78.96 | 6.58 | 7.7318 | 2020Q3 | https://www.energyavenue.com/TCP-Lighting/FG25D60GL1 | Energy Avenue | 2020 | Yes
LED Lighting | Downlight | TCP Lighting | True |  | LED | PAR30 | Medium (E26) | Bulb ShapePAR20PAR30PAR38 Wattage12.5 Watt Beam Angle25°40° Product Description The TCP L15P30DFLA PAR30 LED bulb's cone shape is shatter-resistant with a universal E26 base. The energy-efficient Allusion™ Warm Dimming LED has a smooth dimming feature and a 3000K-2000K neutral to warm radiance. This operates on 12.5 watts with a 40-degree beam angle. This bulb will function effectively across dry and damp locations. TCP Lighting L15P30DFLA Features: 90W equivalent bulb replacement 25,000 life hours 5-year warranty TCP Lighting L15P30DFLA Applications: Table Lamps Track Lights Recessed Downlights Alternate Product Versions $10.35 add TCP L15P38DNFLA - 12.5W LED PAR38 - 3000K-2000K Allusion™ Warm Dimming LED - 975 Lumens - 80 CRI - 90W Incandescent Equivalent - 25° - 120V $10.35 add TCP L15P38DFLA - 12.5W LED PAR38 - 3000K-2000K Allusion™ Warm Dimming LED - 975 Lumens - 80 CRI - 90W Incandescent Equivalent - 40° - 120V $8.50 add TCP L15P30DNFLA - 12.5W LED PAR30 - 3000K-2000K Allusion™ Warm Dimming LED - 950 Lumens - 80 CRI - 90W Incandescent Equivalent - 25° - 120V $7.05 add TCP L7P20DNFLA - 6.5W LED PAR20 - 3000K-2000K Allusion™ Warm Dimming LED - 525 Lumens - 80 CRI - 50W Incandescent Equivalent - 25° - 120V $7.05 add TCP L7P20DFLA - 6.5W LED PAR20 - 3000K-2000K Allusion™ Warm Dimming LED - 525 Lumens - 80 CRI - 50W Incandescent Equivalent - 40° - 120V Medium (E26) Allusion™ Warm Dimming LED - 950 Lumens - 80 CRI - 90W Incandescent Equivalent - 40° - 120V TCP L15P30DFLA - 12.5W LED PAR30 - 3000K-2000K | 3000 | 80 | 950 | 76 | 25000 | 12.5 | 1 | 8.5 | 8.5 | 9.9878 | 2020Q3 | https://www.energyavenue.com/TCP-Lighting/L15P30DFLA | Energy Avenue | 2020 | No
LED Lighting | Reflector | TCP Lighting | True |  | LED | MR16 | GU5.3 | Product Description When looking at the TCP L712VMR16DNFLA LED MR16, you know you have a great low energy alternative to traditional halogen bulbs. Each of these LEDs from Allusion™ Warm Dimming LED uses only 7W of power. It has an adjustable color temperature that ranges from 3000K-1800K. These LEDs are designed to last up to 25,000 hours and have a three-year warranty so that the bulbs last for many years. TCP Lighting L712VMR16DNFLA Features: Dimmable Indoor/outdoor compatibility TCP Lighting L712VMR16DNFLA Applications: Decorative lighting Floor lamps Track lights GU5.3 Allusion™ Warm Dimming LED - 350 Lumens - 80 CRI - 50W Halogen Equivalent - 20° - 12V TCP L712VMR16DNFLA - 6W LED MR16 - 3000K-1800K | 3000 | 80 | 350 | 58.3333 | 25000 | 6 | 1 | 11.05 | 11.05 | 12.9842 | 2020Q3 | https://www.energyavenue.com/TCP-Lighting/L712VMR16DNFLA | Energy Avenue | 2020 | Yes
LED Lighting | A-Type | TCP | True |  | General Purpose Replacement | A19 | GU24 | Damp Location Rated Home / Light Bulbs / LED / TCP - LED10A19GUDOD41K Energy Star; Damp Location; Suitable for Totally Enclosed Fixtures 9.5W A19 LED Lamp - Universal - 800 Lumens - Cool White (4100K) - 80 CRI - 25000 Hours - GU24 (Bi-Pin / Twist & Lock) - 120 to 130V - White TCP - LED10A19GUDOD41K | 4000 | 84 | 850 | 89.4737 | 25000 | 9.5 | 48 | 170.88 | 3.56 | 4.1831 | 2020Q2 | https://shop.regencylighting.com/lamps/led/led10a19gudod41k-tcp.html | Regency Lighting | 2020 | Yes
LED Lighting | A-Type | Manufacturer: TCP | True |  | General Purpose Replacement | A19 | GU24 | Damp Location Rated Home > LED Light Bulbs > LED A19 Bulbs > 600-900 Lumens (60W Equal) > 3000K Warm White > 10 Watt 825 Lumen Dimmable GU24 Base LED A19 Light Bulb 3000K Product Specifications - Quick Reference Input Voltage: Lumens: 120 Volt AC 825 Lumens Dimensions: Base: 2.4" W x 4.3" MOL GU24 Base LED Color: 3000K Life Time: 25,000 Hours Power Consumption: Luminous Efficacy: 10 Watts 82.5 lm/W Dimmable: Certifications: Yes - Dimmable UL Built off a 20-year history of producing energy efficient lighting, Technical Consumer Products, Inc. (TCP) is excited to announce its most advanced and comprehensive lineup of LED lamps: the LED Elite Series. With TCPs dedication to manufacturing high quality, state-of-the-art lighting, combined with excellent high color rendering index (CRI), smooth dimming capabilities and new shatterproof smooth housing (which gives the appearance of traditional halogen bulbs), the LED Elite Series bulbs are a perfect choice to transform nearly every lighted environment into something extraordinary. This is the TCP, LED Elite, GU24 base, Omni Directional, Dimmable A19 lamp with 270 Degree Beam Angle, and it comes with a color temperature of 3000 Kelvin (K). UL approved, and RoHS compliant, the TCP LED10A19GUDOD30K offers a very durable, solid state lighting technology that significantly reduces lighting service and maintenance costs. These GU24 LED A19 light bulbs consume up to 80% LESS energy than a standard 60A19 60-watt incandescent. These LED A19 bulbs do not contain Mercury or any other harmful substance, generate no IR or UV rays and carry a 5 Year Limited Warranty. TCPs GU24 base A19 LED lamps have the highest light output, best dimmability (100% down to 5%) and are the most efficient LED A19 lamps available today. Consuming just 10 watts of 120 volt energy, this A19 lamp generates 825 lumens, that's 82.5 Lumens per watt. This LED A19 lamp is rated for totally enclosed fixtures, 25,000 hours with a minimum starting temperature of -30 degrees Celsius and measures 4.3" MOL and 2.4" in diameter. Click here to see the TCP LED Elite GU24 Base Omni Directional A19 Series Specification Sheet. Typical Applications Typical applications for the TCP LED10A19GUDOD30K, Elite Dimmable GU24 base A19 LED light bulbs include dimmable general lighting, table lamps, sconces, floor lamps and ceiling fixtures. TCP 10 Watt 825 Lumen Dimmable GU24 Base LED A19 Light Bulb 3000K | 3000 | 82 | 850 | 89.4737 | 25000 | 9.5 | 1 | 3.19 | 3.19 | 3.7484 | 2020Q2 | https://www.greenelectricalsupply.com/tcp-led10a19gudod30k-elite-omni-directional-led-gu24-a19-light-bulb-3000k.aspx | Green Electrical Supply | 2020 | Yes
LED Lighting | Reflector | TCP Lighting | False |  | LED | PAR30SN | Medium (E26) | Product Description TCP's award winning LED Par lamps are now even better. The TCP LED10P30S30KFL PAR30 long neck lamp delivers a long life of 25,000 hours at 10 watts and 120 volts, which minimizes replacement and maintenance costs. It also uses up to 85 percent less energy, offering immediate and long-term savings for your home or business.Other features include: New smooth outer housing 5-year warranty 650 lumens 40° beam angle 3000Kcolor temperature Medium (E26) 10 Watt - Medium (E26) Base - 120V - 82 CRI - 40° Beam Angle - 3000KWarm White TCP Lighting - LED10P30S30KFL - PAR30SN LED - 60 Watt Halogen Equivalent | 3000 | 82 | 650 | 65 | 25000 | 10 | 12 | 103.2 | 8.6 | 10.1053 | 2020Q3 | https://www.energyavenue.com/TCP-Lighting/LED10P30S30KFL | Energy Avenue | 2020 | Yes
LED Lighting |  | TCP Lighting | True |  | LED | PAR30SN | Medium (E26) | Product Description The TCP Elite LED Designer series combines traditional beauty with top-notch technology. This PAR30 Short Neck LED lamp is Energy Efficient; up to 85% less energy than halogen replacements. TCP has designed a new smooth outer housing for low heat generation which is light weight: track and down light installations are not strained by excess weight. Also, with a high CRI and excellent color consistency, these lamps are ideal for display lights. Make your merchandise, art, or jewelry pop with color!Other features include: New smooth outer housing 5-year warranty 650 lumens 40 degree beam angle 3000Kcolor temperature Applications: Track Lights Recessed Lights Display Outdoor Fixtures that Protect Lamps from Elements Medium (E26) 10 Watt - 60 Watt Halogen Equivalent - 40° Beam Angle - 120V - 3000K Warm White TCP Lighting - LED10P30SD30KFL - PAR30 Short Neck LED | 3000 | 82 | 650 | 65 | 25000 | 10 | 12 | 125.76 | 10.48 | 12.3144 | 2020Q3 | https://www.energyavenue.com/TCP-Lighting/LED10P30SD30KFL | Energy Avenue | 2020 | Yes
LED Lighting | Downlight | TCP Lighting | True |  | LED | R20 | Medium (E26) | Color Temp.2700K3000K4100K Product Description TCPs new ELITE Series LED BR lamps looks like an incandescent with an amazing 80% energy savings! The TCP Lighting LED10R20D41K has an amazing 25,000 hours of maintainence free life. This bulb replaces a 65 watt incandescent bulb. This new Elite Series LED R20 comes with a new smooth outer housing and is dimmable. This lamp is both Energy Star approved and UL listed outdoors when protected from the elements. Features: Shatter Resistent Excellent Color Consistencyand CRI Low weight Very low heat generation Up to 85% less energy thanhalogen alternatives Applications: Recessed Downlights Track Lights Display Lights Outdoor Fixtures that Protect Lamps from the Elements Alternate Product Versions $5.55 add TCP Lighting - LED10R20D27K - Dimmable R20 LED - 65 Watt Incandescent Equivalent 10 Watt - Medium (E26) Base - 120V - 82 CRI - 2700K Warm White $6.05 add TCP Lighting - LED10R20D30K - Dimmable R20 LED - 65 Watt Incandescent Equivalent 10 Watt - Medium (E26) Base - 120V - 82 CRI - 3000KWarm White Medium (E26) Medium (E26) Base - 82 CRI - 4100K Cool White TCP Lighting - LED10R20D41K - R20 LED Flood Lamp - 10 Watt | 4100 | 82 | 700 | 70 | 25000 | 10 | 12 | 72.6 | 6.05 | 7.109 | 2020Q3 | https://www.energyavenue.com/TCP-Lighting/LED10R20D41K | Energy Avenue | 2020 | No
LED Lighting | Reflector | TCP Lighting | True |  | LED | BR40 | Medium (E26) | Product Description The TCP LED12BR40D30K is ideal for energy savings. These LED R40 lamps deliver a long life of 25,000 hours at 12 watts and 120V, which minimizes replacement and maintenance costs. This BR40 lamp features a medium E26 base.Other features include: 5-year warranty 875 lumens 85 watt incandescent equivalent 3000Kcolor temperature Medium (E26) 12 Watt - Medium (E26) Base - 120V - 82 CRI - 3000KWarm White TCP Lighting - LED12BR40D30K - Dimmable BR40 LED - 85 Watt Incandescent Equivalent | 3000 | 82 | 875 | 72.9167 | 25000 | 12 | 12 | 66 | 5.5 | 6.4627 | 2020Q3 | https://www.energyavenue.com/TCP-Lighting/LED12BR40D30K | Energy Avenue | 2020 | Yes
LED Lighting | Reflector | TCP Lighting | False |  | LED | PAR30 | Medium (E26) | Product Description TCP's award winning LED Par lamps are now even better. The TCP LED12P3030KNFL PAR30 long neck lamp delivers a long life of 25,000 hours at 12 watts and 120 volts, which minimizes replacement and maintenance costs. It also uses up to 85 percent less energy, offering immediate and long-term savings for your home or business.Other features include: New smooth outer housing 5-year warranty 825 lumens 25° beam angle 3000Kcolor temperature Medium (E26) 12 Watt - Medium (E26) Base - 120V - 82 CRI - 25° Beam Angle - 3000KWarm White TCP Lighting - LED12P3030KNFL - PAR30LN LED - 75 Watt Halogen Equivalent | 3000 | 82 | 825 | 68.75 | 25000 | 12 | 1 | 7 | 7 | 8.2253 | 2020Q3 | https://www.energyavenue.com/TCP-Lighting/LED12P3030KNFL | Energy Avenue | 2020 | Yes
LED Lighting | Downlight | TCP Lighting | True |  | LED | PAR30SN | Medium (E26) | Product Description The TCP Elite LED Designer series combines traditional beauty with top-notch technology. This PAR30SN LED lamp is Energy Efficient; up to 85% less energy than halogen replacements. TCP has designed a new smooth outer housing for low heat generation which is light weight: track and down light installations are not strained by excess weight. Also, with a high CRI and excellent color consistency, these lamps are ideal for display lights. Make your merchandise, art, or jewelry pop with color! TCP Lighting LED12P30SD27KFL Features: New smooth outer housing New Uniform Dimming 5-year warranty 800 lumens 40° beam angle 2700K color temperature Up to 85% less energy than halogen lamps TCP Lighting LED12P30SD27KFL Applications: Track Lights Recessed Downlights Display Lights Outdoor Fixtures that Portect Lamps from the Elements Medium (E26) Short Neck PAR20 - 75 Watt Halogen Equivalent - 40° Beam Angle - 120V TCP LED12P30SD27KFL - 12W LED PAR30SN - 2700K | 2700 | 82 | 800 | 66.6667 | 25000 | 12 | 12 | 146.4 | 12.2 | 14.3355 | 2020Q3 | https://www.energyavenue.com/TCP-Lighting/LED12P30SD27KFL | Energy Avenue | 2020 | No
LED Lighting | Reflector | TCP Lighting | True |  | LED | PAR30 | Medium (E26) | Product Description The dimmable LED12P30SD27KFL95 PAR30 short neck LED lamp from TCP is an excellent LED lamp with it's high 90 CRI output! This bulb is UL approved for damp locations and enclosed fixtures. At 12 watt this LED is equal to a 65 watt halogen bulb. Equipped with a 5 year warranty and 25,000 life hours this bulb can save you up to 80% on energy cost compared to halogen lights. At 2700K, with a 40 degree beam angle and 650 lumens, this light is a great choice for your lighting needs. Features: Shatter resistant Low heat generation Smooth housing Applications: Track and display lights Ceiling fixtures Table and floor lamps Medium (E26) 12 Watt - 90 CRI - 2700K - 40° TCP - LED12P30SD27KFL95 - PAR30 Short Neck LED - 65 Watt Halogen Equivalent | 2700 | 90 | 650 | 54.1667 | 25000 | 12 | 1 | 11.25 | 11.25 | 13.2192 | 2020Q3 | https://www.energyavenue.com/TCP-Lighting/LED12P30SD27KFL95 | Energy Avenue | 2020 | Yes
LED Lighting | Reflector | TCP Lighting | True |  | LED | PAR30SN | Medium (E26) | Product Description TCP's award winning LED Par lamps are now even better. The TCP LED12P30SD27KNFL PAR30 short neck lamp delivers a long life of 25,000 hours at 12 watts and 120 volts, which minimizes replacement and maintenance costs. It also uses up to 85 percent less energy, offering immediate and long-term savings for your home or business.Other features include: New smooth outer housing 5-year warranty 800 lumens 25° beam angle 2700K color temperature Medium (E26) 12 Watt - Medium (E26) Base - 25° Beam Angle - 120V - 82 CRI - 2700K Warm White TCP Lighting - LED12P30SD27KNFL - Dimmable PAR30SN LED - 75 Watt Halogen Equivalent | 2700 | 82 | 800 | 66.6667 | 25000 | 12 | 12 | 146.4 | 12.2 | 14.3355 | 2020Q3 | https://www.energyavenue.com/TCP-Lighting/LED12P30SD27KNFL | Energy Avenue | 2020 | Yes
LED Lighting | Reflector | TCP Lighting | True |  | LED | PAR30 | Medium (E26) | Product Description ASSEMBLY ITEM, SHIPS OUT AFTER 10 BUSINESS DAYS The dimmable LED12P30SD27KNFL95 PAR30 short neck LED lamp from TCP is an excellent LED lamp with it's high 90 CRI output! This bulb is UL approved for damp locations and enclosed fixtures. At 12 watt this LED is equal to a 65 watt halogen bulb. Equipped with a 5 year warranty and 25,000 life hours this bulb can save you up to 80% on energy cost compared to halogen lights. At 2700K, with a 25 degree beam angle and 650 lumens, this light is a great choice for your lighting needs. Features: Shatter resistant Low heat generation Smooth housing Applications: Track and display lights Ceiling fixtures Table and floor lamps Medium (E26) 12 Watt - 90 CRI - 2700K - 25° TCP - LED12P30SD27KNFL95 - PAR30 Short Neck LED - 65 Watt Halogen Equivalent | 2700 | 90 | 650 | 54.1667 | 25000 | 12 | 1 | 13.2 | 13.2 | 15.5105 | 2020Q3 | https://www.energyavenue.com/TCP-Lighting/LED12P30SD27KNFL95 | Energy Avenue | 2020 | Yes
LED Lighting | Reflector | TCP Lighting | True |  | LED | PAR30 | Medium (E26) | Product Description The dimmable LED12P30SD27KSP95 PAR30 short neck LED lamp from TCP is an excellent LED lamp with it's high 90 CRI output! This bulb is UL approved for damp locations and enclosed fixtures. At 12 watt this LED is equal to a 65 watt halogen bulb. Equipped with a 5 year warranty and 25,000 life hours this bulb can save you up to 80% on energy cost compared to halogen lights. At 2700K, with a 15 degree beam angle and 650 lumens, this light is a great choice for your lighting needs. Features: Shatter resistant Low heat generation Smooth housing Applications: Track and display lights Ceiling fixtures Table and floor lamps Medium (E26) 12 Watt - 90 CRI - 2700K - 15° TCP - LED12P30SD27KSP95 - PAR30 Short Neck LED - 65 Watt Halogen Equivalent | 2700 | 90 | 650 | 54.1667 | 25000 | 12 | 1 | 13.2 | 13.2 | 15.5105 | 2020Q3 | https://www.energyavenue.com/TCP-Lighting/LED12P30SD27KSP95 | Energy Avenue | 2020 | Yes
LED Lighting | Downlight | TCP Lighting | True |  | LED | PAR30SN | Medium (E26) | Product Description The TCP Elite LED Designer series combines traditional beauty with top-notch technology. This PAR30 short neck LED lamp is Energy Efficient; up to 85% less energy than halogen replacements. TCP has designed a new smooth outer housing for low heat generation which is light weight: track and down light installations are not strained by excess weight. Also, with a high CRI and excellent color consistency, these lamps are ideal for display lights. Make your merchandise, art, or jewelry pop with color!Other features include: New smooth outer housing 5-year warranty 825 lumens 40 degree beam angle 3000Kcolor temperature Applications: Track Lights Recessed Downlights Display Lights Outdoor Fixtures that Protect Lamps from Elements Medium (E26) 12 Watt - 75 Watt Halogen Equivalent - 40° Beam Angle - 120V - 3000KWarm White TCP Lighting - LED12P30SD30KFL - LED PAR30 Short Neck | 3000 | 82 | 825 | 68.75 | 25000 | 12 | 12 | 146.4 | 12.2 | 14.3355 | 2020Q3 | https://www.energyavenue.com/TCP-Lighting/LED12P30SD30KFL | Energy Avenue | 2020 | No
LED Lighting | Reflector | TCP Lighting | True |  | LED | PAR30 | Medium (E26) | Product Description The dimmable LED12P30SD30KFL95 PAR30 short neck LED lamp from TCP is an excellent LED lamp with it's high 90 CRI output! This bulb is UL approved for damp locations and enclosed fixtures. At 12 watt this LED is equal to a 65 watt halogen bulb. Equipped with a 5 year warranty and 25,000 life hours this bulb can save you up to 80% on energy cost compared to halogen lights. At 3000K, with a 40 degree beam angle and 650 lumens, this light is a great choice for your lighting needs. Features: Shatter resistant Low heat generation Smooth housing Applications: Track and display lights Ceiling fixtures Table and floor lamps Medium (E26) 12 Watt - 90 CRI - 3000K - 40° TCP - LED12P30SD30KFL95 - PAR30 Short Neck LED - 65 Watt Halogen Equivalent | 3000 | 90 | 650 | 54.1667 | 25000 | 12 | 1 | 13.2 | 13.2 | 15.5105 | 2020Q3 | https://www.energyavenue.com/TCP-Lighting/LED12P30SD30KFL95 | Energy Avenue | 2020 | Yes
LED Lighting | Reflector | TCP Lighting | True |  | LED | PAR30SN | Medium (E26) | Product Description TCP's award winning LED Par lamps are now even better. The TCP LED12P30SD30KNFL PAR30 short neck lamp delivers a long life of 25,000 hours at 12 watts and 120 volts, which minimizes replacement and maintenance costs. It also uses up to 85 percent less energy, offering immediate and long-term savings for your home or business.Other features include: New smooth outer housing 5-year warranty 825 lumens 25° beam angle 3000Kcolor temperature Medium (E26) 12 Watt - Medium (E26) Base - 25° Beam Angle - 120V - 82 CRI - 3000KWarm White TCP Lighting - LED12P30SD30KNFL - Dimmable PAR30SN LED - 75 Watt Halogen Equivalent | 3000 | 82 | 825 | 68.75 | 25000 | 12 | 12 | 146.4 | 12.2 | 14.3355 | 2020Q3 | https://www.energyavenue.com/TCP-Lighting/LED12P30SD30KNFL | Energy Avenue | 2020 | Yes
LED Lighting | Downlight | TCP Lighting | True |  | LED | PAR30 | Medium (E26) | Bulb ShapePAR30PAR38 Wattage14 Watt Color Temp.2700K3000K Beam Angle25°40° Product Description TCP's award winning LED Par lamps are now even better. The TCP LED14P30D27KFL PAR30 lamp long neck 2700k delivers a long life of 25,000 hours at 14 watts and 120 volts, which minimizes replacement and maintenance costs. The precise lighting heightens colors of focal points while sustaining uniform illumination. It also delivers 1050 lumens and uses up to 85 percent less energy, offering immediate and long-term savings for your home or business. TCP LED14P30D27KFL Features: New smooth outer housing Shatter resistant and unique Full Face Optic Long life up to 25,000 Hours and 5 years warranty 40° beam angle TCP LED14P30D27KFL Applications: Recessed downlights Track lights and display lights Weather protected outdoor lights Alternate Product Versions $12.00 add TCP LED14P30D27KNFL - 14W LED PAR30LN - 2700K Long Neck PAR30 - 90 Watt Halogen Equivalent - 25° Beam Angle - 120V $12.00 add TCP LED14P30D30KNFL - 14W LED PAR30 - 3000K - E26 75 Watt Halogen Equivalent - 1100 Lumens - 80 CRI - 25 Degree Beam Angle - 120V - Long Neck $12.00 add TCP Lighting LED14P38D30KNFL - 14W LED PAR38 3000K 90 Watt Incandescent Equivalent - E26 Medium Base - 25° Beam Angle 82 CRI - Dimmable - 120V $12.35 add TCP Lighting LED17P38D30KNFL - 17W LED PAR38 3000K 120 Watt Incandescent Equivalent- E26 Medium Base - 25° Beam Angle - 82 CRI - Dimmable - 120V Medium (E26) 75W Incandescent Equivalent - 1050 Lumens - 80 CRI - 40 Degree Beam Angle - 120V - Long Neck TCP LED14P30D27KFL - 14W LED PAR30 - 2700K - E26 | 2700 | 82 | 1050 | 75 | 25000 | 14 | 12 | 144.6 | 12.05 | 14.1592 | 2020Q3 | https://www.energyavenue.com/TCP-Lighting/LED14P30D27KFL | Energy Avenue | 2020 | No
LED Lighting |  | TCP Lighting | True |  | LED | PAR30 | Medium (E26) | Bulb ShapePAR30PAR38 Wattage14 Watt Color Temp.2700K3000K Beam Angle25°40° Product Description The TCP Elite LED Designer series combines traditional beauty with top-notch technology. This PAR30 LED lamp is Energy Efficient; up to 85% less energy than halogen replacements. TCP has designed a new smooth outer housing for low heat generation which is light weight: track and down light installations are not strained by excess weight. Also, with a high CRI and excellent color consistency, these lamps are ideal for display lights. Make your merchandise, art, or jewelry pop with color! TCP Lighting LED14P30D27KNFL Features: New smooth outer housing 5-year warranty 1050 lumens 25° beam angle 2700K color temperature TCP Lighting LED14P30D27KNFL Applications: Track Lights Recessed Lights Display Lights Outdoor Fixtures that Protect Lamps from Elements Alternate Product Versions $12.00 add TCP LED14P30D30KNFL - 14W LED PAR30 - 3000K - E26 75 Watt Halogen Equivalent - 1100 Lumens - 80 CRI - 25 Degree Beam Angle - 120V - Long Neck $12.00 add TCP Lighting LED14P38D30KNFL - 14W LED PAR38 3000K 90 Watt Incandescent Equivalent - E26 Medium Base - 25° Beam Angle 82 CRI - Dimmable - 120V $12.35 add TCP Lighting LED17P38D30KNFL - 17W LED PAR38 3000K 120 Watt Incandescent Equivalent- E26 Medium Base - 25° Beam Angle - 82 CRI - Dimmable - 120V $12.05 add TCP LED14P30D27KFL - 14W LED PAR30 - 2700K - E26 75W Incandescent Equivalent - 1050 Lumens - 80 CRI - 40 Degree Beam Angle - 120V - Long Neck Medium (E26) Long Neck PAR30 - 90 Watt Halogen Equivalent - 25° Beam Angle - 120V TCP LED14P30D27KNFL - 14W LED PAR30LN - 2700K | 2700 | 82 | 1050 | 75 | 25000 | 14 | 12 | 144 | 12 | 14.1005 | 2020Q3 | https://www.energyavenue.com/TCP-Lighting/LED14P30D27KNFL | Energy Avenue | 2020 | Yes
LED Lighting | Reflector | TCP Lighting | True |  | LED | PAR30 | Medium (E26) | Product Description TCP's award winning LED Par lamps are now even better. The TCP LED14P30D30KFL PAR30 long neck lamp delivers a long life of 25,000 hours at 14 watts and 120 volts, which minimizes replacement and maintenance costs. It also uses up to 85 percent less energy, offering immediate and long-term savings for your home or business.Other features include: New smooth outer housing 5-year warranty 1100 lumens 40° beam angle 3000Kcolor temperature Medium (E26) 14 Watt - Medium (E26) Base - 40° Beam Angle - 120V - 82 CRI - 3000KWarm White TCP Lighting - LED14P30D30KFL - Dimmable PAR30LN LED - 90 Watt Halogen Equivalent | 3000 | 82 | 1100 | 78.5714 | 25000 | 14 | 12 | 144 | 12 | 14.1005 | 2020Q3 | https://www.energyavenue.com/TCP-Lighting/LED14P30D30KFL | Energy Avenue | 2020 | Yes
LED Lighting | Downlight | TCP Lighting | True |  | LED | PAR30 | Medium (E26) | Bulb ShapePAR30PAR38 Wattage14 Watt Color Temp.2700K3000K Product Description The TCP Elite LED Designer series combines traditional beauty with top-notch technology. This PAR30 LED lamp long neck is Energy Efficient; up to 85% less energy than halogen replacements. TCP has designed a new smooth outer housing for low heat generation which is light weight: track and down light installations are not strained by excess weight. Also, with a high CRI and excellent color consistency, these lamps are ideal for display lights. Make your merchandise, art, or jewelry pop with color!Other features include: New smooth outer housing 5-year warranty 1100 lumens 25 degree beam angle 3000Kcolor temperature Applications: Track Lights Recessed Downlights Display Lights Outdoor Fixtures that protect from elements Alternate Product Versions $12.00 add TCP LED14P30D27KNFL - 14W LED PAR30LN - 2700K Long Neck PAR30 - 90 Watt Halogen Equivalent - 25° Beam Angle - 120V $12.00 add TCP Lighting LED14P38D30KNFL - 14W LED PAR38 3000K 90 Watt Incandescent Equivalent - E26 Medium Base - 25° Beam Angle 82 CRI - Dimmable - 120V $12.35 add TCP Lighting LED17P38D30KNFL - 17W LED PAR38 3000K 120 Watt Incandescent Equivalent- E26 Medium Base - 25° Beam Angle - 82 CRI - Dimmable - 120V $12.05 add TCP LED14P30D27KFL - 14W LED PAR30 - 2700K - E26 75W Incandescent Equivalent - 1050 Lumens - 80 CRI - 40 Degree Beam Angle - 120V - Long Neck Medium (E26) 75 Watt Halogen Equivalent - 1100 Lumens - 80 CRI - 25 Degree Beam Angle - 120V - Long Neck TCP LED14P30D30KNFL - 14W LED PAR30 - 3000K - E26 | 3000 | 82 | 1100 | 78.5714 | 25000 | 14 | 12 | 144 | 12 | 14.1005 | 2020Q3 | https://www.energyavenue.com/TCP-Lighting/LED14P30D30KNFL | Energy Avenue | 2020 | No
LED Lighting | Reflector | TCP Lighting | True |  | LED | PAR30 | Medium (E26) | Product Description The dimmable LED14P30D30KSP95 PAR30 long neck LED lamp from TCP is an excellent LED lamp with it's high 90 CRI output! This bulb is UL approved for damp locations and enclosed fixtures. At 14 watt this LED is equal to a 75 watt halogen bulb. Equipped with a 5 year warranty and 25,000 life hours this bulb can save you up to 80% on energy cost compared to halogen lights. At 3000K, with a 15 degree beam angle and 850 lumens, this light is a great choice for your lighting needs. TCP LED14P30D30KSP95 Features: Shatter resistant Low heat generation Smooth housing TCP LED14P30D30KSP95 Applications: Track and display lights Ceiling fixtures Table and floor lamps Medium (E26) 14 Watt - 90 CRI - 3000K - 15° TCP LED14P30D30KSP95 - PAR30 Long Neck LED - 75 Watt Halogen Equivalent | 3000 | 90 | 850 | 60.7143 | 25000 | 14 | 1 | 14.7 | 14.7 | 17.2731 | 2020Q3 | https://www.energyavenue.com/TCP-Lighting/LED14P30D30KSP95 | Energy Avenue | 2020 | Yes
LED Lighting | Reflector | TCP Lighting | True |  | LED | MR16 | GU5.3 | Product Description The same performance that you have come to expect in TCP PAR lamps, can now be found in our LED MR16s. This LED712VMR1641KNFL lamp is the perfect replacement for 50 watt halogen. Features: 80% more effi cient than halogen Solutions for 12V, GU10 and medium base 25,000 hours GU5.3 7 Watt - GU5.3 Base - 12V - 82 CRI - 20&Deg; Beam Angle - 4100K Cool White TCP Lighting - LED712VMR1641KNFL - Dimmable MR16 - 50 Watt Halogen Equivalent | 4100 | 82 | 550 | 78.5714 | 25000 | 7 | 1 | 5.45 | 5.45 | 6.404 | 2020Q3 | https://www.energyavenue.com/TCP-Lighting/LED712VMR1641KNFL | Energy Avenue | 2020 | Yes
LED Lighting | Reflector | TCP Lighting | True |  | LED | MR16 | GU5.3 | Product Description The same performance that you have come to expect in TCP PAR lamps, can now be found in our LED MR16s. This LED712VMR16V24KFL lamp is the perfect replacement for 50 watt halogen. TCP LED712VMR16V24KFL Features: 80% more efficient than halogen Solutions for 12V, GU10 and medium base 25,000 hours GU5.3 7 Watt - GU5.3 Base - 12V - 82 CRI - 40 Deg Beam Angle - 2400K Warm White TCP Lighting - LED712VMR16V24KFL - Dimmable MR16 LED - 50 Watt Halogen Equivalent | 2400 | 82 | 500 | 71.4286 | 25000 | 7 | 12 | 61.8 | 5.15 | 6.0514 | 2020Q3 | https://www.energyavenue.com/TCP-Lighting/LED712VMR16V24KFL | Energy Avenue | 2020 | Yes
LED Lighting | Reflector | TCP Lighting | True |  | LED | MR16 | GU10 | Product Description The same performance that you have come to expect in TCP PAR lamps, can now be found in our LED MR16s. This LED7MR16GU1027KFL lamp is the perfect replacement for 50 watt halogen. Features: 80% more effi cient than halogen Solutions for 12V, GU10 and medium base 25,000 hours GU10 7 Watt - GU10 Base - 120V - 82 CRI - 40&Deg; Beam Angle - 2700K Warm White TCP Lighting - LED7MR16GU1027KFL - Dimmable MR16 LED - 50 Watt Halogen Equivalent | 2700 | 82 | 500 | 71.4286 | 25000 | 7 | 12 | 41.4 | 3.45 | 4.0539 | 2020Q3 | https://www.energyavenue.com/TCP-Lighting/LED7MR16GU1027KFL | Energy Avenue | 2020 | Yes
LED Lighting | Reflector | TCP Lighting | True |  | LED | MR16 | GU10 | Product Description The same performance that you have come to expect in TCP PAR lamps, can now be found in our LED MR16s. This LED7MR16GU1030KFL lamp is the perfect replacement for 50 watt halogen. Features: 80% more effi cient than halogen Solutions for 12V, GU10 and medium base 25,000 hours GU10 7 Watt - GU10 Base - 120V - 82 CRI - 40&Deg; Beam Angle - 3000KWarm White TCP Lighting - LED7MR16GU1030KFL - Dimmable MR16 LED - 50 Watt Halogen Equivalent | 3000 | 82 | 525 | 75 | 25000 | 7 | 12 | 41.4 | 3.45 | 4.0539 | 2020Q3 | https://www.energyavenue.com/TCP-Lighting/LED7MR16GU1030KFL | Energy Avenue | 2020 | Yes
LED Lighting | Downlight | Osram Sylvania | False |  | T4 Triple Tube | Triple U-Shaped | 4-Pin GX24q-4 | Osram Sylvania Dulux® T/E/IN Ecologic® 42-Watt T4 4-Pin GX24Q-4 Base amalgam compact fluorescent lamp offers 3104 - 3200 initial Lumens and 2670 - 2752 mean Lumens for bright and crisp light output. Lamp with electronic ballast, has voltage rating of 135-Volts and current rating of 0.32-Amp. It has color rendering index of 82 and color temperature rating of 3500K to ensure optimal light level in the surrounding. Lamp measures 6.5-Inch x 1.9-Inch. It comes with average life of 12000 hours. Lamp is ideal for garden/walkway lighting, recessed ceiling fixtures, task/downlights, wall sconces, dimming and electronic ballast. Lamp is RoHS compliant. Osram Sylvania 20871 T4 Triple U-Tube Amalgam Compact Fluorescent Lamp 42-Watt 4-Pin GX24q-4 Base 3104 - 3200-Lumens 82 CRI 3500K Rare Earth Tri-Phosphor Dulux® T/E/IN Ecologic® | 3500 | 82 | 3104 | 73.9048 | 12000 | 42 | 1 | 8.5 | 8.5 | 9.9878 | 2020Q3 | https://www.ew-ne.com/lighting-1600000000/catalog/product/view/id/157366/ | Electrical Wholesalers Inc | 2020 | No
LED Lighting | Reflector | Cooper Lighting | True |  |  |  |  | Cooper Lighting Metalux™ WNLED Collection Utility LED wraparound in white enamel finish, features die-formed cold-rolled steel construction. It has frost acrylic shade. It has one 36-Watt 85 CRI 3500K LED 4 lamp to offer 4000-Lumens light output. Lamp has voltage rating of 120 - 277 Volt. Lamp has average life of 60000 hours. Rectangular wraparound with 0 - 10-Volt dimming driver, is surface/pendant/stem mountable. It measures 48-Inch x 7-5/8-Inch x 2-1/2-Inch and withstands temperature rating of 25 deg C. It is suitable for commercial, schools, institutional, retail and residential applications. It is perfect for single or continuous row applications. Utility LED wraparound is UL/cULus listed and RoHS compliant. Pendant/Surface/Stem Cooper Lighting 4WNLED-LD4-40SL-F-UNV-L835-CD1-U Utility LED Wraparound 36-Watt 120 - 277-Volt High Reflective Paint White Enamel Metalux™ WNLED | 3500 | 85 | 4000 | 111.1111 | 60000 | 36 | 1 | 156 | 156 | 183.306 | 2020Q3 | https://www.ew-ne.com/lighting-1600000000/cooper-lighting-4wnled-ld4-40sl-f-unv-l835-cd1-u-utility-led-wraparound-36-watt-120-277-volt-high-reflective-paint-white-enamel-metalux-trade-wnled-479536 | Electrical Wholesalers Inc | 2020 | No
LED Lighting | Downlight | Cooper Lighting | True |  |  |  |  | Direct Cooper Lighting HLBSL4069FS351EMWR Dimmable 4-Inch Field Selectable CCT LED Lensed Downlight Round 10.1-Watt 120-Volt AC 90 CRI 3000K/4000K/5000K 650-Lumens Matte White seleCCTable™ | 3000 | 90 | 650 | 64.3564 |  | 10.1 | 1 | 15.984 | 15.984 | 18.7818 | 2020Q3 | https://www.ew-ne.com/lighting-1600000000/cooper-lighting-hlbsl4069fs351emwr-dimmable-4-inch-field-selectable-cct-led-lensed-downlight-round-10-1-watt-120-volt-ac-90-cri-3000k-4000k-5000k-650-lumens-matte-white-selecctable-trade-947390 | Electrical Wholesalers Inc | 2020 | Yes
LED Lighting | Downlight | Cooper Lighting | True |  |  |  |  | Surface Cooper Lighting HLBSL6099FS351EMWR Dimmable 6-Inch Field Selectable CCT LED Lensed Downlight Round 12.9-Watt 120-Volt AC 90 CRI 3000K/4000K/5000K 900-Lumens Matte White seleCCTable™ | 3000 | 90 | 900 | 69.7674 |  | 12.9 | 4 | 17.487 | 4.3717 | 5.137 | 2020Q3 | https://www.ew-ne.com/lighting-1600000000/cooper-lighting-hlbsl6099fs351emwr-dimmable-6-inch-field-selectable-cct-led-lensed-downlight-round-12-9-watt-120-volt-ac-90-cri-3000k-4000k-5000k-900-lumens-matte-white-selecctable-trade-947394 | Electrical Wholesalers Inc | 2020 | Yes
LED Lighting | Downlight | Cooper Lighting | False |  |  |  |  | Halo 4-Inch LED Downlight fixture has current rating of 0.0811-Amp and voltage rating of 120-Volts at 50/60-Hz. This 9.5-Watt round fixture has 90 CRI, 600-Lumens 3000K lamp. This downlight fixture in matte white finish, features thermal cool stamped aluminum housing and high-impact diffuse polystyrene lens. The downlight fixture supports direct surface mounting. It measures 6-5/32-Inch ID x 9/16-Inch. It withstands ambient temperature range of -30 to 40 deg C. The downlight fixture is suitable for ceiling or wall electrical junction boxes and 4-Inch recessed retrofit housing. Downlight fixture is cULus listed, FCC certified, RoHS compliant and meets ASTM/NEC/IES standards. Direct Surface Cooper Lighting SMD4R-6-930-WH 4-Inch Round LED Down Light Fixture 120-Volt 90 CRI 3000K 600-Lumens Matte White Halo® | 3000 | 90 | 600 | 63.1579 |  | 9.5 | 1 | 27.046 | 27.046 | 31.7801 | 2020Q3 | https://www.ew-ne.com/lighting-1600000000/cooper-lighting-smd4r-6-930-wh-4-inch-round-led-down-light-fixture-120-volt-90-cri-3000k-600-lumens-matte-white-halo-reg-601181 | Electrical Wholesalers Inc | 2020 | Yes
LED Lighting | Downlight | Cooper Lighting | True |  |  |  |  | Halo 4-Inch LED Downlight fixture has current rating of 0.0811-Amp and voltage rating of 120-Volts at 50/60-Hz. This 9.5-Watt round fixture has 90 CRI, 600-Lumens 3000K lamp. This downlight fixture in matte white finish, features thermal cool stamped aluminum housing and high-impact diffuse polystyrene lens. The dimmable downlight fixture supports direct surface mounting. It measures 6-5/32-Inch ID x 9/16-Inch. It withstands ambient temperature range of -30 to 40 deg C. The downlight fixture is suitable for ceiling or wall electrical junction boxes and 4-Inch recessed retrofit housing. Downlight fixture is cULus listed, FCC certified, RoHS compliant and meets ASTM/NEC/IES standards. Direct Surface Cooper Lighting SMD4R-6-930-WH-DM Dimmable 4-Inch Round LED Down Light Fixture 120-Volt 90 CRI 3000K 600-Lumens Matte White Halo® | 3000 | 90 | 600 | 63.1579 |  | 9.5 | 1 | 30.652 | 30.652 | 36.0173 | 2020Q3 | https://www.ew-ne.com/lighting-1600000000/cooper-lighting-smd4r-6-930-wh-dm-dimmable-4-inch-round-led-down-light-fixture-120-volt-90-cri-3000k-600-lumens-matte-white-halo-reg-600352 | Electrical Wholesalers Inc | 2020 | Yes
LED Lighting | Downlight | Cooper Lighting | False |  |  |  |  | Halo 6-Inch LED Downlight fixture has current rating of 0.0811-Amp and voltage rating of 120-Volts at 50/60-Hz. This 9.6-Watt round fixture has 90 CRI 600-Lumens 3000K lamp. This downlight fixture in matte white finish, features thermal cool stamped aluminum housing and high-impact diffuse polystyrene lens construction. The downlight fixture supports direct surface mounting. It measures 7-5/8-Inch ID x 9/16-Inch. It withstands ambient temperature range of -30 to 40 deg C. The downlight fixture is suitable for ceiling or wall electrical junction boxes and 5-/6-Inch recessed retrofit housing. Downlight fixture is cULus listed, FCC certified, RoHS compliant and meets ASTM/NEC/IES standards. Direct Surface Cooper Lighting SMD6R-6-930-WH 6-Inch Round LED Down Light Fixture 120-Volt 90 CRI 3000K 600-Lumens Matte White Halo® | 3000 | 90 | 600 | 62.5 |  | 9.6 | 1 | 26.112 | 26.112 | 30.6826 | 2020Q3 | https://www.ew-ne.com/lighting-1600000000/cooper-lighting-smd6r-6-930-wh-6-inch-round-led-down-light-fixture-120-volt-90-cri-3000k-600-lumens-matte-white-halo-reg-601186 | Electrical Wholesalers Inc | 2020 | Yes
LED Lighting | A-Type | Manufacturer: TCP | True |  | General Purpose Replacement | A19 | GU24 | Damp Location Rated Home > LED Light Bulbs > LED A19 Bulbs > 600-900 Lumens (60W Equal) > 4000K Cool White > 10 Watt 850 Lumen Dimmable GU24 Base LED A19 Light Bulb 4100K Product Specifications - Quick Reference Input Voltage: Lumens: 120 Volt AC 800 Lumens Dimensions: Base: 2.4" W x 4.3" MOL GU24 Base LED Color: 4100K Cool White Life Time: 25,000 Hours Power Consumption: Luminous Efficacy: 10 Watts 80.0 lm/W Dimmable: Certifications: Yes - Dimmable UL Built off a 20-year history of producing energy efficient lighting, Technical Consumer Products, Inc. (TCP) is excited to announce its most advanced and comprehensive lineup of LED lamps: the LED Elite Series. With TCPs dedication to manufacturing high quality, state-of-the-art lighting, combined with excellent high color rendering index (CRI), smooth dimming capabilities and new shatterproof smooth housing (which gives the appearance of traditional halogen bulbs), the LED Elite Series bulbs are a perfect choice to transform nearly every lighted environment into something extraordinary. This is the TCP, LED Elite, GU24 base, Omni Directional, Dimmable A19 lamp with 270 Degree Beam Angle, and it comes with a color temperature of 4100 Kelvin (K). UL approved and RoHS compliant, the TCP LED10A19GUDOD41K offers a very durable, solid state lighting technology that significantly reduces lighting service and maintenance costs. These GU24 LED A19 light bulbs consume up to 80% LESS energy than a standard 60A19 60-watt incandescent. These LED A19 bulbs do not contain Mercury or any other harmful substance, generate no IR or UV rays and carry a 5 Year Limited Warranty. TCPs GU24 base A19 LED lamps have the highest light output, best dimmability (100% down to 5%) and are the most efficient LED A19 lamps available today. Consuming just 10 watts of 120 volt energy, this A19 bulb generates 800 lumens, that's 80.0 Lumens per watt. This LED A19 lamp is rated for totally enclosed fixtures, 25,000 hours with a minimum starting temperature of -30 degrees Celsius and measures 4.3" MOL and 2.4" in diameter. Click here to see the TCP LED Elite GU24 Base Omni Directional A19 Series Specification Sheet. Typical Applications Typical applications for the TCP LED10A19GUDOD41K, Elite Dimmable GU24 base A19 LED light bulbs include dimmable general lighting, table lamps, sconces, floor lamps and ceiling fixtures. TCP 10 Watt 850 Lumen Dimmable GU24 Base LED A19 Light Bulb 4100K | 4000 | 84 | 850 | 89.4737 | 25000 | 9.5 | 1 | 3.19 | 3.19 | 3.7484 | 2020Q2 | https://www.greenelectricalsupply.com/tcp-led10a19gudod41k-elite-omni-directional-led-gu24-a19-light-bulb-4100k.aspx | Green Electrical Supply | 2020 | Yes
LED Lighting | Reflector | Cree LED Lighting | True |  | BR40 | Sealed Beam | E26 | Cree LED Lighting 12.5-Watt E26 Screw-in base LED reflector lamp offers light output of 1120 Lumens. This BR40 sealed beam shape lamp with instant ballast, has voltage rating of 120-Volt AC at 60-Hz. It has color rendering index of 85. This lamp with 2700K color temperature rating radiates soft white light to the surrounding. It features plastic lens construction. This instant-ON dimmable lamp has a dimension of 6.3-Inch x 4.9-Inch. It operates in the temperature range of -25 to 45 deg C. This mercury-free lamp is suitable for use in enclosed light fixtures. It has average life of 25000 hours and is perfect for damp locations. Lamp is cULus listed, RoHS compliant, Energy Star qualified and meets ANSI, FCC Part 15, Subpart B, Class B standards. Cree LED Lighting BR40-85W-27K-U1 Dimmable BR40 LED Reflector Lamp E26 Base 1120-Lumens 85 CRI 2700K Soft White 12.5-Watt | 2700 | 85 | 1120 | 89.6 | 25000 | 12.5 | 1 | 23.2 | 23.2 | 27.2609 | 2020Q3 | https://www.ew-ne.com/lighting-1600000000/cree-led-lighting-br40-85w-27k-u1-dimmable-br40-led-reflector-lamp-e26-base-1120-lumens-85-cri-2700k-soft-white-12-5-watt-669409 | Electrical Wholesalers Inc | 2020 | Yes
LED Lighting | Reflector | Cree LED Lighting | True |  | PAR38 | Sealed Beam | E26 Medium | Cree LED Lighting Professional Series Gen1 LED lamp features E26 medium screw-in lamp base. This PAR38 lamp outputs a bright white light of 1500 Lumens. The dimmable sealed beam lamp with an average life of 25000 Hours, has a power rating of 19-Watts and voltage rating of 120-Volts AC at 60-Hz. The lamp has an incandescent equivalent wattage of 150-Watts. Lamp with an instant start, has a CRI of >90, power factor of >0.9 and color temperature of 3000K. It has a flood beam angle of 40-Degrees. It measures 5.1-Inch x 4.75-Inch Dia. Lamp has plastic construction for added durability. It is suitable for use in enclosed fixtures. This lamp is ideal for use in wet locations. The lamp meets cULus, FCC, CEC Title 20/Title 24 JA-8, RoHS and Energy Star standards. Cree LED Lighting PAR38-150W-P1-30K-40FL-E26-U1 Dimmable PAR38 Professional Series Gen1 LED Lamp E26 Medium 19-Watt 1500-Lumens 90 CRI Bright White | 3000 | 90 | 1500 | 78.9474 | 25000 | 19 | 12 | 34 | 2.8333 | 3.3293 | 2020Q3 | https://www.ew-ne.com/lighting-1600000000/cree-led-lighting-par38-150w-p1-30k-40fl-e26-u1-dimmable-par38-professional-series-gen1-led-lamp-e26-medium-19-watt-1500-lumens-90-cri-bright-white-781613 | Electrical Wholesalers Inc | 2020 | Yes
LED Lighting | Downlight | Elite Lighting | True |  |  |  |  | 3 Inch LED adjustable gimbal slim with interchangeable optic, 360 Degree rotation and 30 Degree tilt. Engineered for new construction, remodel, or retrofit to accommodate insulated or dropped ceilings. Remote driver allows easy installation and maintenance. Small aperture are and shallow depth ideal for unlimited applications. Ceiling Elite Lighting RL373-600L-DIMTR-120-30K-90-MD-BK Dimmable 3-Inch Ultra Thin Recessed Gimbal Slim LED Downlight Round 8-Watt 120-Volt AC 90 CRI 3000K 600-Lumens Black | 3000 | 90 | 600 | 75 |  | 8 | 1 | 47 | 47 | 55.2268 | 2020Q3 | https://www.ew-ne.com/lighting-1600000000/elite-lighting-rl373-600l-dimtr-120-30k-90-md-bk-dimmable-3-inch-ultra-thin-recessed-gimbal-slim-led-downlight-round-8-watt-120-volt-ac-90-cri-3000k-600-lumens-black-953532 | Electrical Wholesalers Inc | 2020 | Yes
LED Lighting | Downlight | Elite Lighting | True |  |  |  |  | 3 Inch LED adjustable gimbal slim with interchangeable optic, 360 Degree rotation and 30 Degree tilt. Engineered for new construction, remodel, or retrofit to accommodate insulated or dropped ceilings. Remote driver allows easy installation and maintenance. Small aperture are and shallow depth ideal for unlimited applications. Ceiling Elite Lighting RL373-600L-DIMTR-120-30K-90-MD-WH Dimmable 3-Inch Ultra Thin Recessed Gimbal Slim LED Downlight Round 8-Watt 120-Volt AC 90 CRI 3000K 600-Lumens White | 3000 | 90 | 600 | 75 |  | 8 | 1 | 42 | 42 | 49.3516 | 2020Q3 | https://www.ew-ne.com/lighting-1600000000/elite-lighting-rl373-600l-dimtr-120-30k-90-md-wh-dimmable-3-inch-ultra-thin-recessed-gimbal-slim-led-downlight-round-8-watt-120-volt-ac-90-cri-3000k-600-lumens-white-694756 | Electrical Wholesalers Inc | 2020 | Yes
LED Lighting | Downlight | Enlux Lighting | False |  |  |  |  | Enlux Lighting LED downlight module in neutral white color, has aluminum construction for corrosion resistance and durability. It can accommodate 10/8/6-Watt LED lamp that delivers 1090/900/700 Lumens. This 83-CRI downlight module has a color temperature of 3500K and an average life of 50000 Hours. It has tapered cone trim and is ceiling or recessed mountable. The 4.6-Inch round downlight module has an operating temperature rating from -40 to 50 deg C and a voltage rating from 120 to 277-Volts AC. It is suitable for use in dry or damp locations and commercial or residential applications. The LED downlight module meets cETLus, FCC and RoHS standards. Enlux Lighting 563009 IC LED Down Light Module 120 - 277-Volt AC Round 10/8/6-Watt 1090/900/700-Lumens 3500K 83 CRI | 3500 | 83 | 1090 | 109 | 50000 | 10 | 1 | 116 | 116 | 136.3045 | 2020Q3 | https://www.ew-ne.com/lighting-1600000000/enlux-lighting-563009-ic-led-down-light-module-120-277-volt-ac-round-10-8-6-watt-1090-900-700-lumens-3500k-83-cri-611288 | Electrical Wholesalers Inc | 2020 | Yes
LED Lighting | Downlight | Enlux Lighting | False |  |  |  |  | Enlux Lighting LED downlight module in cool white color, has aluminum construction for corrosion resistance and durability. It can accommodate 10/8/6-Watt LED lamp that delivers 1100/910/710 Lumens. This 82-CRI downlight module has a color temperature of 4000K and an average life of 50000 Hours. It has tapered cone trim and is ceiling or recessed mountable. The 4.6-Inch round downlight module has an operating temperature rating from -40 to 50 deg C and a voltage rating from 120 to 277-Volts AC. It is suitable for use in dry or damp locations and commercial or residential applications. The LED downlight module meets cETLus, FCC and RoHS standards. Ceiling/Recessed Enlux Lighting 564009 IC LED Down Light Module 120 - 277-Volt AC Round 10/8/6-Watt 1100/910/710-Lumens 4000K 82 CRI | 4000 | 82 | 1100 | 110 | 50000 | 10 | 1 | 120 | 120 | 141.0046 | 2020Q3 | https://www.ew-ne.com/lighting-1600000000/enlux-lighting-564009-ic-led-down-light-module-120-277-volt-ac-round-10-8-6-watt-1100-910-710-lumens-4000k-82-cri-611289 | Electrical Wholesalers Inc | 2020 | Yes
LED Lighting | Downlight | Enlux Lighting | False |  |  |  |  | Enlux Lighting 9-Inch Line voltage LED downlight trim in white finish, has aluminum construction for durability. It has a voltage rating of 120/220/277-Volts. This trim can accommodate 14-Watt power rated LED lamp of 50000-Hour average life, to deliver 1386-Lumen of light with 4500K color temperature and 88 CRI. This recessed insulated ceiling mountable trim is suitable for use with DL1-TC downlights. The trim is ideal for commercial and residential recessed fixtures. The LED downlight trim meets cETLus, Title 24, FCC, RoHS and Energy Star standards. Enlux Lighting DL1T-TC9-WF IC 9-Inch Line Voltage LED Down Light Trim 120/220/277-Volt Round 14-Watt 1217/1294/1355/1371/1386-Lumens 2700K/3000K/3500K/4000K/4500K 80/82/85 CRI White | 4500 | 88 | 1386 | 99 |  | 14 | 1 | 36 | 36 | 42.3014 | 2020Q3 | https://www.ew-ne.com/lighting-1600000000/enlux-lighting-dl1t-tc9-wf-ic-9-inch-line-voltage-led-down-light-trim-120-220-277-volt-round-14-watt-1217-1294-1355-1371-1386-lumens-2700k-3000k-3500k-4000k-4500k-80-82-85-cri-white-626245 | Electrical Wholesalers Inc | 2020 | Yes
LED Lighting | Downlight | ETI Solid State Lighting | True |  |  |  |  | The NightLightR Downlight adds a nightlight feature to a traditional LED downlight retrofit. The 2000K nightlight provides a warm, diffuse glow on the ceiling surface. The traditional down light and nightlight can be easily controlled through the use of the room's on/off light switch. ETI Solid State Lighting 53805102 Dimmable 4-Inch LED Retrofit Downlight Round 120-Volt 10.5 -Watt 90 CRI 2700/3000/3500/4000/5000K 625-Lumens White Color Preference | 2700 | 90 | 625 | 59.5238 |  | 10.5 | 4 | 38 | 9.5 | 11.1629 | 2020Q3 | https://www.ew-ne.com/lighting-1600000000/eti-solid-state-lighting-53805102-dimmable-4-inch-led-retrofit-downlight-round-120-volt-10-5-watt-90-cri-2700-3000-3500-4000-5000k-625-lumens-white-color-preference-857795 | Electrical Wholesalers Inc | 2020 | Yes
LED Lighting | Downlight | GE Lighting | True |  |  |  |  | GE Lighting LRX series LED Downlight retrofit kit is an ideal retrofit or new construction solution for traditional downlight fixtures. It utilizes 82 CRI 3500K 650/1000-Lumen LED lamp for energy efficiency, superior color rendering and long life. It installs in just minutes into most 4-Inch, 6-Inch and 8-Inch rough-in frames and brings a fresh look to the space. The lamp lasts up to 50,000 hours. It is great for office, retail, hospitals, schools, government facilities, shopping malls and airports. LED downlight retrofit kit meets cULus, Energy Star® and RoHS standards. Recessed GE Lighting LRXR610835MD Dimmable 6-Inch LED Down Light Retrofit Kit 120 - 277-Volt Round 13-Watt 82 CRI 3500K 650/1000-Lumens White Trim | 3500 | 82 | 650 | 50 | 50000 | 13 | 1 | 116 | 116 | 136.3045 | 2020Q3 | https://www.ew-ne.com/lighting-1600000000/ge-lighting-lrxr610835md-dimmable-6-inch-led-down-light-retrofit-kit-120-277-volt-round-13-watt-82-cri-3500k-650-1000-lumens-white-trim-536802 | Electrical Wholesalers Inc | 2020 | Yes
LED Lighting | Downlight | Cooper Lighting | True |  |  |  |  | The Halo RA4 Selecctable™ LED Adjustable Gimbal is a complete LED Baffle-Trim Module for 4 Inch aperture recessed downlights. It is suitable for new construction, remodel and retrofit installation. Using the CCT selectable switch users can chose between five different color temperatures. The RA4 Selecctable gimbals feature adjustment of 35 degree tilt and up to 360 degree rotation. Halo RA4-06-9S-1E-WHR Dimmable 4-Inch All-Purpose LED Adjustable Gimbal Retrofit Module With Switch Round 120-Volt AC 7-Watt 2700 - 5000K 600-Lumens Matte White Baffle seleCCTable™ | 2700 |  | 600 | 85.7143 |  | 7 | 1 | 47.002 | 47.002 | 55.2292 | 2020Q3 | https://www.ew-ne.com/lighting-1600000000/halo-ra4-06-9s-1e-whr-dimmable-4-inch-all-purpose-led-adjustable-gimbal-retrofit-module-with-switch-round-120-volt-ac-7-watt-2700-5000k-600-lumens-matte-white-baffle-selecctable-trade-911746 | Electrical Wholesalers Inc | 2020 | Yes
LED Lighting | Downlight | Cooper Lighting | True |  |  |  |  | Halo SMD4-DM series Downlight luminaire is an ultra-low-profile surface mounting luminaire with a modern look and high performance. It uses 9.7-Watt LED lamp that gives off 600-Lumens of light, color temperature of 2700K and CRI of 90 for energy efficiency, superior color rendering and long life. The lamp lasts up to 50000 hours. It has a voltage rating of 120-Volts and current rating of 0.0811-Amp. This LED luminaire has high impact diffuse polystyrene lens that provides shielding to the light guide with no pixilation and closed-cell gasket to achieve restrictive airflow. It is suitable for general areas, closets, storage areas, attics & basements. Down light luminaire meets cULus, RoHS and ASTM E283 standards. Direct Halo SMD4R-6-927-WH-DM Dimmable 4-Inch LED Down Light Luminaire 120-Volt Round 9.7-Watt 90 CRI 2700K 600-Lumens White | 2700 | 90 | 600 | 61.8557 | 50000 | 9.7 | 1 | 30.652 | 30.652 | 36.0173 | 2020Q3 | https://www.ew-ne.com/lighting-1600000000/halo-smd4r-6-927-wh-dm-dimmable-4-inch-led-down-light-luminaire-120-volt-round-9-7-watt-90-cri-2700k-600-lumens-white-600351 | Electrical Wholesalers Inc | 2020 | Yes
LED Lighting | Downlight | Cooper Lighting | True |  |  |  |  | Halo 6-Inch LED Downlight in white finish, features stamped aluminum housing, high-impact diffuse polystyrene lens and non-electrically conductive polycarbonate frame. It accommodates 9.62-Watt LED lamp that offers 600-Lumens light output. Lamp has color-rendering index of 90 and color temperature of 2700K. Lamp has an average life of 50000 hours. It has a dimension of 8-1/2-Inch Dia x 2-Inch. This round downlight supports direct mounting to make installation easy. It uses 120-Volt 50/60-Hz integral constant current driver for reliable operation. Downlight has voltage rating of 120-Volt AC and current rating of 0.0811-Amp. It operates at a temperature rating of -30 to 40 deg C. It is ideal for residential or commercial installations. Downlight is cULus listed, Energy Star certified, RoHS/FCC compliant and meets NEC/IEC/ASTM standards. Direct Halo SMD6R-6-927-WH-DM Dimmable 6-Inch LED Down Light 90 CRI 2700K 600-Lumens White | 2700 | 90 | 600 | 62.3701 | 50000 | 9.62 | 6 | 31.708 | 5.2847 | 6.2097 | 2020Q3 | https://www.ew-ne.com/lighting-1600000000/halo-smd6r-6-927-wh-dm-dimmable-6-inch-led-down-light-90-cri-2700k-600-lumens-white-600382 | Electrical Wholesalers Inc | 2020 | Yes
LED Lighting | Downlight | Cooper Lighting | True |  |  |  |  | Halo 6-Inch LED Downlight in matte white finish, features stamped aluminum housing, high-impact diffuse polystyrene lens and non-electrically conductive polycarbonate frame. It accommodates 9.9-Watt LED lamp that offers 600-Lumens light output. Lamp has color-rendering index of 90 and color temperature of 3000K. Lamp has an average life of 50000 hours. It has a dimension of 7-9/16-Inch x 7-9/16-Inch x 17/32-Inch. This square downlight supports surface mounting to make installation easy. It uses 120-Volts 50/60-Hz integral constant current driver for reliable operation.Downlight has voltage rating of 120-Volt AC and current rating of 0.085-Amp. It operates at a temperature rating of -30 to 40 deg C. The precision acrylic light guide organizes source flux into wide distribution with 1.2 - 1.4 spacing criteria useful for general area illumination. Downlight is cULus listed, Energy Star certified, RoHS/FCC compliant and meets NEMA/EMI/RFI/ASTM standards. Surface Halo SMD6S-6-930-WH Dimmable 6-Inch LED Down Light 90 CRI 3000K 600-Lumens Matte White | 3000 | 90 | 600 | 60.6061 | 50000 | 9.9 | 6 | 15.572 | 2.5953 | 3.0496 | 2020Q3 | https://www.ew-ne.com/lighting-1600000000/halo-smd6s-6-930-wh-dimmable-6-inch-led-down-light-90-cri-3000k-600-lumens-matte-white-601188 | Electrical Wholesalers Inc | 2020 | Yes
LED Lighting | Downlight | Juno Lighting | True |  |  |  |  | Juno Lighting Generation 2 Wide flood adjustable retrofit downlight trim in white color, features cast aluminum construction. It has a dimension of 5-Inch OD x 2-Inch x 4-Inch. The round gimbal trim withstands voltage rating of 120-Volt AC. It supports 600-Lumens 2700K 90 CRI LED lamp that has an average life of 36000 hours. This trim features all-in-one design where LED light engine mounts directly into existing 4-Inch recessed housing with medium base sockets. It has minimum starting temperature of -30 deg C. This trim is suitable for use with L3 Series Lithonia® housings, H99 Series Halo® housings and PS4 Series Thomas® housings. Downlight trim is UL/cUL listed and Energy Star certified. Juno Lighting 4RLA-G2-06LM-27K-90CRI-WFL-120-FRPC-WH Dimmable 2nd Generation Wide Flood IC/Non-IC 4-Inch Adjustable Retrofit Down Light Trim Round 600-Lumens 90+ CRI 2700K White | 2700 | 90 | 600 | 57.1429 | 36000 | 10.5 | 1 | 57 | 57 | 66.9772 | 2020Q3 | https://www.ew-ne.com/lighting-1600000000/juno-lighting-4rla-g2-06lm-27k-90cri-wfl-120-frpc-wh-dimmable-2nd-generation-wide-flood-ic-non-ic-4-inch-adjustable-retrofit-down-light-trim-round-600-lumens-90-cri-2700k-white-645398 | Electrical Wholesalers Inc | 2020 | Yes
LED Lighting | Downlight | Juno Lighting | True |  |  |  |  | Juno Lighting Basics Series™ Air-Loc® Collection 3rd Generation 4-Inch LED retrofit baffle trim in round shape and matte white finish, has cast aluminum construction for corrosion resistance and durability. It has medium base socket with quick connect push in friction spring to integrate with LED lamp for delivering 600-Lumen of light with 90 CRI and 2700K color temperature. The trim is fixture with a lamp life of 36000 Hours, power rated at 10-Watts, voltage rated at 120-Volts AC at 60-Hz. This trim has forward reverse phase cut dimmable driver to dim light to the required level. Baffle trim measures 5-Inch x 2-Inch. It ideally mounts on insulated or non-insulated ceiling. This trim is suitable for with 4-Inch round baffle retrofit LED downlight in wet locations. It is ideal for use with IC1 and TC1 Series Juno housings, IC1 LEDT24 and IC1R LEDT24 Juno quick connect LED housings, V4IC and V4TC Series VuLite® housings, L3 Series Lithonia® housings, H99 Series Halo® housings, PS4 Series Thomas® housings, P4 and R4 Series Capri® housings. Baffle trim meets UL, cUL, FCC Title 47, Title 24 and Energy Star standards. Juno Lighting 4RLD-G3-06LM-27K-90CRI-120-FRPC-WWH Dimmable 3rd Generation IC/Non-IC 4-Inch LED Retrofit Baffle Trim 120-Volt AC Round 90 CRI 2700K 600-Lumens White Basics Series™ Air-Loc® | 2700 | 90 | 600 | 60 | 36000 | 10 | 1 | 33 | 33 | 38.7763 | 2020Q3 | https://www.ew-ne.com/lighting-1600000000/juno-lighting-4rld-g3-06lm-27k-90cri-120-frpc-wwh-dimmable-3rd-generation-ic-non-ic-4-inch-led-retrofit-baffle-trim-120-volt-ac-round-90-cri-2700k-600-lumens-white-basics-series-trade-air-loc-reg-694965 | Electrical Wholesalers Inc | 2020 | Yes
LED Lighting | Downlight | Juno Lighting | True |  |  |  |  | Juno Lighting Basics Series™ Collection 4RLS series LED downlight fixture has decorative beveled aluminum trim frame with white finish for longer life. It supports 90 CRI 2700K 700-Lumen LED lamp for energy efficiency, superior color rendering and long life. It is dimmable with most standard incandescent, magnetic low voltage and electronic low voltage dimmers for greater energy efficiency. It is suitable for residential and retrofit. LED downlight fixture meets UL, cUL, FCC Title 47, Part 15 Class B, RoHS and Energy Star® standards. Surface Juno Lighting 4RLS 07LM 27K 90CRI 120 FRPC WH Dimmable 4-Inch LED Down Light Fixture 120-Volt Round 10-Watt 90 CRI 2700K 700-Lumens White Basics Series™ | 2700 | 90 | 700 | 70 |  | 10 | 1 | 28.86 | 28.86 | 33.9116 | 2020Q3 | https://www.ew-ne.com/lighting-1600000000/juno-lighting-4rls-07lm-27k-90cri-120-frpc-wh-dimmable-4-inch-led-down-light-fixture-120-volt-round-10-watt-90-cri-2700k-700-lumens-white-basics-series-trade-541095 | Electrical Wholesalers Inc | 2020 | Yes
LED Lighting | Downlight | Juno Lighting | True |  |  |  |  | Juno Lighting 5RLA Basics Series Generation 2 adjustable LED retrofit downlight trim in white finish, has cast aluminum construction for durability. This downlight trim has medium base socket to accommodate dimmable LED lamp that delivers a light output of 600-Lumens. The lamp with an average life of 50000 Hours, has a color temperature of 2700K and 90 CRI. It has a fixture power rating of 10.5-Watts and voltage rating of 120-Volts AC at 60-Hz. The round downlight trim has a gimbal trim size of 5-inches. Recessed mountable trim with forward/reverse phase cut driver, measures 6-3/8-Inch Dia x 2-5/16-Inch and withstands a temperature of -30 deg C. Trim is suitable for use with LED retrofit downlights. Downlight trim meets UL/cUL, FCC Title 47, Part 15 Class B, California Title T24 and Energy Star standards. Recessed Juno Lighting 5RLA-G2-06LM-27K-90CRI-WFL-120-FRPC-WH Dimmable 5-Inch 5RLA Basics Series Generation 2 Adjustable LED Retrofit Down Light Trim Round 120-Volt AC 90 CRI 2700K 600-Lumens White | 2700 | 90 | 600 | 57.1429 | 50000 | 10.5 | 1 | 65 | 65 | 76.3775 | 2020Q3 | https://www.ew-ne.com/lighting-1600000000/juno-lighting-5rla-g2-06lm-27k-90cri-wfl-120-frpc-wh-dimmable-5-inch-5rla-basics-series-generation-2-adjustable-led-retrofit-down-light-trim-round-120-volt-ac-90-cri-2700k-600-lumens-white-695866 | Electrical Wholesalers Inc | 2020 | Yes
LED Lighting | Downlight | Juno Lighting | True |  |  |  |  | Juno Lighting 5-Inch Retrofit downlight baffle trim features die-cast aluminum construction, white baffle and trim ring. It accommodates 10-Watt LED lamp that offers 700-Lumens light output. Lamp has color-rendering index of 90 and color temperature of 2700K. Lamp has an average life of 36000 hours. This round trim has a dimension of 6-3/8-Inch Dia x 2-1/4-Inch. It is suitable for use in IC or non-IC housings. Trim withstands voltage rating of 120-Volt AC. It operates at a starting temperature rating of -22 deg F. It ensures fast, easy, retrofit installation in almost any medium base 5-Inch housing with the included socket adapter and quick connect. Trim is UL/cUL listed, Energy Star certified, RoHS compliant and meets IECC/ASTM standards. Juno Lighting 5RLD-G3-07LM-27K-90CRI-120- FRPC-WWH Dimmable 5-Inch Retrofit Down Light Baffle Trim 90 CRI 2700K 700-Lumens White | 2700 | 90 | 700 | 70 | 36000 | 10 | 1 | 33 | 33 | 38.7763 | 2020Q3 | https://www.ew-ne.com/lighting-1600000000/juno-lighting-5rld-g3-07lm-27k-90cri-120-frpc-wwh-dimmable-5-inch-retrofit-down-light-baffle-trim-90-cri-2700k-700-lumens-white-664539 | Electrical Wholesalers Inc | 2020 | Yes
LED Lighting | Downlight | Juno Lighting | True |  |  |  |  | Juno Lighting 6RLS Basics Series Generation 2 LED downlight in white finish, has aluminum construction for durability. This downlight has medium base socket to accommodate dimmable LED lamp that delivers a light output of 1000-Lumens. The lamp with an average life of 50000 Hours, has a color temperature of 2700K and 90 CRI. It has a fixture power rating of 14.5-Watts and voltage rating of 120-Volts AC at 60-Hz. The round downlight has a trim size of 6-inches and diffusing dome lens for even light distribution. Surface/J-box/recessed mountable downlight with forward/reverse phase cut, ELV dimming driver, measures 7-3/8-Inch Dia x 1-7/8-Inch and withstands a temperature of -30 deg C. It is suitable for wet locations. Downlight meets UL, FCC Title 47, Part 15 Class B, California Title T24 and Energy Star standards. Surface/Junction Box/Recessed Juno Lighting 6RLS-G2-10LM-27K-90CRI-120-FRPC-WH-M6 Dimmable 6-Inch 6RLS Basics Series Generation 2 LED Down Light Round 120-Volt AC 90 CRI 2700K 1000-Lumens White | 2700 | 90 | 1000 | 68.9655 | 50000 | 14.5 | 1 | 64 | 64 | 75.2025 | 2020Q3 | https://www.ew-ne.com/lighting-1600000000/juno-lighting-6rls-g2-10lm-27k-90cri-120-frpc-wh-m6-dimmable-6-inch-6rls-basics-series-generation-2-led-down-light-round-120-volt-ac-90-cri-2700k-1000-lumens-white-695872 | Electrical Wholesalers Inc | 2020 | Yes
LED Lighting | Downlight | Philips Lighting | True |  |  |  |  | Lightolier Calculite® Collection Generation 3 LED downlight engine enhances the visual appeal by spreading the three light beams with right distribution of light. This 4-Inch engine provides uniform illumination and easy installation. It has low Plenum height and includes plug and play connector between frame and light engine. The medium/wide engine has a power rating of 11-Watts and voltage rating of 120/277-Volts AC. This engine with a color temperature of 3500K, produces a light output of 1000-Lumens and CRI of 80. It is suitable for residential, banks, airports, office, hospitality and fashion areas. The downlight engine meets cULus and Energy Star standards. Recessed Lightolier C4L10835MZ10U Dimmable 3rd Generation Medium/Wide 4-Inch LED Down Light Engine 120/277-Volt AC 347-Volt Round Calculite® | 3500 |  | 1000 | 90.9091 |  | 11 | 1 | 124.167 | 124.167 | 145.901 | 2020Q3 | https://www.ew-ne.com/lighting-1600000000/lightolier-c4l10835mz10u-dimmable-3rd-generation-medium-wide-4-inch-led-down-light-engine-120-277-volt-ac-347-volt-round-calculite-reg-651909 | Electrical Wholesalers Inc | 2020 | Yes
LED Lighting | Downlight | Philips Lighting | True |  |  |  |  | Lightolier SlimSurface Collection 4-Inch LED Downlight in white finish, features high transmittance lens and 1-piece plastic flange. It accommodates 9.5-Watt LED lamp that offers 650-Lumens light output. Lamp has color-rendering index of 80 and color temperature of 2700K. Lamp has an average life of 50000 hours. It has a dimension of 4-3/8-Inch x 5/8-Inch. This square downlight supports surface mounting to make installation easy. It uses ELV/TRIAC dimming driver for reliable operation. Downlight has voltage rating of 120-Volt AC and current rating of 0.08-Amp. It operates at a temperature rating of -20 deg C. It is suitable for residential, office, banks, hospitality, airports, fashion, arena and sports applications. Downlight is cULus listed and Energy Star certified. Surface Lightolier S4S827K7 Dimmable 4-Inch LED Down Light 80 CRI 2700K 650-Lumens White SlimSurface | 2700 | 80 | 650 | 68.4211 | 50000 | 9.5 | 1 | 58.647 | 58.647 | 68.9125 | 2020Q3 | https://www.ew-ne.com/lighting-1600000000/lightolier-s4s827k7-dimmable-4-inch-led-down-light-80-cri-2700k-650-lumens-white-slimsurface-381955 | Electrical Wholesalers Inc | 2020 | Yes
LED Lighting | Downlight | Philips Lighting | True |  |  |  |  | Lightolier SlimSurface Collection LED Downlight in white color, features one-piece plastic flange. High transmittance glare controlling lens ensures even light distribution. This downlight in square shape, uses 9.5-Watt LED lamp that has voltage rating of 120-Volts and current rating of 0.08-Amp. Lamp has color rendering index of 80 and color temperature rating of 3000K to ensure optimal light level in the surrounding. Lamp offers 650-Lumens of bright light output. It features 0 - 10-Volt class 2 dimming triac driver. Surface mountable downlight measures 4-Inch x 4-Inch x 5/8-Inch. It comes with 50000 hours of average life. This downlight is ideal for use in residential, banks, airports, sports, office, hospitality and fashion. Downlight is cULus listed, Energy Star certified and RoHS compliant. Surface Lightolier S4S830K7 Dimmable LED Down Light 9.5-Watt 120-Volt SlimSurface | 3000 |  | 650 | 68.4211 | 50000 | 9.5 | 1 | 62.837 | 62.837 | 73.8359 | 2020Q3 | https://www.ew-ne.com/lighting-1600000000/lightolier-s4s830k7-dimmable-led-down-light-9-5-watt-120-volt-slimsurface-308222 | Electrical Wholesalers Inc | 2020 | Yes
LED Lighting | Downlight | Philips Lighting | True |  |  |  |  | Lightolier SlimSurface Collection LED Downlight in white color, features one-piece plastic flange. High transmittance glare controlling lens ensures even light distribution. This downlight in round shape, uses 9.5-Watt LED lamp that has voltage rating of 120-Volts and current rating of 0.08-Amp. Lamp has color rendering index of 80 and color temperature rating of 2700K to ensure optimal light level in the surrounding. Lamp offers 650-Lumens of bright light output. It features 0 - 10-Volt class 2 dimming triac driver. Surface mountable downlight measures 5-Inch Dia x 5/8-Inch. It comes with 50000 hours of average life. This downlight is ideal for use in residential, banks, airports, sports, office, hospitality and fashion. Downlight is cULus listed, Energy Star certified and RoHS compliant. Surface Lightolier S5R827K7 Dimmable LED Down Light 9.5-Watt 120-Volt 80 CRI 2700K 650-Lumens LED SlimSurface | 2700 | 80 | 650 | 68.4211 | 50000 | 9.5 | 1 | 53.742 | 53.742 | 63.1489 | 2020Q3 | https://www.ew-ne.com/lighting-1600000000/lightolier-s5r827k7-dimmable-led-down-light-9-5-watt-120-volt-80-cri-2700k-650-lumens-led-slimsurface-320625 | Electrical Wholesalers Inc | 2020 | Yes
LED Lighting | Downlight | Philips Lighting | True |  |  |  |  | Lightolier SlimSurface Collection LED Downlight in white color, features one-piece plastic flange. High transmittance glare controlling lens ensures even light distribution. This downlight in round shape, uses 9.5-Watt LED lamp that has voltage rating of 120-Volts and current rating of 0.08-Amp. Lamp has color rendering index of 80 and color temperature rating of 3000K to ensure optimal light level in the surrounding. Lamp offers 650-Lumens of bright light output. It features 0 - 10-Volt class 2 dimming triac driver. Surface mountable downlight measures 5-Inch Dia x 5/8-Inch. It comes with 50000 hours of average life. This downlight is ideal for use in residential, banks, airports, sports, office, hospitality and fashion. Downlight is cULus listed, Energy Star certified and RoHS compliant. Surface Lightolier S5R830K7 Dimmable LED Down Light 9.5-Watt 120-Volt 80 CRI 3000K 650-Lumens LED SlimSurface | 3000 | 80 | 650 | 68.4211 | 50000 | 9.5 | 1 | 50.159 | 50.159 | 58.9388 | 2020Q3 | https://www.ew-ne.com/lighting-1600000000/lightolier-s5r830k7-dimmable-led-down-light-9-5-watt-120-volt-80-cri-3000k-650-lumens-led-slimsurface-271642 | Electrical Wholesalers Inc | 2020 | Yes
LED Lighting | Downlight | Philips Lighting | True |  |  |  |  | Lightolier SlimSurface Collection LED Downlight delivers up to 1000-Lumens of usable light. It has a color temperature of 3000K and CRI of 80 for superior color rendering. The lamp lasts up to 50000 hours. The LED downlight with an integral driver, is suitable for existing J-boxes or new construction. It features high transmittance lens for smooth, comfortable light pattern. LED downlight is Energy Star rated and cULus listed. Surface Lightolier S6S830K10 LED Down Light 14.2-Watt 120-Volt AC 80 CRI 3000K 1000-Lumens White SlimSurface | 3000 | 80 | 1000 | 70.4225 | 50000 | 14.2 | 1 | 66.364 | 66.364 | 77.9803 | 2020Q3 | https://www.ew-ne.com/lighting-1600000000/lightolier-s6s830k10-led-down-light-14-2-watt-120-volt-ac-80-cri-3000k-1000-lumens-white-slimsurface-302263 | Electrical Wholesalers Inc | 2020 | Yes
LED Lighting | Downlight | Philips Lighting | True |  |  |  |  | Lightolier SlimSurface Collection LED Downlight in white color, features one-piece plastic flange. High transmittance glare controlling lens ensures even light distribution. This downlight in round shape, uses 14.2-Watt LED lamp that has voltage rating of 120-Volts and current rating of 0.13-Amp. Lamp has color rendering index of 80 and color temperature rating of 2700K to ensure optimal light level in the surrounding. Lamp offers 1000-Lumens of bright light output. It features 0 - 10-Volt class 2 dimming triac driver. Surface mountable downlight measures 7-Inch Dia x 5/8-Inch. It comes with 50000 hours of average life. This downlight is ideal for use in residential, banks, airports, sports, office, hospitality and fashion. Downlight is cULus listed, Energy Star certified and RoHS compliant. Surface Lightolier S7R827K10 Dimmable LED Down Light 14.2-Watt 120-Volt SlimSurface | 2700 |  | 1000 | 70.4225 | 50000 | 14.2 | 1 | 127 | 127 | 149.2299 | 2020Q3 | https://www.ew-ne.com/lighting-1600000000/lightolier-s7r827k10-dimmable-led-down-light-14-2-watt-120-volt-slimsurface-331987 | Electrical Wholesalers Inc | 2020 | Yes
LED Lighting | Downlight | Philips Lighting | True |  |  |  |  | Lightolier SlimSurface Collection Downlight features glare controlling lens for comfortable light distribution. This 14-Watt lamp delivers 1000-Lumens of usable light and has a color temperature of 3000K, CRI of 80 for superior color rendering. The light lasts up to 50000 hours. It operates at a voltage rating of 120-Volts and current rating of 0.13-Amp. It is a perfect alternative to Air-Seal IC recessed housings or fire-rated boxes. It is suitable for residential, office, banks, hospitality, airports, fashion, arena and sports. Down light meets cULus, ENERGY STAR® and RoHS standards. Surface Lightolier S7R830K10 Dimmable 7-Inch LED Down Light Fixture 120-Volt Round 14-Watt 80 CRI 3000K 1000-Lumens White SlimSurface | 3000 | 80 | 1000 | 71.4286 | 50000 | 14 | 1 | 63.277 | 63.277 | 74.3529 | 2020Q3 | https://www.ew-ne.com/lighting-1600000000/lightolier-s7r830k10-dimmable-7-inch-led-down-light-fixture-120-volt-round-14-watt-80-cri-3000k-1000-lumens-white-slimsurface-302903 | Electrical Wholesalers Inc | 2020 | Yes
LED Lighting | Downlight | Lithonia Lighting | False |  |  |  |  | Lithonia Lighting 3-Inch Wafer-thin LED recessed downlight is suitable for applications with shallow ceiling plenum. It has current rating of 0.07-Amp and voltage rating of 120-Volts at 50/60-Hz. This recessed downlight features die cast aluminum construction with matte white finish. It has 8-Watt 80 CRI, 550-Lumens 3000K lamp. It withstands temperature range of -40 to 104 deg F. The recessed downlight is suitable for closets, attics, hallways, bathrooms, kitchens, basements, soffits, entryways, porches, garages, stairwells, corridors, nursing/retirement homes, condos, elevators, apartments and other small areas. Recessed downlight is CSA/FCC/Energy Star certified and meets US/Canadian safety standards. Lithonia Lighting WF3-LED-30K-MW-M6 3-Inch New Construction/Remodel Wafer-Thin LED Recessed Down Light 120-Volt 8-Watt 80 CRI 3000K 550-Lumens Matte White | 3000 | 80 | 550 | 68.75 |  | 8 | 1 | 52 | 52 | 61.102 | 2020Q3 | https://www.ew-ne.com/lighting-1600000000/lithonia-lighting-wf3-led-30k-mw-m6-3-inch-new-construction-remodel-wafer-thin-led-recessed-down-light-120-volt-8-watt-80-cri-3000k-550-lumens-matte-white-579111 | Electrical Wholesalers Inc | 2020 | Yes
LED Lighting | Downlight | Lithonia Lighting | True |  |  |  |  | Lithonia Lighting Wafer thin new construction/remodel LED recessed downlight in matte white finish, has die-cast aluminum outer frame for added durability. The polycarbonate lens shade ensures uniform light distribution. The round downlight can accommodate LED lamp that delivers a light output of 730/800/780-Lumens with 2700K/3000K/3500K color temperature and 90 CRI. It features an aperture of 3.2-inches. The switchable downlight has a voltage rating of 120-Volts, current rating of 0.09-Amp and fixture wattage of 10.5-Watts. The recessed mountable light with 4-Inch trim, measures 4.7-Inch OD x 1.1-Inch. It features driver, which is dimmable to 10%. It is suitable for use in a breadth of outdoor residential, hospitality, commercial and multi-family applications. Downlight meets CSA, Energy Star, EMI/RFI FCC Title 47 CFR, Part 15, Class B, ASTM E283-2004, NOM and Class A sound standards. Recessed Lithonia Lighting WF4-LED-27K30K35K-90CRI-MW-M6 Dimmable 4-Inch Wafer Thin New Construction/Remodel Switchable LED Recessed Down Light 120-Volt Round 90 CRI 2700K/3000K/3500K 730/800/780-Lumens Matte White | 2700 | 90 | 730 | 69.5238 |  | 10.5 | 1 | 40 | 40 | 47.0015 | 2020Q3 | https://www.ew-ne.com/lighting-1600000000/lithonia-lighting-wf4-led-27k30k35k-90cri-mw-m6-dimmable-4-inch-wafer-thin-new-construction-remodel-switchable-led-recessed-down-light-120-volt-round-90-cri-2700k-3000k-3500k-730-800-780-lumens-matte-white-806592 | Electrical Wholesalers Inc | 2020 | Yes
LED Lighting | Downlight | Lithonia Lighting | False |  |  |  |  | Lithonia Lighting 4-Inch Wafer-thin LED recessed downlight is suitable for applications with shallow ceiling plenum. It has current rating of 0.08-Amp and voltage rating of 120-Volts at 50/60-Hz. This recessed downlight features die cast aluminum construction with matte white finish. It has 9.6-Watt 80 CRI, 675-Lumens 3000K lamp. It withstands temperature range of -40 to 104 deg F. The recessed downlight is suitable for closets, attics, hallways, bathrooms, kitchens, basements, soffits, entryways, porches, garages, stairwells, corridors, nursing/retirement homes, condos, elevators, apartments and other small areas. Recessed downlight is CSA certified, FCC/Energy Star certified and meets US/Canadian safety standards. Lithonia Lighting WF4-LED-30K-MW-M6 4-Inch New Construction/Remodel Wafer-Thin LED Recessed Down Light 120-Volt 9.6-Watt 80 CRI 3000K 675-Lumens Matte White | 3000 | 80 | 675 | 70.3125 |  | 9.6 | 1 | 61 | 61 | 71.6774 | 2020Q3 | https://www.ew-ne.com/lighting-1600000000/lithonia-lighting-wf4-led-30k-mw-m6-4-inch-new-construction-remodel-wafer-thin-led-recessed-down-light-120-volt-9-6-watt-80-cri-3000k-675-lumens-matte-white-507076 | Electrical Wholesalers Inc | 2020 | Yes
LED Lighting | Downlight | Lithonia Lighting | True |  |  |  |  | Lithonia Lighting Low lumen wafer ultra thin new construction/remodel LED recessed downlight in round shape, 6-Inch trim. It has fixture wattage of 14-Watts, voltage rating of 120-Volts AC and current rating of 0.12-Amp at 50/60-Hz. It can accommodate LED lamp. Polycarbonate lens shade ensures even light distribution. The downlight delivers light output of 1040/1150/1110-Lumens with a color temperature of 2700K/3000K/3500K and CRI of 90. It has an average life of 50000 Hours. It features matte white finish and die-cast aluminum outer frame for durability. The recessed-mountable downlight is suitable for insulated/non-insulated, air-tight ceilings. The dimmable downlight measures 6.7-Inch Dia x 1.1-Inch. It is perfect for outdoor residential, hospitality, commercial and multi-family applications. The LED recessed downlight meets CSA, California Title 24, Energy Star, AirTight ASTM E283-2004, NOM, FCC Title 47 CFR, Part 15, Class B and Class A Sound Rated standards. Recessed Lithonia Lighting WF6-LL-LED-27K30K35K-90CRI-MW-M6 Dimmable 6-Inch Low Lumen Wafer Thin New Construction Remodel LED Recessed Down Light Round 10-Watt at Low Lumen 14-Watt at LED 2700K/3000K/3500K 830/900/860-Lumens at Low-Lumens 1040/1150/1110-Lumens at | 2700 | 90 | 830 | 83 | 50000 | 10 | 1 | 50 | 50 | 58.7519 | 2020Q3 | https://www.ew-ne.com/lighting-1600000000/lithonia-lighting-wf6-ll-led-27k30k35k-90cri-mw-m6-dimmable-6-inch-low-lumen-wafer-thin-new-construction-remodel-led-recessed-down-light-round-10-watt-at-low-lumen-14-watt-at-led-2700k-3000k-3500k-830-900-860-lumens-at-low-lumens-1040-1150-1110-lumens-at- | Electrical Wholesalers Inc | 2020 | Yes
LED Lighting | Downlight | Lithonia Lighting | True | Daylighting/Photocell, |  |  |  | Lithonia Lighting Wafer-thin new construction/remodel switchable LED recessed downlight has a fixture wattage of 14.1-Watts at 2700K, 13.4-Watts at 3000K, 13.9-Watts at 3500K, voltage ranging from 120-Volts AC and current rating of 0.12-Amp. The lamp outputs 1070/1150/1110-Lumen light with a color temperature of 2700/3000/3500K and 90 CRI. It has an efficacy of 75.9/85.8/79.9 LPW, average life of 50000 Hours and 0.98 power factor. The dimmable downlight in warm white/cool white/daylight color, has 6-Inch trim and die-cast aluminum outer frame construction and matte white finish for durability. The round downlight with dimming to 10% driver, is insulated/non-insulated, air-tight ceiling mountable. It is suitable for pulling wires with the 12-Cubic-Inch wiring compartment to accommodate up to (6) 14-Gauge insulated conductors. It is perfect for shallow ceiling plenums, no housing required, steel spring clip for easy installation. It is ideal for wet locations and for use in a breadth of outdoor residential, hospitality, commercial and multifamily applications. The downlight meets CSA, Energy Star, ASTM E283-2004, EMI/RFI FCC Title 47 CFR, Part 15, Class B, Class A Sound, NOM and Title 24 standards. Recessed Lithonia Lighting WF6LED27K30K35K90CRIMWM6 Dimmable IC/Non-IC 6-Inch Wafer-Thin New Construction/Remodel Switchable LED Recessed Down Light Round Matte White | 2700 | 90 | 1070 | 75.8865 | 50000 | 14.1 | 1 | 45 | 45 | 52.8767 | 2020Q3 | https://www.ew-ne.com/lighting-1600000000/lithonia-lighting-wf6led27k30k35k90crimwm6-dimmable-ic-non-ic-6-inch-wafer-thin-new-construction-remodel-switchable-led-recessed-down-light-round-matte-white-810787 | Electrical Wholesalers Inc | 2020 | Yes
LED Lighting | Downlight | Lithonia Lighting | True |  |  |  |  | Lithonia Lighting Wafer thin new construction/remodel switchable LED recessed downlight in matte white finish, has die-cast aluminum outer frame for added durability. The polycarbonate lens shade ensures uniform light distribution. The round downlight can accommodate LED lamp that delivers a light output of 1090/1190/1120-Lumens with 3000K/4000K/5000K color temperature and 90 CRI. It has a voltage rating of 120-Volts, current rating of 0.12-Amp and fixture wattage of 14-Watts. It features aperture of 4.9-inches. The recessed mountable light with 6-Inch trim, measures 6.7-Inch OD x 1.1-Inch. It features driver, which is dimmable to 10%. It is suitable for use in a breadth of outdoor residential, hospitality, commercial and multi-family applications. Downlight meets CSA, Energy Star, EMI/RFI FCC Title 47 CFR, Part 15, Class B, ASTM E283-2004, NOM and Class A sound standards. Recessed Lithonia Lighting WF6LED30K40K50K90CRIMWM6 Dimmable 6-Inch Wafer Thin New Construction/Remodel Switchable LED Recessed Down Light 120-Volt Round 90 CRI 3000K/4000K/5000K 1090/1190/1120-Lumens Matte White | 3000 | 90 | 1090 | 77.8571 |  | 14 | 1 | 34 | 34 | 39.9513 | 2020Q3 | https://www.ew-ne.com/lighting-1600000000/lithonia-lighting-wf6led30k40k50k90crimwm6-dimmable-6-inch-wafer-thin-new-construction-remodel-switchable-led-recessed-down-light-120-volt-round-90-cri-3000k-4000k-5000k-1090-1190-1120-lumens-matte-white-810784 | Electrical Wholesalers Inc | 2020 | Yes
LED Lighting | Downlight | MaxLite | True |  |  |  |  | MaxLite Universal/commercial LED recessed downlight has baffle trim of size 6-inches. The recessed/ceiling mount light can accommodate LED lamp that delivers a light output of 1353-Lumens with 4000K color temperature and 80 CRI. It has efficacy of 116 LPW. It has an average life of 50000 Hours. It has a voltage rating from 120 to 277-Volts AC and fixture wattage of 13-Watts. It features triac dimming driver. It measures 8.27-Inch OD x 3.82-Inch. It is equivalent to 18-Watt CFL lamp. It is suitable for hospitality, retail, office and other commercial lighting applications. It is ideal for damp locations. LED recessed downlight meets cETLus, Energy Star, FCC, RoHS standards. Ceiling/Recessed MaxLite RCF61340W Dimmable 6-Inch Universal Commercial LED Recessed Down Light 80 CRI 4000K 1353-Lumens Delivered | 4000 | 80 | 1353 | 104.0769 | 50000 | 13 | 1 | 50 | 50 | 58.7519 | 2020Q3 | https://www.ew-ne.com/lighting-1600000000/maxlite-rcf61340w-dimmable-6-inch-universal-commercial-led-recessed-down-light-80-cri-4000k-1353-lumens-delivered-787678 | Electrical Wholesalers Inc | 2020 | Yes
LED Lighting | Downlight | NSL | True |  |  |  |  | NSL 8-Inch thin-line downlight in warm white color, delivers 1032-Lumens of superior output with a color temperature of 3000K and CRI value of greater than 80 by making use of 60 lamps. It is power rated for 15-Watts and voltage rating of 100 - 120-Volt AC. The downlight comes with 277-Volt step-down transformer. The downlight can be easily attached to any ceiling material using two spring-loaded clips. It has a dimension of 8.78-Inch Dia x 0.5-Inch. This dimmable downlight is perfect for residential and commercial applications. Downlight is cETLus listed and Energy Star certified. Ceiling/Junction Box NSL LVLDL-08-WW-WH-R-L Dimmable Thin-Line LED Down Light 80 CRI 3000K 1032-Lumens White Gloss Enamel Trim White | 3000 | 80 | 1032 | 68.8 |  | 15 | 60 | 46.068 | 0.7678 | 0.90219 | 2020Q3 | https://www.ew-ne.com/lighting-1600000000/nsl-lvldl-08-ww-wh-r-l-dimmable-thin-line-led-down-light-80-cri-3000k-1032-lumens-white-gloss-enamel-trim-white-608850 | Electrical Wholesalers Inc | 2020 | No
LED Lighting | Downlight | Osram Sylvania | False |  | T4 Triple Tube | Triple U-Shaped | 4-Pin GX24q-4 | Osram Sylvania Dulux® T/E/IN Ecologic® 42-Watt T4 4-Pin GX24Q-4 Base amalgam compact fluorescent lamp offers 3104 - 3200 initial Lumens and 2670 - 2752 mean Lumens for bright and crisp light output. Lamp with electronic ballast, has voltage rating of 135-Volts and current rating of 0.32-Amp. It has color rendering index of 82 and color temperature rating of 3500K to ensure optimal light level in the surrounding. Lamp measures 6.5-Inch x 1.9-Inch. It comes with average life of 12000 hours. Lamp is ideal for garden/walkway lighting, recessed ceiling fixtures, task/downlights, wall sconces, dimming and electronic ballast. Lamp is RoHS compliant. Osram Sylvania 20871 T4 Triple U-Tube Amalgam Compact Fluorescent Lamp 42-Watt 4-Pin GX24q-4 Base 3104 - 3200-Lumens 82 CRI 3500K Rare Earth Tri-Phosphor Dulux® T/E/IN Ecologic® | 3500 | 82 | 3104 | 73.9048 | 12000 | 42 | 1 | 8.5 | 8.5 | 9.9878 | 2020Q3 | https://www.ew-ne.com/lighting-1600000000/osram-sylvania-20871-t4-triple-u-tube-amalgam-compact-fluorescent-lamp-42-watt-4-pin-gx24q-4-base-3104-3200-lumens-82-cri-3500k-rare-earth-tri-phosphor-dulux-reg-t-e-in-ecologic-reg-5736 | Electrical Wholesalers Inc | 2020 | No
LED Lighting | Downlight | Osram Sylvania | False |  | T4 Triple Tube | Triple U-Shaped | 4-Pin GX24q-2 | Osram Sylvania Dulux® T/E/IN Ecologic® 18-Watt T4 4-Pin GX24Q-2 Base amalgam compact fluorescent lamp offers 1164 - 1200 initial Lumens and 1001 - 1032 mean Lumens for bright and crisp light output. Lamp with electronic ballast, has voltage rating of 80-Volts and current rating of 0.21-Amp. It has color rendering index of 82 and color temperature rating of 3000K to ensure optimal light level in the surrounding. Lamp measures 4.4-Inch x 1.9-Inch. It comes with average life of 12000 hours. Lamp is ideal for garden/walkway lighting, recessed ceiling fixtures, task/downlights, wall sconces, dimming and electronic ballast. Lamp is RoHS compliant. Osram Sylvania 20876 T4 Triple U-Tube Amalgam Compact Fluorescent Lamp 18-Watt 4-Pin GX24q-2 Base 1164 - 1200-Lumens 82 CRI 3000K Rare Earth Tri-Phosphor Dulux® T/E/IN Ecologic® | 3000 | 82 | 1164 | 64.6667 | 12000 | 18 | 1 | 9.35 | 9.35 | 10.9866 | 2020Q3 | https://www.ew-ne.com/lighting-1600000000/osram-sylvania-20876-t4-triple-u-tube-amalgam-compact-fluorescent-lamp-18-watt-4-pin-gx24q-2-base-1164-1200-lumens-82-cri-3000k-rare-earth-tri-phosphor-dulux-reg-t-e-in-ecologic-reg-5754 | Electrical Wholesalers Inc | 2020 | No
LED Lighting | Downlight | Osram Sylvania | False |  | T4 Triple Tube | Triple U-Shaped | 4-Pin GX24q-3 | Osram Sylvania Dulux® T/E/IN Ecologic® 26-Watt T4 4-Pin GX24Q-3 Base amalgam compact fluorescent lamp offers 1746 - 1800 initial Lumens and 1501 - 1548 mean Lumens for bright and crisp light output. Lamp with electronic ballast, has voltage rating of 80-Volts and current rating of 0.3-Amp. It has color rendering index of 82 and color temperature rating of 3500K to ensure optimal light level in the surrounding. Lamp measures 5-Inch x 1.9-Inch. It comes with average life of 12000 hours. Lamp is ideal for garden/walkway lighting, recessed ceiling fixtures, task/downlights, wall sconces, dimming and electronic ballast. Lamp is RoHS compliant. Osram Sylvania 20881 T4 Triple U-Tube Amalgam Compact Fluorescent Lamp 26-Watt 4-Pin GX24q-3 Base 1746 - 1800-Lumens 82 CRI 3500K Rare Earth Tri-Phosphor Dulux® T/E/IN Ecologic® | 3500 | 82 | 1746 | 67.1538 | 12000 | 26 | 1 | 12.7 | 12.7 | 14.923 | 2020Q3 | https://www.ew-ne.com/lighting-1600000000/osram-sylvania-20881-t4-triple-u-tube-amalgam-compact-fluorescent-lamp-26-watt-4-pin-gx24q-3-base-1746-1800-lumens-82-cri-3500k-rare-earth-tri-phosphor-dulux-reg-t-e-in-ecologic-reg-5788 | Electrical Wholesalers Inc | 2020 | No
LED Lighting | Downlight | Osram Sylvania | False |  | T4 Triple Tube | Triple U-Shaped | 4-Pin GX24q-3 | Osram Sylvania Dulux® T/E/IN Ecologic® 32-Watt T4 4-Pin GX24Q-3 Base amalgam compact fluorescent lamp offers 2328 - 2400 initial Lumens and 2002 - 2064 mean Lumens for bright and crisp light output. Lamp with electronic ballast, has voltage rating of 100-Volts and current rating of 0.32-Amp. It has color rendering index of 82 and color temperature rating of 3500K to ensure optimal light level in the surrounding. Lamp measures 5.6-Inch x 1.9-Inch. It comes with average life of 12000 hours. Lamp is ideal for garden/walkway lighting, recessed ceiling fixtures, task/downlights, wall sconces, dimming and electronic ballast. Lamp is RoHS compliant. Osram Sylvania 20885 T4 Triple U-Tube Amalgam Compact Fluorescent Lamp 32-Watt 4-Pin GX24q-3 Base 2328 - 2400-Lumens 82 CRI 3500K Rare Earth Tri-Phosphor Dulux® T/E/IN Ecologic® | 3500 | 82 | 2328 | 72.75 | 12000 | 32 | 1 | 10.5 | 10.5 | 12.3379 | 2020Q3 | https://www.ew-ne.com/lighting-1600000000/osram-sylvania-20885-t4-triple-u-tube-amalgam-compact-fluorescent-lamp-32-watt-4-pin-gx24q-3-base-2328-2400-lumens-82-cri-3500k-rare-earth-tri-phosphor-dulux-reg-t-e-in-ecologic-reg-5821 | Electrical Wholesalers Inc | 2020 | No
LED Lighting | Downlight | Osram Sylvania | True |  |  |  |  | Osram Sylvania Ultra LED™ Collection Line voltage recessed downlight kit has E26 medium socket that can accommodate dimmable LED lamp for delivering a light output of 700-Lumens with 3000K color temperature and 82 CRI. It has an average life of 50000 Hours. It has a fixture power rating of 8-Watts and voltage rating from 120 to 277-Volts AC at 60-Hz. The round downlight has a trim of 5 or 6-inches. Downlight with phase cut dimming driver, measures 7.36-Inch Dia x 3.46-Inch and power factor of >0.9. It includes integrated white trim and metal conduit adaptor. It is suitable for indoor or outdoor locations. Recessed downlight kit meets RoHS, cETLus, Energy Star, EMI/RFI: FCC Title 47 CFR, Part 15, Class B, California Title 24 and Lead-Free standards. Recessed Osram Sylvania LED/RT/5/6/HO/700/830 Dimmable 5-Inch or 6-Inch Line Voltage Recessed Down Light Kit Round 120 - 277-Volt AC 82 CRI 3000K 700-Lumens White Trim Ultra LED™ | 3000 | 82 | 700 | 87.5 | 50000 | 8 | 1 | 68 | 68 | 79.9026 | 2020Q3 | https://www.ew-ne.com/lighting-1600000000/osram-sylvania-led-rt-5-6-ho-700-830-dimmable-5-inch-or-6-inch-line-voltage-recessed-down-light-kit-round-120-277-volt-ac-82-cri-3000k-700-lumens-white-trim-ultra-led-trade-616477 | Electrical Wholesalers Inc | 2020 | Yes
LED Lighting | Downlight | Osram Sylvania | True |  |  |  |  | Osram Sylvania Ultra LED™ Collection LED recessed downlight kit includes integrated white trim and metal conduit adaptor. The included downlight in round shape, has 5- or 6-Inch trim to cover wiring for clean and aesthetic appearance. This downlight kit has a fixture power rating of 13-Watts and voltage rating from 120 to 277-Volts AC at 60-Hz. Downlight with pin base CFL socket, has 13-Watt power rated LED lamp of 50000-Hour average life, to deliver 900-Lumen soft white light with 3500K color temperature and 81 CRI. The downlight kit measuring 7.36-Inch Dia x 3.46-Inch, is non-insulated ceiling mountable. The kit with Osram Sylvania LED/RT5/6/HO/900/835 Dimmable Non-IC 5-Inch or 6-Inch LED Recessed Down Light Kit 120 - 277-Volt AC Round 13-Watt 900-Lumens 3500K 81 CRI White Trim Ultra LED™ | 3500 | 81 | 900 | 69.2308 |  | 13 | 1 | 55 | 55 | 64.6271 | 2020Q3 | https://www.ew-ne.com/lighting-1600000000/osram-sylvania-led-rt5-6-ho-900-835-dimmable-non-ic-5-inch-or-6-inch-led-recessed-down-light-kit-120-277-volt-ac-round-13-watt-900-lumens-3500k-81-cri-white-trim-ultra-led-trade-612915 | Electrical Wholesalers Inc | 2020 | Yes
LED Lighting | Downlight | Osram Sylvania | True |  |  |  |  | SYLVANIA UltraLED RT is a universal input voltage 5 Inch, 6 Inch and 8 Inch compatible LED recessed downlight kit that creates high performing white light and is optimized for new construction and retrofit applications utilizing pin-based compact fluorescent lamps. Installation is done quickly and easily in most standard six-inch and eight-inch frames. The SYLVANIA UltraLED RT series is designed to seamlessly integrate with SYLVANIA field-installable, integrated emergency battery back-up drivers. Osram Sylvania LEDRT5/6R3A900UD935 Dimmable 5 or 6-Inch LED Recessed Light Module Round 12 -Watt 90 CRI 3500K 900-Lumens Ultra LED™ RT | 3500 | 90 | 900 | 75 |  | 12 | 1 | 61 | 61 | 71.6774 | 2020Q3 | https://www.ew-ne.com/lighting-1600000000/osram-sylvania-ledrt5-6r3a900ud935-dimmable-5-or-6-inch-led-recessed-light-module-round-12-watt-90-cri-3500k-900-lumens-ultra-led-trade-rt-929577 | Electrical Wholesalers Inc | 2020 | Yes
LED Lighting | Downlight | Osram Sylvania | True |  |  |  |  | SYLVANIA UltraLED RT is a universal input voltage 5 Inch, 6 Inch and 8 Inch compatible LED recessed downlight kit that creates high performing white light and is optimized for new construction and retrofit applications utilizing pin-based compact fluorescent lamps. Installation is done quickly and easily in most standard six-inch and eight-inch frames. The SYLVANIA UltraLED RT series is designed to seamlessly integrate with SYLVANIA field-installable, integrated emergency battery back-up drivers. Osram Sylvania LEDRT56R3A700ST935 Dimmable 5 or 6-Inch LED Recessed Light Module Round 9 -Watt 90 CRI 3500K 700-Lumens Ultra LED™ RT | 3500 | 90 | 700 | 77.7778 |  | 9 | 1 | 53 | 53 | 62.277 | 2020Q3 | https://www.ew-ne.com/lighting-1600000000/osram-sylvania-ledrt56r3a700st935-dimmable-5-or-6-inch-led-recessed-light-module-round-9-watt-90-cri-3500k-700-lumens-ultra-led-trade-rt-898654 | Electrical Wholesalers Inc | 2020 | Yes
LED Lighting | Downlight | Osram Sylvania | True |  |  |  |  | Osram Sylvania Ultra LED™ Selectable lumen LED retrofit down light has a voltage rating from 120 to 277-Volts and fixture wattage of 9 or 12-Watts. The round lamp has 5 or 6-Inch trim. The dimmable LED lamp delivers a light output of 700/900-Lumens with 4000K color temperature and >90 CRI. It has an average life of 50000 Hours. It uses 0 to 10-Volt driver for dimming functions. It has power factor of >0.9. LED retrofit down light meets cETLus Listed, Energy Star Certified, FCC, RoHS standards. Osram Sylvania RTSL56R1A700900UD940 Dimmable 5-Inch or 6-Inch Selectable Lumen LED Retrofit Down Light Round 120 - 277-Volt 9/12-Watt 4000K 700/900-Lumens Ultra LED™ | 4000 | 90 | 700 | 77.7778 | 50000 | 9 | 1 | 58 | 58 | 68.1522 | 2020Q3 | https://www.ew-ne.com/lighting-1600000000/osram-sylvania-rtsl56r1a700900ud940-dimmable-5-inch-or-6-inch-selectable-lumen-led-retrofit-down-light-round-120-277-volt-9-12-watt-4000k-700-900-lumens-ultra-led-trade-885298 | Electrical Wholesalers Inc | 2020 | Yes
LED Lighting | Decorative | Philips Lighting | True |  | PL-L Long | Twin Tube | 4-Pin 2G11 | Philips Lighting Energy advantage 29-Watt PL-L 4-Pin 2G11 base linear compact fluorescent lamp offers 2600-Lumens of bright light output. Lamp has current rating of 0.285-Amp. It has color rendering index of 82. Lamp with 3500K color temperature rating radiates white light to the surrounding. Dimmable lamp measures 571.6 mm x 39 mm Dia. It comes with average life of 20000 hours. Philips Lighting 209148 Dimmable PL-L Energy Advantage Linear Compact Fluorescent Lamp 29-Watt 4-Pin 2G11 Base 2600-Lumens 82 CRI 3500K | 3500 | 82 | 2600 | 89.6552 | 20000 | 29 | 1 | 21.1 | 21.1 | 24.7933 | 2020Q3 | https://www.ew-ne.com/lighting-1600000000/philips-lighting-209148-dimmable-pl-l-energy-advantage-linear-compact-fluorescent-lamp-29-watt-4-pin-2g11-base-2600-lumens-82-cri-3500k-425056 | Electrical Wholesalers Inc | 2020 | No
LED Lighting | Decorative | Philips Lighting | True |  | PL-L Long | Twin Tube | 4-Pin 2G11 | Philips Lighting Master 18-Watt PL-L 4-Pin 2G11 Base compact fluorescent lamp offers 1250-Lumens of bright light output. It has efficacy of 67 LPW. Lamp has current rating of 0.375-Amp. It has color rendering index of 82. Lamp with 3000K color temperature rating radiates warm white light to the surrounding. Dimmable lamp measures 226.6 mm x 39 mm Dia. It comes with average life of 15000 hours. Lamp is ideal for general illumination ceiling luminaries in retail, hospitality and office applications demanding higher lighting levels. Lamp meets ANSI standards. Philips Lighting 345009 Dimmable PL-L Compact Fluorescent Lamp 18-Watt 4-Pin 2G11 Base 1250-Lumens 82 CRI 3000K Master | 3000 | 82 | 1250 | 69.4444 | 15000 | 18 | 1 | 17.9 | 17.9 | 21.0332 | 2020Q3 | https://www.ew-ne.com/lighting-1600000000/philips-lighting-345009-dimmable-pl-l-compact-fluorescent-lamp-18-watt-4-pin-2g11-base-1250-lumens-82-cri-3000k-master-31085 | Electrical Wholesalers Inc | 2020 | Yes
LED Lighting | Decorative | Philips Lighting | True |  | PL-L Long | Twin Tube | 4-Pin 2G11 | Philips Lighting Master 24-Watt PL-L 4-Pin 2G11 Base compact fluorescent lamp offers 1800-Lumens of bright light output. It has efficacy of 75 LPW. Lamp has current rating of 0.345-Amp. It has color rendering index of 82. Lamp with 3000K color temperature rating radiates warm white light to the surrounding. Dimmable lamp measures 321.6 mm x 39 mm Dia. It comes with average life of 15000 hours. Lamp is ideal for general illumination ceiling luminaries in retail, hospitality and office applications demanding higher lighting levels. Lamp meets ANSI standards. Philips Lighting 345058 Dimmable PL-L Compact Fluorescent Lamp 24-Watt 4-Pin 2G11 Base 1800-Lumens 82 CRI 3000K Master | 3000 | 82 | 1800 | 75 | 15000 | 24 | 1 | 26 | 26 | 30.551 | 2020Q3 | https://www.ew-ne.com/lighting-1600000000/philips-lighting-345058-dimmable-pl-l-compact-fluorescent-lamp-24-watt-4-pin-2g11-base-1800-lumens-82-cri-3000k-master-27269 | Electrical Wholesalers Inc | 2020 | No
LED Lighting | Decorative | Philips Lighting | True |  | PL-L Long | Twin Tube | 4-Pin 2G11 | Philips Lighting 36-Watt PL-L 4-Pin 2G11 Base linear compact fluorescent lamp offers 2900-Lumens of bright light output. It has efficacy of 80 LPW. Lamp has voltage rating of 106-Volts and current rating of 0.435-Amp. It has color rendering index of 82. Lamp with 4100K color temperature rating radiates cool white light to the surrounding. It measures 416.6 mm x 39 mm Dia. Dimmable lamp in silicon finish, comes with average life of 15000 hours. Philips Lighting 345132 Dimmable PL-L Linear Compact Fluorescent Lamp 36-Watt 4-Pin 2G11 Base 2900-Lumens 82 CRI 4100K | 4100 | 82 | 2900 | 80.5556 | 15000 | 36 | 1 | 20.4 | 20.4 | 23.9708 | 2020Q3 | https://www.ew-ne.com/lighting-1600000000/philips-lighting-345132-dimmable-pl-l-linear-compact-fluorescent-lamp-36-watt-4-pin-2g11-base-2900-lumens-82-cri-4100k-31088 | Electrical Wholesalers Inc | 2020 | No
LED Lighting | Decorative | Philips Lighting | True |  | PL-L Long | Twin Tube | 4-Pin 2G11 | Philips Lighting 36-Watt PL-L 4-Pin 2G11 Base linear compact fluorescent lamp offers 2900-Lumens of bright light output. It has efficacy of 80 LPW. Lamp has voltage rating of 106-Volts and current rating of 0.435-Amp. It has color rendering index of 82. Lamp with 3500K color temperature rating radiates white light to the surrounding. Dimmable lamp in silicon finish, measures 416.6 mm x 39 mm Dia. It comes with average life of 15000 hours. Philips Lighting 349423 Dimmable PL-L Linear Compact Fluorescent Lamp 36-Watt 4-Pin 2G11 Base 2900-Lumens 82 CRI 3500K | 3500 | 82 | 2900 | 80.5556 | 15000 | 36 | 1 | 18.5 | 18.5 | 21.7382 | 2020Q3 | https://www.ew-ne.com/lighting-1600000000/philips-lighting-349423-dimmable-pl-l-linear-compact-fluorescent-lamp-36-watt-4-pin-2g11-base-2900-lumens-82-cri-3500k-31097 | Electrical Wholesalers Inc | 2020 | No
LED Lighting | Decorative | Philips Lighting | True |  | PL-L Long | Twin Tube | 4-Pin 2G11 | Philips Lighting 18-Watt PL-L 4-Pin 2G11 Base linear compact fluorescent lamp offers 1200-Lumens of bright light output. It has efficacy of 67 LPW. Lamp has voltage rating of 58-Volts and current rating of 0.375-Amp. It has color rendering index of 82. Lamp with 3500K color temperature rating radiates white light to the surrounding. It measures 226.6 mm x 39 mm Dia. Dimmable lamp in silicon finish, comes with average life of 15000 hours. Philips Lighting 359323 Dimmable PL-L Linear Compact Fluorescent Lamp 18-Watt 4-Pin 2G11 Base 1200-Lumens 82 CRI 3500K | 3500 | 82 | 1200 | 66.6667 | 15000 | 18 | 1 | 19.8 | 19.8 | 23.2658 | 2020Q3 | https://www.ew-ne.com/lighting-1600000000/philips-lighting-359323-dimmable-pl-l-linear-compact-fluorescent-lamp-18-watt-4-pin-2g11-base-1200-lumens-82-cri-3500k-27270 | Electrical Wholesalers Inc | 2020 | Yes
LED Lighting | Decorative | Philips Lighting | True |  | PL-L Long | Twin Tube | 4-Pin 2G11 | Philips Lighting 24-Watt PL-L 4-Pin 2G11 Base linear compact fluorescent lamp offers 1800-Lumens of bright light output. It has efficacy of 75 LPW. Lamp has voltage rating of 87-Volts and current rating of 0.345-Amp. It has color rendering index of 82. Lamp with 3500K color temperature rating radiates white light to the surrounding. Dimmable lamp in silicon finish, measures 321.6 mm x 39 mm Dia. It comes with average life of 15000 hours. Philips Lighting 359331 Dimmable PL-L Linear Compact Fluorescent Lamp 24-Watt 4-Pin 2G11 Base 1800-Lumens 82 CRI 3500K | 3500 | 82 | 1800 | 75 | 15000 | 24 | 1 | 20.2 | 20.2 | 23.7358 | 2020Q3 | https://www.ew-ne.com/lighting-1600000000/philips-lighting-359331-dimmable-pl-l-linear-compact-fluorescent-lamp-24-watt-4-pin-2g11-base-1800-lumens-82-cri-3500k-31123 | Electrical Wholesalers Inc | 2020 | No
LED Lighting | A-Type | TCP | True |  | General Purpose Replacement | A19 | E26 (Medium) | Wet Location Rated HomeLamps, Bulbs, BallastsBulbs - LEDLED - TraditionalLamps - A-Type TCP LED10A19DOD50KW LED 10W A TCP LED10A19DOD50KW TCP LED10A19DOD50KW | 5000 | 84 | 850 | 89.4737 | 25000 | 9.5 | 1 | 6.94 | 6.94 | 8.1548 | 2020Q2 | https://www.platt.com/platt-electric-supply/LED-Traditional-Lamps-A-Type/TCP/LED10A19DOD50KW/product.aspx?zpid=282254 | Platt | 2020 | Yes
LED Lighting | A-Type | TCP | True |  | General Purpose Replacement | A19 | GU24 | Damp Location Rated HomeLamps, Bulbs, BallastsBulbs - LEDLED - TraditionalLamps - A-Type Dimmable LED Omni-Directional A-Lamp, 10W, 120V, Bulb: A-Type (A19), Base: GU24 (Twist-lock), Lumens: 825, CRI: 82, Color Temperature: 3000K, Rated Average Life: 25,000 Hrs. 60W Equivalent. Smooth Uniform Dimming. TCP LED10A19GUDOD30K 10 W LED A19 GU24 | 3000 | 82 | 850 | 89.4737 | 25000 | 9.5 | 1 | 4.63 | 4.63 | 5.4404 | 2020Q2 | https://www.platt.com/platt-electric-supply/LED-Traditional-Lamps-A-Type/TCP/LED10A19GUDOD30K/product.aspx?zpid=139814 | Platt | 2020 | Yes
LED Lighting | A-Type | TCP | True |  | General Purpose Replacement | A19 | GU24 | Damp Location Rated HomeLamps, Bulbs, BallastsBulbs - LEDLED - TraditionalLamps - A-Type TCP LED10A19GUDOD41K GU24 10W OMNI DIMMABLE A-LAMP 4100K GU24 BASE TCP LED10A19GUDOD41K TCP LED10A19GUDOD41K | 4000 | 84 | 850 | 89.4737 | 25000 | 9.5 | 1 | 4.63 | 4.63 | 5.4404 | 2020Q2 | https://www.platt.com/platt-electric-supply/LED-Traditional-Lamps-A-Type/TCP/LED10A19GUDOD41K/product.aspx?zpid=96244 | Platt | 2020 | Yes
LED Lighting | A-Type | Bulbrite | True |  | General Purpose Replacement | A19 | E26 (Medium) | Wet Location Rated Wet Location Rated Home / Light Bulbs / LED / LED A-Line / Bulbrite - 776802 - LED4A19/22K/FIL-NOS/3 Nostalgic Filament Style; Suitable for Enclosed Fixtures; Wet Location Rated; Antique Finish for Authentic Vintage Feel 4.5W A19 LED Lamp - Universal - 400 Lumens - Warm White (2200K) - 80 CRI - 15000 hrs. - E26 (Medium) - 120 to 130V - Antique / Amber Bulbrite - 776802 - LED4A19/22K/FIL-NOS/3 | 2200 | 82 | 400 | 88.8889 | 15000 | 4.5 | 1 | 9.99 | 9.99 | 11.7386 | 2020Q3 | https://shop.regencylighting.com/lamps/led/a-line/led4a19-22k-fil-nos-3-776802.html | Regency Lighting | 2020 | Yes
LED Lighting | Reflector | Philips Lighting | True |  | MR16 | Sealed Beam | 2-Pin GU5.3 | Philips Lighting 6.5-Watt MR16 GU5.3 LED Lamp offers 410-Lumens of light output. It has color rendering index of 80. Lamp with 2200 - 2700K color temperature rating radiates warm white light to the surrounding. It has voltage rating of 12-Volts at 50 - 60-Hz and current rating of 800-Milli-Amps. Lamp in warm white color, has efficacy of 63.08 LPW and comes with average life of 25000 hours. This lamp has overall length of 50 mm. It emits or distributes light at beam angle of 25-degree. It is perfect for accent lighting. Philips Lighting 454538 Dimmable MR16 Medium Distribution LED Lamp 6.5-Watt 2-Pin GU5.3 Base 410-Lumens 80 CRI 2200 - 2700K Warm White | 2200 | 80 | 410 | 63.0769 | 25000 | 6.5 | 1 | 16.7 | 16.7 | 19.6231 | 2020Q3 | https://www.ew-ne.com/lighting-1600000000/philips-lighting-454538-dimmable-mr16-medium-distribution-led-lamp-6-5-watt-2-pin-gu5-3-base-410-lumens-80-cri-2200-2700k-warm-white-366952 | Electrical Wholesalers Inc | 2020 | Yes
LED Lighting | Reflector | Philips Lighting | True |  | MR16 | Sealed Beam | 2-Pin GU5.3 | Philips Lighting 6.5-Watt MR16 GU5.3 LED Lamp offers 410-Lumens of light output. It has color rendering index of 80. Lamp with 2200 - 2700K color temperature rating radiates warm white light to the surrounding. It has voltage rating of 12-Volts at 50 - 60-Hz and current rating of 800-Milli-Amps. Lamp in warm white color, has efficacy of 63.08 LPW and comes with average life of 25000 hours. This lamp has overall length of 50 mm. It emits or distributes light at beam angle of 35-degree. It is perfect for accent lighting. Philips Lighting 454546 Dimmable MR16 Medium Distribution LED Lamp 6.5-Watt 2-Pin GU5.3 Base 410-Lumens 80 CRI 2200 - 2700K Warm White | 2200 | 80 | 410 | 63.0769 | 25000 | 6.5 | 1 | 20.5 | 20.5 | 24.0883 | 2020Q3 | https://www.ew-ne.com/lighting-1600000000/philips-lighting-454546-dimmable-mr16-medium-distribution-led-lamp-6-5-watt-2-pin-gu5-3-base-410-lumens-80-cri-2200-2700k-warm-white-375179 | Electrical Wholesalers Inc | 2020 | Yes
LED Lighting | A-Type | Bulbrite | True |  | General Purpose Replacement | A19 | E26 (Medium) | Wet Location Rated Wet Location Rated Home / Light Bulbs / LED / Bulbrite - 776802 - LED4A19/22K/FIL-NOS/3 Nostalgic Filament Style; Suitable for Enclosed Fixtures; Wet Location Rated; Antique Finish for Authentic Vintage Feel 4.5W A19 LED Lamp - Universal - 400 Lumens - Warm White (2200K) - 80 CRI - 15000 hrs. - E26 (Medium) - 120 to 130V - Antique / Amber Bulbrite - 776802 - LED4A19/22K/FIL-NOS/3 | 2200 | 82 | 400 | 88.8889 | 15000 | 4.5 | 1 | 9.99 | 9.99 | 11.7386 | 2020Q3 | https://shop.regencylighting.com/lamps/led/led4a19-22k-fil-nos-3-776802.html | Regency Lighting | 2020 | Yes
LED Lighting | Decorative | Philips Lighting | False |  | PL-L Long | Twin Tube | 2G11 | Philips Lighting InstantFit 16.5-Watt PL-L 2G11 LED Lamp offers 1900-Lumens of light output. It has color rendering index of 82 and color temperature rating of 3000K to ensure optimal light level in the surrounding. It has voltage rating of 120 - 277-Volts at 50 - 60-Hz. This 570.6-mm lamp comes with average life of 40000 hours. It emits or distributes light at beam angle of 160-degree. It is perfect for industrial application. Lamp is CE marked. Philips Lighting 456632 PL-L InstantFit LED Lamp 16.5-Watt 2G11 Base 1900-Lumens 82 CRI 3000K | 3000 | 82 | 1900 | 115.1515 | 40000 | 16.5 | 1 | 30 | 30 | 35.2512 | 2020Q3 | https://www.ew-ne.com/lighting-1600000000/philips-lighting-456632-pl-l-instantfit-led-lamp-16-5-watt-2g11-base-1900-lumens-82-cri-3000k-392641 | Electrical Wholesalers Inc | 2020 | No
LED Lighting | Downlight | Philips Lighting | True |  | R20 | Sealed Beam | E26 Medium | Philips Lighting Lightweight 6-Watt R20 E26 single contact medium screw base LED reflector lamp in frosted color, offers 450-Lumens of light output. This dimmable lamp has voltage rating of 120-Volts and current rating of 65-Milli-Amps. It has color rendering index of 80. This lamp with 2200-2700 K color temperature rating radiates warm white light to the surrounding. It emits or distributes light at beam angle of 90-degree. This lamp measures 101 mm x 65 mm. It has average life of 25000 hours. This lamp is suitable for accent and downlighting. Lamp is Energy Star rated. Philips Lighting 456979 Dimmable R20 Lightweight LED Reflector Lamp 6-Watt E26 Single Contact Medium Screw Base 450-Lumens 80 CRI 2200 - 2700K Warm White | 2200 | 80 | 450 | 75 | 25000 | 6 | 6 | 8.95 | 1.4917 | 1.7528 | 2020Q3 | https://www.ew-ne.com/lighting-1600000000/philips-lighting-456979-dimmable-r20-lightweight-led-reflector-lamp-6-watt-e26-single-contact-medium-screw-base-450-lumens-80-cri-2200-2700k-warm-white-406986 | Electrical Wholesalers Inc | 2020 | No
LED Lighting | Reflector | Philips Lighting | True |  | BR40 | Sealed Beam | E26 Medium | Philips Lighting 8.8-Watt BR40 E26 Single contact medium screw LED lamp offers 800-Lumens of light output. It has color rendering index of 90. Lamp with 2200 - 2700K color temperature rating radiates warm white light to the surrounding. It has voltage rating of 120-Volts at 60-Hz and current rating of 95-Milli-Amps. Lamp in frosted finish, has efficacy of 90 LPW and comes with average life of 15000 hours. This lamp has overall length of 160 mm. It emits or distributes light at beam angle of 90-degree. It is perfect for accent lighting. Philips Lighting 457010 Dimmable BR40 LED Lamp 8.8-Watt E26 Medium Base 800-Lumens 90 CRI 2200 - 2700K Warm White | 2200 | 90 | 800 | 90.9091 | 15000 | 8.8 | 1 | 10.5 | 10.5 | 12.3379 | 2020Q3 | https://www.ew-ne.com/lighting-1600000000/philips-lighting-457010-dimmable-br40-led-lamp-8-8-watt-e26-medium-base-800-lumens-90-cri-2200-2700k-warm-white-406984 | Electrical Wholesalers Inc | 2020 | Yes
LED Lighting | Reflector | Philips Lighting | True |  | BR30 | Sealed Beam | E26 Medium | Philips Lighting 9-Watt BR30 E26 Single contact medium screw LED lamp offers 650-Lumens of light output. It has color rendering index of 80. Lamp with 2200 - 2700K color temperature rating radiates soft white light to the surrounding. It has voltage rating of 120-Volts at 60-Hz and current rating of 92-Milli-Amps. Lamp in frosted finish, has efficacy of 73 LPW and comes with average life of 25000 hours. This lamp has overall length of 132 mm. It emits or distributes light at beam angle of 90-degree. It is perfect for accent lighting. Philips Lighting 457044 Dimmable BR30 LED Lamp 9-Watt E26 Medium Base 650-Lumens 80 CRI 2200 - 2700K Soft White | 2200 | 80 | 650 | 72.2222 | 25000 | 9 | 1 | 8.35 | 8.35 | 9.8116 | 2020Q3 | https://www.ew-ne.com/lighting-1600000000/philips-lighting-457044-dimmable-br30-led-lamp-9-watt-e26-medium-base-650-lumens-80-cri-2200-2700k-soft-white-406987 | Electrical Wholesalers Inc | 2020 | Yes
LED Lighting | Decorative | Philips Lighting | True |  | BA12 Candle | Candle | E26 Medium | Philips Lighting 4.5-Watt BA12 E26 Single contact medium screw base decorative LED lamp in clear color, offers 330-Lumens of light output. This dimmable lamp has voltage rating of 120-Volts and current rating of 45-Milli-Amps. It has color rendering index of 80. This lamp with 2200-2700 K color temperature rating radiates warm white light to the surrounding. It measures 4.8-Inch x 1.5-Inch. This lamp has average life of 25000 hours. It has temperature range of -4 to 113 deg F. This lamp is suitable for wall scone, chandelier, retail, office and hospitality space application. Philips Lighting 458182 Dimmable BA12 Decorative LED Lamp 4.5-Watt E26 Single Contact Medium Screw Base 330-Lumens 80 CRI 2200 - 2700K Warm White | 2200 | 80 | 330 | 73.3333 | 25000 | 4.5 | 10 | 8.15 | 0.815 | 0.95766 | 2020Q3 | https://www.ew-ne.com/lighting-1600000000/philips-lighting-458182-dimmable-ba12-decorative-led-lamp-4-5-watt-e26-single-contact-medium-screw-base-330-lumens-80-cri-2200-2700k-warm-white-431392 | Electrical Wholesalers Inc | 2020 | Yes
LED Lighting | Decorative | Philips Lighting | True |  | B12 Candle | Bulged | E26 Medium | Philips Lighting Decorative 7-Watt B12 Candle E26 Single contact medium screw LED lamp offers 500-Lumens of light output. It has color rendering index of 80. Lamp with 2200 - 2700K color temperature rating radiates warm white light to the surrounding. It has voltage rating of 120-Volts at 60-Hz and current rating of 65-Milli-Amps. Lamp in clear color, has average life of 25000 hours. This lamp has overall length of 110 mm. Philips Lighting 458661 Dimmable B12 Candle Decorative LED Lamp 7-Watt E26 Medium Base 500-Lumens 80 CRI 2200 - 2700K Warm White | 2200 | 80 | 500 | 71.4286 | 25000 | 7 | 1 | 9.3 | 9.3 | 10.9279 | 2020Q3 | https://www.ew-ne.com/lighting-1600000000/philips-lighting-458661-dimmable-b12-candle-decorative-led-lamp-7-watt-e26-medium-base-500-lumens-80-cri-2200-2700k-warm-white-427670 | Electrical Wholesalers Inc | 2020 | Yes
LED Lighting | A-Type | Maxlite | True |  | A19/21 | E26 (Medium) | E26 (Medium) | Home / Light Bulbs / LED / LED A-Line / Maxlite - 76543 - V4.5A19DLED22 Saves More than 90 Percent on Energy 4.5W A19 LED Lamp - Universal - 400 Lumens - Warm White (2200K) - 80 CRI - 15000 Hours - E26 (Medium) - 120 to 130V Maxlite - 76543 - V4.5A19DLED22 | 2200 | 80 | 400 | 88.8889 | 15000 | 4.5 | 50 | 543 | 10.86 | 12.7609 | 2020Q3 | https://shop.regencylighting.com/lamps/led/a-line/v4-5a19dled22-mxt.html | Regency Lighting | 2020 | Yes
LED Lighting | Reflector | Philips Lighting | True |  | PAR20 | Sealed Beam | E26 Medium | Philips Lighting 6-Watt PAR20 E26 1-Contact Medium screw base LED lamp offers 480-Lumens of light output. This lamp has voltage rating of 120-Volts and current rating of 55-Milli-Amps. It has color rendering index of 80 and efficacy of 80 LPW. This lamp with 2700K color temperature rating radiates warm white light to the surrounding. It uniformly emits or distributes light at beam angle of 25-degree. This dimmable lamp in clear color, features polycarbonate housing. It measures 82.6 mm x 63.2 mm Dia. Lamp has average life of 25000 hours for ensuring optimal lighting performance. It is perfect for use in track/recessed luminaires and accent/general lighting in retail and hospitality applications. Philips Lighting 463646 Dimmable PAR20 LED Lamp 6-Watt E26 Single Contact Medium Screw Base 480-Lumens 80 CRI 2700K Warm White | 2700 | 80 | 480 | 80 | 25000 | 6 | 6 | 20.9 | 3.4833 | 4.0931 | 2020Q3 | https://www.ew-ne.com/lighting-1600000000/philips-lighting-463646-dimmable-par20-led-lamp-6-watt-e26-single-contact-medium-screw-base-480-lumens-80-cri-2700k-warm-white-555448 | Electrical Wholesalers Inc | 2020 | Yes
LED Lighting | A-Type | Maxlite | True |  | A19/21 | E26 (Medium) | E26 (Medium) | Home / Light Bulbs / LED / Maxlite - 76543 - V4.5A19DLED22 Saves More than 90 Percent on Energy 4.5W A19 LED Lamp - Universal - 400 Lumens - Warm White (2200K) - 80 CRI - 15000 Hours - E26 (Medium) - 120 to 130V Maxlite - 76543 - V4.5A19DLED22 | 2200 | 80 | 400 | 88.8889 | 15000 | 4.5 | 50 | 543 | 10.86 | 12.7609 | 2020Q3 | https://shop.regencylighting.com/lamps/led/v4-5a19dled22-mxt.html | Regency Lighting | 2020 | Yes
LED Lighting | Reflector | Philips Lighting | True |  | PAR38 | Sealed Beam | E26 Medium | Philips Lighting 16-Watt E26 medium screw-in base LED lamp offers initial light output of 1200 Lumens. This PAR38 sealed beam shape lamp has current rating of 143-Milli-Amps and voltage rating of 120-Volt AC at 50/60-Hz. It has color rendering index of 80. This lamp with 3000K color temperature rating radiates white light to the surrounding. It emits or distributes light at beam angle of 25-degree. This dimmable lamp features glass construction. It has a dimension of 135 mm x 125 mm. This lamp has efficacy of 75 LPW. It has case temperature range of 70 deg C. This lamp is suitable for enclosed fixtures, track luminaires, accent lighting used in retail, hospitality, office and residential spaces. It has average life of 25000 hours. Lamp is Energy Star qualified. Philips Lighting 467704 Dimmable PAR38 LED Lamp E26 Medium Base 1200-Lumens Initial 80 CRI 3000K White | 3000 | 80 | 1200 | 75 | 25000 | 16 | 1 | 23.1 | 23.1 | 27.1434 | 2020Q3 | https://www.ew-ne.com/lighting-1600000000/philips-lighting-467704-dimmable-par38-led-lamp-e26-medium-base-1200-lumens-initial-80-cri-3000k-white-573175 | Electrical Wholesalers Inc | 2020 | Yes
LED Lighting | Reflector | Philips Lighting | True |  | PAR38 | Sealed Beam | E26 Single Contact Medium Screw | Philips Lighting ExpertColor AirFlux technology single optic LED lamp features screw-in/single contact E26 medium screw lamp base. This 17-Watt, PAR38 lamp outputs 1300-Lumens of bright and crisp light. It has an average life of 40000 Hours and 25-Degree beam angle. It has a current rating of 170-Milli-Amps. The dimmable lamp in clear finish, produces cool white light with 4000K color temperature and 95 CRI. The 120-Volt AC lamp replaces 100-Watt incandescent/halogen lamp. This sealed-beam lamp is suitable for damp locations and accent lighting. The LED lamp meets cULus, cCSAus, RoHS and Energy Star standards. Philips Lighting 470872 Dimmable PAR38 AirFlux Technology Single Optic LED Lamp 1300-Lumens 4000K 95 CRI Cool White ExpertColor | 4000 | 95 | 1300 | 76.4706 | 40000 | 17 | 1 | 29 | 29 | 34.0761 | 2020Q3 | https://www.ew-ne.com/lighting-1600000000/philips-lighting-470872-dimmable-par38-airflux-technology-single-optic-led-lamp-1300-lumens-4000k-95-cri-cool-white-expertcolor-629687 | Electrical Wholesalers Inc | 2020 | Yes
LED Lighting | Reflector | Philips Lighting | True |  | PAR30 Short Neck | Sealed Beam | E26 Single Contact Medium Screw | Philips Lighting ExpertColor Single optic LED lamp features screw-in/single contact E26 medium screw lamp base. This 12-Watt, PAR30S lamp outputs 850-Lumens of bright and crisp light. It has an average life of 40000 Hours and 40-Degree beam angle. It has a current rating of 120-Milli-Amps. The dimmable lamp in clear finish, produces warm white light with 2700K color temperature and 95 CRI. The 120-Volt AC LED lamp replaces 75-Watt halogen lamp. This sealed-beam lamp is suitable for damp locations and accent lighting. The LED lamp meets cULus, cCSAus, RoHS and Energy Star standards. Philips Lighting 470914 Dimmable PAR30S Single Optic LED Lamp 850-Lumens 2700K 95 CRI Warm White ExpertColor | 2700 | 95 | 850 | 70.8333 | 40000 | 12 | 1 | 29 | 29 | 34.0761 | 2020Q3 | https://www.ew-ne.com/lighting-1600000000/philips-lighting-470914-dimmable-par30s-single-optic-led-lamp-850-lumens-2700k-95-cri-warm-white-expertcolor-655187 | Electrical Wholesalers Inc | 2020 | Yes
LED Lighting | Reflector | Philips Lighting | True |  | PAR30 Long Neck | Sealed Beam | E26 Medium | Philips Lighting LED lamp features E26 single contact medium screw base. The 12-Watt lamp outputs 850-Lumen of light with 2700K color temperature and 95 CRI for high visibility. It exhibits an average life of 40000 Hours and 25-Degree beam angle. This lamp has a voltage rating of 120-Volts AC. It has a current rating of 120-Milli-Amps. It is suitable for accent lighting and for use in damp location. The seamed beam lamp produces warm white colored light. It replaces 75-Watt lamps. Philips Lighting 470954 Dimmable PAR30L LED Lamp 850-Lumens 2700K 95 CRI Warm White | 2700 | 95 | 850 | 70.8333 | 40000 | 12 | 1 | 27 | 27 | 31.726 | 2020Q3 | https://www.ew-ne.com/lighting-1600000000/philips-lighting-470954-dimmable-par30l-led-lamp-850-lumens-2700k-95-cri-warm-white-641985 | Electrical Wholesalers Inc | 2020 | Yes
LED Lighting | Reflector | Philips Lighting | True |  | PAR30 Long Neck | Sealed Beam | E26 Single Contact Medium Screw | Philips Lighting ExpertColor Single optic LED lamp features screw-in/single contact E26 medium screw lamp base. This 12-Watt, PAR30L lamp outputs 850-Lumens of bright and crisp light. It has an average life of 40000 Hours and 40-Degree beam angle. It has a current rating of 120-Milli-Amps. The dimmable lamp in clear finish, produces warm white light with 2700K color temperature and 95 CRI. The 120-Volt AC lamp replaces 75-Watt incandescent/halogen lamp. This sealed-beam lamp is suitable for damp locations and accent lighting. The LED lamp meets cULus, cCSAus, RoHS and Energy Star standards. Philips Lighting 470962 Dimmable PAR30L Single Optic LED Lamp 850-Lumens 2700K 95 CRI Warm White ExpertColor | 2700 | 95 | 850 | 70.8333 | 40000 | 12 | 1 | 27 | 27 | 31.726 | 2020Q3 | https://www.ew-ne.com/lighting-1600000000/philips-lighting-470962-dimmable-par30l-single-optic-led-lamp-850-lumens-2700k-95-cri-warm-white-expertcolor-682759 | Electrical Wholesalers Inc | 2020 | Yes
LED Lighting | Reflector | Philips Lighting | True |  | PAR30 Short Neck | Sealed Beam | E26 Single Contact Medium Screw | Philips Lighting LED lamp features E26 single contact medium screw base. The 12-Watt, PAR30S lamp outputs 880-Lumen of bright light with 3000K color temperature and 90 CRI for high visibility. It exhibits an average life of 25000 Hours and 25-Degree beam angle. It has a current rating of 120-Milli-Amps. This lamp has a voltage rating of 120-Volts AC. The seamed beam lamp in white finish, produces warm white colored light. It replaces 75-Watt lamps and is suitable for accent lighting and damp locations. The lamp is FCC Part 18 compliant. Philips Lighting 471078 Dimmable PAR30S LED Lamp 880-Lumens 3000K 90 CRI Warm White | 3000 | 90 | 880 | 73.3333 | 25000 | 12 | 1 | 38 | 38 | 44.6515 | 2020Q3 | https://www.ew-ne.com/lighting-1600000000/philips-lighting-471078-dimmable-par30s-led-lamp-880-lumens-3000k-90-cri-warm-white-682761 | Electrical Wholesalers Inc | 2020 | Yes
LED Lighting | Reflector | Philips Lighting | True |  | PAR30 Short Neck | Sealed Beam | E26 Medium | Philips Lighting ExpertColor 12-Watt E26 medium screw-in base LED lamp offers initial light output of 880 Lumens. This PAR30S sealed beam shape lamp has current rating of 120-Milli-Amps and voltage rating of 120-Volt AC at 60-Hz. It has color rendering index of 90 offers consistent colors. This lamp with 3000K color temperature rating radiates white light to the surrounding. It emits or distributes light at beam angle of 40-degree. This dimmable lamp has a dimension of 93.1 mm x 94.8 mm. It has case temperature rating of 90 deg C. This lamp is suitable for accent lighting. It has average life of 25000 hours. Lamp is cULus listed, cCSAus Certified, RoHS compliant and Energy Star qualified. Philips Lighting 471086 Dimmable PAR30S LED Lamp E26 Medium Base 880-Lumens Initial 90 CRI 3000K White ExpertColor | 3000 | 90 | 880 | 73.3333 | 25000 | 12 | 1 | 28 | 28 | 32.9011 | 2020Q3 | https://www.ew-ne.com/lighting-1600000000/philips-lighting-471086-dimmable-par30s-led-lamp-e26-medium-base-880-lumens-initial-90-cri-3000k-white-expertcolor-626674 | Electrical Wholesalers Inc | 2020 | Yes
LED Lighting | Reflector | Philips Lighting | False |  | PAR20 | Sealed Beam | E26 Medium | Philips Lighting LED lamp features screw-in E26 medium lamp base. This 7-Watt, PAR20 lamp outputs 500-Lumens of bright and crisp light. It has an average life of 25000 Hours and 25-Degree beam angle. It has a current rating of 70-Milli-Amps. The sealed-beam lamp in clear finish, produces warm white colored light with 3000K color temperature and 80 CRI. The 120-Volt AC lamp replaces 50-Watt halogen lamp. It is suitable for accent lighting. The LED lamp is UL listed. Philips Lighting 471110 PAR20 LED Lamp 500-Lumens 3000K 80 CRI Warm White | 3000 | 80 | 500 | 71.4286 | 25000 | 7 | 1 | 15.4 | 15.4 | 18.0956 | 2020Q3 | https://www.ew-ne.com/lighting-1600000000/philips-lighting-471110-par20-led-lamp-500-lumens-3000k-80-cri-warm-white-657511 | Electrical Wholesalers Inc | 2020 | Yes
LED Lighting | Reflector | Philips Lighting | False |  | PAR20 | Sealed Beam | E26 Medium | Philips Lighting LED lamp features screw-in E26 medium lamp base. This 7-Watt, PAR20 lamp outputs 500-Lumens of bright and crisp light. It has an average life of 25000 Hours and 40-Degree beam angle. It has a current rating of 70-Milli-Amps. The sealed-beam lamp produces warm white colored light with 3000K color temperature and 80 CRI. The 120-Volt AC lamp replaces 50-Watt halogen lamp. This lamp is suitable for accent lighting. The LED lamp is UL listed. Philips Lighting 471144 PAR20 LED Lamp 500-Lumens 3000K 80 CRI Warm White | 3000 | 80 | 500 | 71.4286 | 25000 | 7 | 1 | 13.9 | 13.9 | 16.333 | 2020Q3 | https://www.ew-ne.com/lighting-1600000000/philips-lighting-471144-par20-led-lamp-500-lumens-3000k-80-cri-warm-white-657499 | Electrical Wholesalers Inc | 2020 | Yes
LED Lighting | Reflector | Philips Lighting | True |  | PAR20 | Sealed Beam | E26 Single Contact Medium | Philips Lighting Single optic LED lamp features E26 single contact medium lamp base. This PAR20 lamp outputs a cool white light of 500-Lumens (initial). This dimmable sealed beam lamp with an average life of 25000 Hours, has a power rating of 7-Watts, current rating of 70-Milli-Amps and voltage rating of 120-Volts AC at 60-Hz. It has an incandescent equivalent wattage of 50-Watts. The lamp has a CRI of 80, power factor of 0.8 and color temperature of 4000K. It has a flood beam angle of 40-Degrees. It measures 85.5 mm x 63 mm Dia. Lamp in clear finish, is suitable for accent lighting applications and damp locations. Lamp is Energy Star rated. Philips Lighting 471151 Dimmable PAR20 Single Optic LED Lamp E26 Single Contact Medium 7-Watt 500-Lumens Initial 80 CRI Cool White | 4000 | 80 | 500 | 71.4286 | 25000 | 7 | 1 | 18.9 | 18.9 | 22.2082 | 2020Q3 | https://www.ew-ne.com/lighting-1600000000/philips-lighting-471151-dimmable-par20-single-optic-led-lamp-e26-single-contact-medium-7-watt-500-lumens-initial-80-cri-cool-white-720439 | Electrical Wholesalers Inc | 2020 | Yes
LED Lighting | Reflector | Philips Lighting | True |  | MR16 | Sealed Beam | 2-Pin GU10 | Philips Lighting Classic design LED lamp features GU10 bi-pin twist lock base connection. This 4.5-Watt, MR16 lamp outputs 380-Lumens of light. It features an average life of 25000 Hours and 35-Degree spot beam angle. It has a current rating of 40-Milli-Amps. The 120-Volt AC lamp produces warm white colored light with 2200 to 2700K color temperature and 80 CRI. It is suitable for accent lighting. The LED lamp is RoHS compliant. Philips Lighting 471565 Dimmable MR16 Classic Design LED Lamp 380-Lumens 2200 - 2700K 80 CRI Warm White | 2200 | 80 | 380 | 84.4444 | 25000 | 4.5 | 1 | 12.7 | 12.7 | 14.923 | 2020Q3 | https://www.ew-ne.com/lighting-1600000000/philips-lighting-471565-dimmable-mr16-classic-design-led-lamp-380-lumens-2200-2700k-80-cri-warm-white-693472 | Electrical Wholesalers Inc | 2020 | Yes
LED Lighting | Decorative | Philips Lighting | True |  | BA11 | Candle | E12 Candelabra | Philips Lighting LED decorative lamp in clear finish, has glass construction for added durability. The BA11 candle lamp with E12 candelabra screw base, has a voltage rating of 120-Volts and current rating of 40-Milli-Amps. The 4.5-Watt lamp delivers warm white light output of 300-Lumens initial with 2700K color temperature and 80 CRI. It has an average life of 15000 Hours. The dimmable lamp has an efficacy of 66 LPW and power factor of 0.7. It measures 35-mm x 90-mm. It is suitable for accent lighting. It is perfect for wet locations. Philips Lighting 478693 Dimmable BA11 LED Decorative Lamp E12 Candelabra Base 4.5-Watt 300-Lumens 80 CRI 2700K Warm White | 2700 | 80 | 300 | 66.6667 | 15000 | 4.5 | 1 | 4.75 | 4.75 | 5.5814 | 2020Q3 | https://www.ew-ne.com/lighting-1600000000/philips-lighting-478693-dimmable-ba11-led-decorative-lamp-e12-candelabra-base-4-5-watt-300-lumens-80-cri-2700k-warm-white-788738 | Electrical Wholesalers Inc | 2020 | Yes
LED Lighting | Reflector | Philips Lighting | True |  | MR16 | Sealed Beam | 2-Pin GU5.3 | Philips Lighting LED lamp features bi-pin GU5.3 lamp base. This 6.5-Watt, sealed beam MR16 lamp outputs 485-Lumen (initial) warm white light. It has an average life of 25000 Hours and covers an 35-Degree flood beam angle. The 46-mm lamp produces light with 2700K color temperature and 91 CRI. It has a voltage rating of 12-Volts AC, current rating of 700-Milli-Amps and a power factor of 0.9. It is equivalent to 42-Watt halogen lamp and has an efficacy of 74 LPW. This instant start lamp is suitable for accent and ambient lighting in retail and hospitality spaces. Philips Lighting 479162 Dimmable MR16 LED Lamp 2-Pin GU5.3 6.5-Watt 485-Lumens 91 CRI 2700K Warm White | 2700 | 91 | 485 | 74.6154 | 25000 | 6.5 | 1 | 23.1 | 23.1 | 27.1434 | 2020Q3 | https://www.ew-ne.com/lighting-1600000000/philips-lighting-479162-dimmable-mr16-led-lamp-2-pin-gu5-3-6-5-watt-485-lumens-91-cri-2700k-warm-white-808650 | Electrical Wholesalers Inc | 2020 | Yes
LED Lighting | A-Type | Maxlite | True |  | A19/21 | E26 (Medium) | E26 (Medium) | Home / Light Bulbs / LED / LED A-Line / Maxlite - 76543 - V4.5A19DLED22 Saves More than 90 Percent on Energy 4.5W A19 LED Lamp - Universal - 400 Lumens - Warm White (2200K) - 80 CRI - 15000 Hours - E26 (Medium) - 120 to 130V Maxlite - 76543 - V4.5A19DLED22 | 2200 | 80 | 400 | 88.8889 | 15000 | 4.5 | 50 | 521 | 10.42 | 12.2439 | 2020Q2 | https://shop.regencylighting.com/lamps/led/a-line/v4-5a19dled22-mxt.html | Regency Lighting | 2020 | Yes
LED Lighting | A-Type | Maxlite | True |  | A19/21 | E26 (Medium) | E26 (Medium) | Home / Light Bulbs / LED / Maxlite - 76543 - V4.5A19DLED22 Saves More than 90 Percent on Energy 4.5W A19 LED Lamp - Universal - 400 Lumens - Warm White (2200K) - 80 CRI - 15000 Hours - E26 (Medium) - 120 to 130V Maxlite - 76543 - V4.5A19DLED22 | 2200 | 80 | 400 | 88.8889 | 15000 | 4.5 | 50 | 521 | 10.42 | 12.2439 | 2020Q2 | https://shop.regencylighting.com/lamps/led/v4-5a19dled22-mxt.html | Regency Lighting | 2020 | Yes
LED Lighting | A-Type | Brand Green Creative | True | Daylighting/Photocell, | General Purpose Replacement | A19 | GU24 | Damp Location Rated,Use With Timers,Use With Photo and/or Motion Sensors,Recessed Fixtures Damp Location Rated,Use With Timers,Use With Photo and/or Motion Sensors,Recessed Fixtures Green Creative¿ 9 Watt A-19 LED Bulb GU24 Base 120V 2,700 Kelvin Enclosed Dimmable ENERGY STAR¿ Mfg #9A19DIM/827/GU24 Green Creative® 9 Watt A-19 LED Bulb - GU24 - 120V - 2,700K - Enclosed - Dim | 2700 | 82 | 800 | 88.8889 | 25000 | 9 | 1 | 16.79 | 16.79 | 19.7289 | 2020Q3 | https://hdsupplysolutions.com/p/led-00-75-10-35/green-creative-9-watt-a-19-led-bulb-gu24-120v-2-700k-enclosed-dim-p133628 | HD Supply | 2020 | Yes
LED Lighting | A-Type | Brand Sylvania | True | Daylighting/Photocell, | General Purpose Replacement | A19 | E26 (Medium) | Damp Location Rated,Use With Timers,Use With Photo and/or Motion Sensors,Recessed Fixtures Damp Location Rated,Use With Timers,Use With Photo and/or Motion Sensors,Recessed Fixtures Sylvania® A-19 LED Bulb Medium Base 9 Watt 2,700 Kelvin 15,000 Average Hour Life 800 Lumens 120 Volt 80 CRI Dimmable 40° Beam Spread Approved For Totally Enclosed Fixtures Mfg #LED9A19DIMO827UB Sylvania® A-19 LED Bulb, 9 Watt, 120 Volt, 2,700K, Medium Base, Package Of 6 | 2700 | 83 | 800 | 88.8889 | 25000 | 9 | 6 | 31.74 | 5.29 | 6.216 | 2020Q3 | https://hdsupplysolutions.com/p/led-00-75-10-35/sylvania-a-19-led-bulb-9-watt-120-volt-2-700k-medium-base-package-of-6-p112798 | HD Supply | 2020 | Yes
LED Lighting | Reflector | Philips Lighting | True |  | PAR38 | Sealed Beam | E26 Single Contact Medium Screw | Philips Lighting CorePro Single optic LED lamp in clear finish, has glass construction for added durability. The PAR38 sealed beam lamp with E26 single contact medium screw base, has a voltage rating of 120-Volts and current rating of 120-Milli-Amps. The 14-Watt lamp delivers white light output of 1200-Lumens initial with 3000K color temperature and 80 CRI. It has an average life of 25000 Hours. The 25-Degree beam angle provides even light distribution. The dimmable lamp has an efficacy of 85 LPW and power factor of 0.9. It measures 122-mm x 134-mm. It is suitable for accent lighting. Lamp is Energy Star Certified. Philips Lighting 529529 Dimmable PAR38 Single Optic LED Lamp E26 Single Contact Medium Screw Base 14-Watt 1200-Lumens 80 CRI 3000K White CorePro | 3000 | 80 | 1200 | 85.7143 | 25000 | 14 | 1 | 16.2 | 16.2 | 19.0356 | 2020Q3 | https://www.ew-ne.com/lighting-1600000000/philips-lighting-529529-dimmable-par38-single-optic-led-lamp-e26-single-contact-medium-screw-base-14-watt-1200-lumens-80-cri-3000k-white-corepro-805360 | Electrical Wholesalers Inc | 2020 | Yes
LED Lighting | Reflector | Philips Lighting | True |  | PAR38 | Sealed Beam | E26 Single Contact Medium Screw | Philips Lighting AirFlux technology single optic LED lamp features E26 single contact medium screw-in base and PAR38 sealed beam shape. It has a power rating of 14-Watts, current rating of 120-Milli-Amps and voltage rating of 120-Volts AC at 50 to 60-Hz. This dimmable LED lamp with an average life of 25000 Hours, delivers a white light output of 1200-Lumens (initial). It has a color temperature of 3000K and 80 CRI. The lamp has a flood beam angle of 40-Degrees and center beam candle power of 2500 cd. It has halogen equivalent wattage of 120-Watts. The clear lamp has glass construction for added durability. It measures 134-mm x 122-mm Dia. It is suitable for accent lighting. It is ideal for wet location. LED lamp meets UL, FCC Part 18, ICES-005, Energy Star, cULus and cCSAus standards. Philips Lighting 529594 Dimmable PAR38 AirFlux Technology Single Optic LED Lamp E26 Single Contact Medium Screw Base 14-Watt 1200-Lumens 80 CRI 3000K White | 3000 | 80 | 1200 | 85.7143 | 25000 | 14 | 1 | 16.2 | 16.2 | 19.0356 | 2020Q3 | https://www.ew-ne.com/lighting-1600000000/philips-lighting-529594-dimmable-par38-airflux-technology-single-optic-led-lamp-e26-single-contact-medium-screw-base-14-watt-1200-lumens-80-cri-3000k-white-802704 | Electrical Wholesalers Inc | 2020 | Yes
LED Lighting | Reflector | Philips Lighting | True |  | PAR38 | Sealed Beam | E26 Single Contact Medium Screw | Philips Lighting Single optic LED lamp features screw-in E26 single contact medium screw lamp base. This 14-Watt, sealed beam PAR38 lamp outputs 1200-Lumen (initial) cool white light. It has an average life of 25000 Hours and covers an 40-Degree flood beam angle. The 134-mm lamp in clear finish, produces light with 4000K color temperature and 80 CRI. It has a voltage rating of 120-Volts AC, current rating of 120-Milli-Ampss. It is equivalent to 120-Watt halogen lamp and has an efficacy of 85 LPW. The dimmable lamp features glass construction. It is suitable for accent lighting and wet locations. The LED lamp meets cULus, cCSAus, RoHS and Energy Star standards. Philips Lighting 529602 Dimmable PAR38 Single Optic LED Lamp E26 Single Contact Medium Screw 14-Watt 1200-Lumens 80 CRI 4000K Cool White | 4000 | 80 | 1200 | 85.7143 | 25000 | 14 | 1 | 22 | 22 | 25.8509 | 2020Q3 | https://www.ew-ne.com/lighting-1600000000/philips-lighting-529602-dimmable-par38-single-optic-led-lamp-e26-single-contact-medium-screw-14-watt-1200-lumens-80-cri-4000k-cool-white-802907 | Electrical Wholesalers Inc | 2020 | Yes
LED Lighting | Reflector | Philips Lighting | True |  | PAR38 | Sealed Beam | E26 Single Contact Medium Screw | Philips Lighting AirFlux technology single optic LED lamp features E26 single contact medium screw-in base and PAR38 sealed beam shape. It has a power rating of 12-Watts, current rating of 112-Milli-Amps and voltage rating of 120-Volts AC at 50 to 60-Hz. This dimmable LED lamp with an average life of 25000 Hours, delivers a warm white light output of 850-Lumens (initial). It has a color temperature of 2700K and 80 CRI. The lamp has a flood beam angle of 40-Degrees and center beam candle power of 1800 cd. It has halogen equivalent wattage of 90-Watts. The clear lamp has glass construction for added durability. It measures 134-mm x 122-mm Dia. It is suitable for accent lighting. It is ideal for wet location. LED lamp meets UL, FCC Part 18, ICES-005, Energy Star, cULus and cCSAus standards. Philips Lighting 529669 Dimmable PAR38 AirFlux Technology Single Optic LED Lamp E26 Single Contact Medium Screw Base 12-Watt 850-Lumens 80 CRI 2700K Warm White | 2700 | 80 | 850 | 70.8333 | 25000 | 12 | 1 | 21.3 | 21.3 | 25.0283 | 2020Q3 | https://www.ew-ne.com/lighting-1600000000/philips-lighting-529669-dimmable-par38-airflux-technology-single-optic-led-lamp-e26-single-contact-medium-screw-base-12-watt-850-lumens-80-cri-2700k-warm-white-785360 | Electrical Wholesalers Inc | 2020 | Yes
LED Lighting | Reflector | Philips Lighting | True |  | PAR38 | Sealed Beam | E26 Single Contact Medium | Philips Lighting AirFlux technology single optic LED lamp features E26 single contact medium lamp base. This PAR38 lamp outputs a white light of 900-Lumens (initial). This dimmable sealed beam lamp with an average life of 25000 Hours, has a power rating of 12-Watts, current rating of 112-Milli-Amps and voltage rating of 120-Volts AC at 50/60-Hz. It has an equivalent wattage of 90-Watts. The lamp has a CRI of 80, power factor of 0.8 and color temperature of 3000K. It has a flood beam angle of 40-Degrees. It measures 134 mm x 122 mm Dia. It is suitable for accent lighting applications and damp locations. Lamp is UL listed. Philips Lighting 529677 Dimmable PAR38 AirFlux Technology Single Optic LED Lamp E26 Single Contact Medium 12-Watt 900-Lumens Initial 80 CRI White | 3000 | 80 | 900 | 75 | 25000 | 12 | 1 | 17.3 | 17.3 | 20.3282 | 2020Q3 | https://www.ew-ne.com/lighting-1600000000/philips-lighting-529677-dimmable-par38-airflux-technology-single-optic-led-lamp-e26-single-contact-medium-12-watt-900-lumens-initial-80-cri-white-788712 | Electrical Wholesalers Inc | 2020 | Yes
LED Lighting | Reflector | Philips Lighting | True |  | PAR30 Long Neck | Sealed Beam | E26 Single Contact Medium Screw | Philips Lighting Single optic LED lamp features E26 single contact medium screw-in base and PAR30 long neck sealed beam shape. It has a power rating of 10-Watts, current rating of 86-Milli-Amps and voltage rating of 120-Volts AC at 50 to 60-Hz. This dimmable LED lamp with an average life of 25000 Hours, delivers a white light output of 850-Lumens (initial). It has a color temperature of 3000K and 80 CRI. The lamp has a flood beam angle of 40-Degrees and center beam candle power of 1600 cd. It has halogen equivalent wattage of 75-Watts. The clear lamp has glass construction for added durability. It measures 118-mm x 94-mm Dia. It is suitable for accent lighting. It is ideal for wet location. LED lamp meets UL, FCC Part 18, ICES-005, Energy Star, cULus and cCSAus standards. Philips Lighting 529743 Dimmable PAR30 Long Neck Single Optic LED Lamp E26 Single Contact Medium Screw Base 10-Watt 850-Lumens 80 CRI 3000K White | 3000 | 80 | 850 | 85 | 25000 | 10 | 1 | 14.5 | 14.5 | 17.0381 | 2020Q3 | https://www.ew-ne.com/lighting-1600000000/philips-lighting-529743-dimmable-par30-long-neck-single-optic-led-lamp-e26-single-contact-medium-screw-base-10-watt-850-lumens-80-cri-3000k-white-798002 | Electrical Wholesalers Inc | 2020 | Yes
LED Lighting | Reflector | Philips Lighting | True |  | PAR30 Short Neck | Sealed Beam | E26 Single Contact Medium Screw | Philips Lighting Single optic LED lamp features E26 single contact medium screw-in base and PAR30 short neck sealed beam shape. It has a power rating of 10-Watts, current rating of 86-Milli-Amps and voltage rating of 120-Volts AC at 50 to 60-Hz. This dimmable LED lamp with an average life of 25000 Hours, delivers a white light output of 850-Lumens (initial). It has a color temperature of 3000K and 80 CRI. The lamp has a flood beam angle of 25-Degrees and center beam candle power of 3300 cd. It has halogen equivalent wattage of 75-Watts. The clear lamp has glass construction for added durability. It measures 93-mm x 94-mm Dia. It is suitable for accent lighting. It is ideal for wet location. LED lamp meets UL, FCC Part 18, ICES-005, Energy Star, cULus and cCSAus standards. Philips Lighting 529776 Dimmable PAR30 Short Neck Single Optic LED Lamp E26 Single Contact Medium Screw Base 10-Watt 850-Lumens 80 CRI 3000K White 25-Degree Flood | 3000 | 80 | 850 | 85 | 25000 | 10 | 1 | 14.5 | 14.5 | 17.0381 | 2020Q3 | https://www.ew-ne.com/lighting-1600000000/philips-lighting-529776-dimmable-par30-short-neck-single-optic-led-lamp-e26-single-contact-medium-screw-base-10-watt-850-lumens-80-cri-3000k-white-25-degree-flood-808074 | Electrical Wholesalers Inc | 2020 | Yes
LED Lighting | Reflector | Philips Lighting | True |  | PAR30 Short Neck | Sealed Beam | E26 Single Contact Medium Screw | Philips Lighting Single optic LED lamp features E26 single contact medium screw-in base and PAR30 short neck sealed beam shape. It has a power rating of 10-Watts, current rating of 86-Milli-Amps and voltage rating of 120-Volts AC at 50 to 60-Hz. This dimmable LED lamp with an average life of 25000 Hours, delivers a white light output of 850-Lumens (initial). It has a color temperature of 3000K and 80 CRI. The lamp has a flood beam angle of 40-Degrees and center beam candle power of 1600 cd. It has halogen equivalent wattage of 75-Watts. The clear lamp has glass construction for added durability. It measures 93-mm x 94-mm Dia. It is suitable for accent lighting. It is ideal for wet location. LED lamp meets UL, FCC Part 18, ICES-005, Energy Star, cULus and cCSAus standards. Philips Lighting 529800 Dimmable PAR30 Short Neck Single Optic LED Lamp E26 Single Contact Medium Screw Base 10-Watt 850-Lumens 80 CRI 3000K White 40-Degree Flood | 3000 | 80 | 850 | 85 | 25000 | 10 | 1 | 19.7 | 19.7 | 23.1483 | 2020Q3 | https://www.ew-ne.com/lighting-1600000000/philips-lighting-529800-dimmable-par30-short-neck-single-optic-led-lamp-e26-single-contact-medium-screw-base-10-watt-850-lumens-80-cri-3000k-white-40-degree-flood-783539 | Electrical Wholesalers Inc | 2020 | Yes
LED Lighting | Reflector | Philips Lighting | True |  | PAR30 Short Neck | Sealed Beam | E26 Single Contact Medium Screw | Philips Lighting Single optic LED lamp features E26 single contact medium screw-in base and PAR30 short neck sealed beam shape. It has a power rating of 10-Watts, current rating of 86-Milli-Amps and voltage rating of 120-Volts AC at 50 to 60-Hz. This dimmable LED lamp with an average life of 25000 Hours, delivers a cool white light output of 850-Lumens (initial). It has a color temperature of 4000K and 80 CRI. The lamp has a flood beam angle of 40-Degrees and center beam candle power of 1600 cd. It has halogen equivalent wattage of 75-Watts. The clear lamp has glass construction for added durability. It measures 93-mm x 94-mm Dia. It is suitable for accent lighting. It is ideal for wet location. LED lamp meets FCC Part 18, ICES-005, Energy Star, cULus and cCSAus standards. Philips Lighting 529818 Dimmable PAR30 Short Neck Single Optic LED Lamp E26 Single Contact Medium Screw Base 10-Watt 850-Lumens 80 CRI 4000K Cool White | 4000 | 80 | 850 | 85 | 25000 | 10 | 1 | 14.5 | 14.5 | 17.0381 | 2020Q3 | https://www.ew-ne.com/lighting-1600000000/philips-lighting-529818-dimmable-par30-short-neck-single-optic-led-lamp-e26-single-contact-medium-screw-base-10-watt-850-lumens-80-cri-4000k-cool-white-783677 | Electrical Wholesalers Inc | 2020 | Yes
LED Lighting | Decorative | Philips Lighting | False |  | PL-L Long | Twin Tube | 4-Pin 2G11 | Philips Lighting MasterClass® InstantFit Linear LED lamp features 4-pin 2G11 base and PL-L long twin tube shape. It has a power rating of 16.5-Watts, current rating from 200 to 400-Milli-Amps and voltage rating from 70 to 110-Volts AC at 40000 to 160000-Hz. This LED lamp with an average life of 50000 Hours, delivers a neutral white light output of 2200-Lumens (initial). It has a color temperature of 3500K and 82 CRI. It has fluorescent equivalent wattage of 40-Watts. The opaque lamp has a beam angle of 160-Degrees. It measures 40.6-mm x 570.6-mm. It withstands a temperature ranging from -20 to 45 deg C (ambient). LED lamp meets UL, DLC and RoHS standards. Philips Lighting 532903 PL-L Long InstantFit Linear LED Lamp 4-Pin 2G11 Base 16.5-Watt 2200-Lumens 82 CRI 3500K Neutral White MasterClass® | 3500 | 82 | 2200 | 133.3333 | 50000 | 16.5 | 1 | 24.3 | 24.3 | 28.5534 | 2020Q3 | https://www.ew-ne.com/lighting-1600000000/philips-lighting-532903-pl-l-long-instantfit-linear-led-lamp-4-pin-2g11-base-16-5-watt-2200-lumens-82-cri-3500k-neutral-white-masterclass-reg-791556 | Electrical Wholesalers Inc | 2020 | No
LED Lighting | Decorative | Philips Lighting | False |  | PL | Twin Tube | 4-Pin 2G11 | Philips Lighting MasterClass® InstantFit LED lamp in frosted finish, features 4-Pin 2G11 base and PL twin tube shape. This 16.5-Watt lamp outputs 2300-Lumen (initial) cool white light. It has an average life of 50000 Hours. The 570.6-mm instant start lamp produces light with 4000K color temperature and 82 CRI. It has a voltage rating from 70 to 110-Volts and current rating from 200 to 400-Milli-Amps. This lamp has a beam angle of 160-Degrees. It is suitable for applications with frequent ON/OFF switching cycles and buildings that desire to be mercury free. InstantFit LED lamp meets UL and RoHS standards. Philips Lighting 532911 PL InstantFit LED Lamp 4-Pin 2G11 Base 16.5-Watt 2300-Lumens 4000K 82 CRI Cool White MasterClass® | 4000 | 82 | 2300 | 139.3939 | 50000 | 16.5 | 1 | 24.3 | 24.3 | 28.5534 | 2020Q3 | https://www.ew-ne.com/lighting-1600000000/philips-lighting-532911-pl-instantfit-led-lamp-4-pin-2g11-base-16-5-watt-2300-lumens-4000k-82-cri-cool-white-masterclass-reg-784153 | Electrical Wholesalers Inc | 2020 | No
LED Lighting | Reflector | Philips Lighting | True |  | MR16 | Sealed Beam | GU5.3 | Philips Lighting CorePro single optic LED lamp in clear finish, features MR16 sealed beam shape and GU5.3 base. It has a voltage rating of 12-Volts AC and current rating of 830-Milli-Amps. The 7.3-Watt lamp delivers soft white light output of 515-Lumens initial with 3000K color temperature and 80 CRI. It has an average life of 25000 Hours. The 25-Degree beam angle provides even light distribution. The dimmable lamp has an efficacy of 70 LPW and power factor of 0.7. It measures 50.5-mm x 46.5-mm. Lamp is Energy Star Certified. Philips Lighting 533125 Dimmable MR16 Single Optic LED Lamp GU5.3 Base 7.3-Watt 515-Lumens 80 CRI 3000K Soft White CorePro | 3000 | 80 | 515 | 70.5479 | 25000 | 7.3 | 1 | 16.3 | 16.3 | 19.1531 | 2020Q3 | https://www.ew-ne.com/lighting-1600000000/philips-lighting-533125-dimmable-mr16-single-optic-led-lamp-gu5-3-base-7-3-watt-515-lumens-80-cri-3000k-soft-white-corepro-817063 | Electrical Wholesalers Inc | 2020 | Yes
LED Lighting | Reflector | Philips Lighting | True |  | MR16 | Sealed Beam | 2-Pin GU5.3 | Philips Lighting LED lamp features 2-pin GU5.3 base and MR16 sealed beam shape. It has a power rating of 7.3-Watts, current rating of 830-Milli-Amps and voltage rating of 12-Volts AC. This dimmable LED lamp with an average life of 25000 Hours, delivers a warm white light output of 515-Lumens (initial). It has a color temperature of 2700K and 80 CRI. The clear lamp has a beam angle of 35-Degrees and center beam candle power of 1350 cd. It has halogen equivalent wattage of 50-Watts. This lamp measures 46.5-mm x 50.5-mm Dia. It is suitable for accent lighting. It is ideal for track and open recessed fixtures in retail, hospitality and residential spaces. LED lamp is Energy Star certified. Philips Lighting 533141 Dimmable MR16 LED Lamp 2-Pin GU5.3 Base 7.3-Watt 515-Lumens 80 CRI 2700K Warm White | 2700 | 80 | 515 | 70.5479 | 25000 | 7.3 | 1 | 22.1 | 22.1 | 25.9684 | 2020Q3 | https://www.ew-ne.com/lighting-1600000000/philips-lighting-533141-dimmable-mr16-led-lamp-2-pin-gu5-3-base-7-3-watt-515-lumens-80-cri-2700k-warm-white-797220 | Electrical Wholesalers Inc | 2020 | Yes
LED Lighting | Reflector | Philips Lighting | True |  | MR16 | Sealed Beam | 2-Pin GU5.3 | Philips Lighting LED Lamp features bi-pin GU5.3 lamp base. This 7.3-Watt,sealed beam MR16 lamp outputs 515-Lumen (initial) white light. It has an average life of 25000 Hours and covers an 35-Degree beam angle. The 46.5-mm lamp in clear finish, produces light with 3000K color temperature and 80 CRI. It has a voltage rating of 12-Volts AC, current rating of 830-Milli-Amps and a power factor of 0.9. The replacement lamp has an efficacy of 70 LPW. It is equivalent to 50-Watt incandescent lamp. It is suitable for track and open recessed fixtures in retail, hospitality and residential spaces. It is perfect for damp locations. The LED lamp is Energy Star qualified. Philips Lighting 533158 Dimmable MR16 LED Lamp 2-Pin GU5.3 7.3-Watt 515-Lumens 80 CRI 3000K White | 3000 | 80 | 515 | 70.5479 | 25000 | 7.3 | 1 | 17.9 | 17.9 | 21.0332 | 2020Q3 | https://www.ew-ne.com/lighting-1600000000/philips-lighting-533158-dimmable-mr16-led-lamp-2-pin-gu5-3-7-3-watt-515-lumens-80-cri-3000k-white-820144 | Electrical Wholesalers Inc | 2020 | Yes
LED Lighting | A-Type | Green Creative | False | Daylighting/Photocell, | General Purpose Replacement | A19 | E26 (Medium) | Damp Location Rated,Use With Timers,Use With Photo and/or Motion Sensors,Recessed Fixtures Damp Location Rated,Use With Timers,Use With Photo and/or Motion Sensors,Recessed Fixtures Home / Light Bulbs / LED / Green Creative - 58037 - 9A19/827/277V Universal Voltage; Suitable for Totally Enclosed Fixtures 9W A19 LED Lamp - Universal - 800 Lumens - Warm White (2700K) - 82 CRI - 25000 Hours - E26 (Medium) - 120 to 277V (Universal) Green Creative - 58037 - 9A19/827/277V | 2700 | 83 | 800 | 88.8889 | 25000 | 9 | 1 | 2.73 | 2.73 | 3.2079 | 2020Q3 | https://shop.regencylighting.com/lamps/led/9a19-827-277v-grc.html | Regency Lighting | 2020 | Yes
LED Lighting | A-Type | Green Creative | True | Daylighting/Photocell, | General Purpose Replacement | A19 | E26 (Medium) | Damp Location Rated,Use With Timers,Use With Photo and/or Motion Sensors,Recessed Fixtures Damp Location Rated,Use With Timers,Use With Photo and/or Motion Sensors,Recessed Fixtures Home / Light Bulbs / LED / Green Creative - 97780 - 9A19DIM/827 Suitable for Damp Locations; Not For Use in Totally Enclosed Fixtures 9W A19 LED Lamp - Universal - 800 Lumens - Warm White (2700K) - 82 CRI - 25000 Hours - E26 (Medium) - 120 to 130V - Frost Green Creative - 97780 - 9A19DIM/827 | 2700 | 83 | 800 | 88.8889 | 25000 | 9 | 1 | 2.73 | 2.73 | 3.2079 | 2020Q3 | https://shop.regencylighting.com/lamps/led/9a19dim-827-grc.html | Regency Lighting | 2020 | Yes
LED Lighting | A-Type | Green Creative | True | Daylighting/Photocell, | General Purpose Replacement | A19 | GU24 | Damp Location Rated,Use With Timers,Use With Photo and/or Motion Sensors,Recessed Fixtures Damp Location Rated,Use With Timers,Use With Photo and/or Motion Sensors,Recessed Fixtures Home / Light Bulbs / LED / Green Creative - 57831 - 9A19DIM/827/GU24 Replaced 13 Watt CFL; Energy Star Certified; Not for Use in Totally Enclosed Fixtures; Damp Location Rated 9W A19 LED Lamp - Universal - 800 Lumens - Warm White (2700K) - 80 CRI - 25000 Hours - GU24 (Bi-Pin / Twist & Lock) - 120 to 130V - Frost Green Creative - 57831 - 9A19DIM/827/GU24 | 2700 | 82 | 800 | 88.8889 | 25000 | 9 | 1 | 5.46 | 5.46 | 6.4157 | 2020Q3 | https://shop.regencylighting.com/lamps/led/9a19dim-827-gu24-grc.html | Regency Lighting | 2020 | Yes
LED Lighting | Decorative | Philips Lighting | True |  | B11 | Candle | E12 Candelabra | Philips Lighting MasterClass® Decorative filament LED lamp in clear finish, has glass construction for added durability. The B11 candle lamp with E12 Candelabra screw-in base, has a voltage rating of 120-Volts and current rating of 60-Milli-Amps. The 5.5-Watt lamp delivers warm glow light output of 500-Lumens with 2700 to 2200K color temperature and 90 CRI. It has an average life of 15000 Hours. The lamp has power factor of 0.75 and efficacy of 90 LPW. It measures 100-mm x 35-mm. Filament LED lamp meets Title 20 standards. Philips Lighting 549337 Dimmable B11 Decorative Filament LED Lamp E12 Candelabra Base 5.5-Watt 500-Lumens 90 CRI 2700 - 2200K Warm Glow MasterClass® | 2700 | 90 | 500 | 90.9091 | 15000 | 5.5 | 1 | 6.4 | 6.4 | 7.5202 | 2020Q3 | https://www.ew-ne.com/lighting-1600000000/philips-lighting-549337-dimmable-b11-decorative-filament-led-lamp-e12-candelabra-base-5-5-watt-500-lumens-90-cri-2700-2200k-warm-glow-masterclass-reg-886507 | Electrical Wholesalers Inc | 2020 | Yes
LED Lighting | Decorative | Philips Lighting | True |  | B11 | Bulged | E26 Single Contact Medium Screw | Philips Lighting MasterClass® Decorative LED lamp features E26 single contact medium Screw screw-in base and B11 bulged shape. This 5.5-Watt clear LED lamp delivers a warm glow light output of 500-Lumens with 2700 - 2200K color temperature and 90 CRI. It has an average life of 15000 Hours. Dimmable LED lamp has a voltage rating of 120-Volts and current rating of 60-Milli-Amps. It has glass construction for durability. It has a power factor of 0.75. Lamp withstands a temperature rating from 60 deg C and measures 35 mm Dia x 92-mm. It is suitable for wet locations. Mercury free LED lamp meets T20, Energy Star standards. Philips Lighting 549345 Dimmable B11 Decorative LED Lamp E26 Single Contact Medium Screw Base 5.5-Watt 500-Lumens 90 CRI 2700 - 2200K Warm Glow MasterClass® | 2700 | 90 | 500 | 90.9091 | 15000 | 5.5 | 1 | 8.65 | 8.65 | 10.1641 | 2020Q3 | https://www.ew-ne.com/lighting-1600000000/philips-lighting-549345-dimmable-b11-decorative-led-lamp-e26-single-contact-medium-screw-base-5-5-watt-500-lumens-90-cri-2700-2200k-warm-glow-masterclass-reg-880604 | Electrical Wholesalers Inc | 2020 | Yes
LED Lighting | Decorative | Philips Lighting | True |  | G25 | Sealed Beam | E26 Single Contact Medium Screw | Philips Lighting MasterClass® Vintage LED lamp features E26 single contact medium Screw screw-in base and G25 sealed beam shape. This 5.5-Watt clear LED lamp delivers a warm glow light output of 500-Lumens with 2700 - 2200K color temperature and 90 CRI. It has an average life of 15000 Hours and emits light at a beam angle of 300-Degrees. Dimmable LED lamp has a voltage rating of 120-Volts AC at 50/60-Hz and current rating of 60-Milli-Amps. It has glass construction for durability. It has a power factor of 0.75. Lamp withstands a temperature rating from 60 deg C and measures 80-mm Dia x 121-mm. It is suitable for wet locations. Mercury free LED lamp meets T20, Energy Star standards. Philips Lighting 549519 Dimmable G25 Vintage LED Lamp E26 Single Contact Medium Screw Base 5.5-Watt 500-Lumens 90 CRI 2700 - 2200K Warm Glow MasterClass® | 2700 | 90 | 500 | 90.9091 | 15000 | 5.5 | 1 | 9.75 | 9.75 | 11.4566 | 2020Q3 | https://www.ew-ne.com/lighting-1600000000/philips-lighting-549519-dimmable-g25-vintage-led-lamp-e26-single-contact-medium-screw-base-5-5-watt-500-lumens-90-cri-2700-2200k-warm-glow-masterclass-reg-880450 | Electrical Wholesalers Inc | 2020 | Yes
LED Lighting | Decorative | Philips Lighting | True |  | BA11 | Candle | E12 Candelabra | Philips Lighting MasterClass® Decorative LED lamp features E12 Candelabra screw-in base and BA11 Candle shape. This 3.3-Watt clear LED lamp delivers a warm glow light output of 300-Lumens with 2700 - 2200K color temperature and 90 CRI. It has an average life of 15000 Hours. Dimmable LED lamp has a voltage rating of 120-Volts and current rating of 35-Milli-Amps. It has glass construction for durability. It has a power factor of 0.75. Lamp withstands a temperature rating from 50 deg C and measures 35 mm Dia x 110-mm. It is suitable for wet locations. Mercury free LED lamp meets T20, Energy Star standards. Philips Lighting 549543 Dimmable BA11 Decorative LED Lamp E12 Candelabra Base 3.3-Watt 300-Lumens 90 CRI 2700 - 2200K Warm Glow MasterClass® | 2700 | 90 | 300 | 90.9091 | 15000 | 3.3 | 1 | 6.4 | 6.4 | 7.5202 | 2020Q3 | https://www.ew-ne.com/lighting-1600000000/philips-lighting-549543-dimmable-ba11-decorative-led-lamp-e12-candelabra-base-3-3-watt-300-lumens-90-cri-2700-2200k-warm-glow-masterclass-reg-872826 | Electrical Wholesalers Inc | 2020 | Yes
LED Lighting | Decorative | Philips Lighting | True |  | B11 | Candle | E12 Candelabra | Philips Lighting MasterClass® Decorative filament LED lamp in clear finish, has glass construction for added durability. The B11 candle lamp with E12 Candelabra screw-in base, has a voltage rating of 120-Volts and current rating of 35-Milli-Amps. The 3.3-Watt lamp delivers warm glow light output of 300-Lumens with 2700 to 2200K color temperature and 90 CRI. It has an average life of 15000 Hours. The lamp has power factor of 0.75 and efficacy of 90 LPW. It measures 100-mm x 35-mm. Filament LED lamp meets Title 20 standards. Philips Lighting 549568 Dimmable B11 Decorative Filament LED Lamp E12 Candelabra Base 3.3-Watt 300-Lumens 90 CRI 2700 - 2200K Warm Glow MasterClass® | 2700 | 90 | 300 | 90.9091 | 15000 | 3.3 | 1 | 6.4 | 6.4 | 7.5202 | 2020Q3 | https://www.ew-ne.com/lighting-1600000000/philips-lighting-549568-dimmable-b11-decorative-filament-led-lamp-e12-candelabra-base-3-3-watt-300-lumens-90-cri-2700-2200k-warm-glow-masterclass-reg-886505 | Electrical Wholesalers Inc | 2020 | Yes
LED Lighting | Decorative | Philips Lighting | True |  | B11 | Candle | E26 Single Contact Medium | Philips LED B11 candles offer energy saving ambiance with the elegant effect of incandescent candles. These designs provides light in an omnidirectional manner, giving lighting designers a long life alternative to standard incandescent sources. Philips Lighting 549584 Dimmable B11 LED Lamp E26 Single Contact Medium Base 3.3-Watt 300-Lumens 2700K - 2200K 90 CRI Warm White | 2700 | 90 | 300 | 90.9091 |  | 3.3 | 1 | 6.4 | 6.4 | 7.5202 | 2020Q3 | https://www.ew-ne.com/lighting-1600000000/philips-lighting-549584-dimmable-b11-led-lamp-e26-single-contact-medium-base-3-3-watt-300-lumens-2700k-2200k-90-cri-warm-white-886560 | Electrical Wholesalers Inc | 2020 | Yes
LED Lighting | A-Type | Maxlite | False |  | General Purpose Replacement | A19 | E26 (Medium) | Damp Location Rated,Not for Use in Recessed Fixtures Damp Location Rated,Not for Use in Recessed Fixtures Home / Light Bulbs / LED / Maxlite - 107812 - 9A19ND27/G2 25000 Hour Life; Energy Star Certified 9W A19 LED Lamp - Universal - 800 Lumens - Warm White (2700K) - 82 CRI - 25000 Hours - E26 (Medium) - 120 to 130V Maxlite - 107812 - 9A19ND27/G2 | 2700 | 82 | 800 | 88.8889 | 15000 | 9 | 1 | 2.74 | 2.74 | 3.2196 | 2020Q3 | https://shop.regencylighting.com/lamps/led/9a19nd27-g2-mxt.html | Regency Lighting | 2020 | Yes
LED Lighting | A-Type | Maxlite | False |  | General Purpose Replacement | A19 | E26 (Medium) | Damp Location Rated,Not for Use in Recessed Fixtures Damp Location Rated,Not for Use in Recessed Fixtures Home / Light Bulbs / LED / Maxlite - 107813 - 9A19ND30/G2 25000 Hour Life; Energy Star Certified 9W A19 LED Lamp - Universal - 800 Lumens - Warm White (3000K) - 83 CRI - 25000 Hours - E26 (Medium) - 120 to 130V Maxlite - 107813 - 9A19ND30/G2 | 3000 | 83 | 800 | 88.8889 | 15000 | 9 | 50 | 137 | 2.74 | 3.2196 | 2020Q3 | https://shop.regencylighting.com/lamps/led/9a19nd30-g2-mxt.html | Regency Lighting | 2020 | Yes
LED Lighting | Downlight | Rab | True |  |  |  |  | Rab Unobtrusive design LED remodeler downlight fixture in white trim color, employs 8-Watt high output long life LED lamp with average life of 100000 hours to deliver light of brightness 566 Lumens. LED Lamp with two step binning and integrated driver technology, has color rendering index of 82, efficacy of 64 LPW and color temperature of 2700K. It has voltage rating of 120-Volts. Dimmable downlight fixture features die-cast aluminum construction and polyester powder coating finish for longer endurance. It measures 9-Inch x 1.6-Inch x 3.3-Inch. Downlight fixture has nanostructure lens to eliminate hot spot and provide smooth, uniform light and higher efficiency. Downlight fixture is UL listed. Rab RDLED2R8-40YY-TW Dimmable Unobtrusive Design LED Remodeler Down Light Fixture 120-Volt Round 8-Watt 82 CRI 2700K 566-Lumens White Polyester Powder Coated | 2700 | 82 | 566 | 70.75 | 100000 | 8 | 1 | 186 | 186 | 218.5572 | 2020Q3 | https://www.ew-ne.com/lighting-1600000000/rab-rdled2r8-40yy-tw-dimmable-unobtrusive-design-led-remodeler-down-light-fixture-120-volt-round-8-watt-82-cri-2700k-566-lumens-white-polyester-powder-coated-274104 | Electrical Wholesalers Inc | 2020 | Yes
LED Lighting | A-Type | Green Creative | False | Daylighting/Photocell, | General Purpose Replacement | A19 | E26 (Medium) | Damp Location Rated,Use With Timers,Use With Photo and/or Motion Sensors,Recessed Fixtures Damp Location Rated,Use With Timers,Use With Photo and/or Motion Sensors,Recessed Fixtures Home / Light Bulbs / LED / LED A-Line / Green Creative - 58037 - 9A19/827/277V Universal Voltage; Suitable for Totally Enclosed Fixtures 9W A19 LED Lamp - Universal - 800 Lumens - Warm White (2700K) - 82 CRI - 25000 Hours - E26 (Medium) - 120 to 277V (Universal) Green Creative - 58037 - 9A19/827/277V | 2700 | 83 | 800 | 88.8889 | 25000 | 9 | 1 | 2.73 | 2.73 | 3.2079 | 2020Q3 | https://shop.regencylighting.com/lamps/led/a-line/9a19-827-277v-grc.html | Regency Lighting | 2020 | Yes
LED Lighting | A-Type | Green Creative | True | Daylighting/Photocell, | General Purpose Replacement | A19 | E26 (Medium) | Damp Location Rated,Use With Timers,Use With Photo and/or Motion Sensors,Recessed Fixtures Damp Location Rated,Use With Timers,Use With Photo and/or Motion Sensors,Recessed Fixtures Home / Light Bulbs / LED / LED A-Line / Green Creative - 97780 - 9A19DIM/827 Suitable for Damp Locations; Not For Use in Totally Enclosed Fixtures 9W A19 LED Lamp - Universal - 800 Lumens - Warm White (2700K) - 82 CRI - 25000 Hours - E26 (Medium) - 120 to 130V - Frost Green Creative - 97780 - 9A19DIM/827 | 2700 | 83 | 800 | 88.8889 | 25000 | 9 | 1 | 2.73 | 2.73 | 3.2079 | 2020Q3 | https://shop.regencylighting.com/lamps/led/a-line/9a19dim-827-grc.html | Regency Lighting | 2020 | Yes
LED Lighting | Reflector | Satco | True |  | BR30 | Sealed Beam | E26 Medium | Satco DiTTO™ 10-Watt E26 Medium BR30 LED lamp offers 750 initial Lumens for crisp light output. It has color rendering index of 80. Lamp with 2700K color temperature rating radiates warm white light to the surrounding. It has voltage rating of 120-Volts. Lamp in frosted finish, comes with average life of 25000 hours. It emits or distributes light at beam angle of 108-degree. This lamp has overall length of 5-3/16-inches. It is perfect for down and accent lighting. Lamp is UL/ETL listed, Energy Star/damp rated and RoHS compliant. Satco S9133 Dimmable BR30 Reflector LED Lamp 10-Watt E26 Medium Base 750-Lumens 80 CRI 2700K Warm White DiTTO™ | 2700 | 80 | 750 | 75 | 25000 | 10 | 1 | 24.6 | 24.6 | 28.906 | 2020Q3 | https://www.ew-ne.com/lighting-1600000000/satco-s9133-dimmable-br30-reflector-led-lamp-10-watt-e26-medium-base-750-lumens-80-cri-2700k-warm-white-ditto-trade-307655 | Electrical Wholesalers Inc | 2020 | Yes
LED Lighting | Reflector | Satco | True |  | R20 | Sealed Beam | E26 Medium | Satco DiTTO™ 7-Watt E26 Medium R20 LED lamp offers 525 initial Lumens for crisp light output. It has color rendering index of 80. Lamp with 2700K color temperature rating radiates warm white light to the surrounding. It has voltage rating of 120-Volts. Lamp in warm white color, comes with average life of 25000 hours. It emits or distributes light at beam angle of 106-degree. This lamp has overall length of 3-15/16-inches. Lamp is UL/ETL listed, Energy Star/damp rated and RoHS compliant. Satco S9140 Dimmable R20 Reflector LED Lamp 7-Watt E26 Medium Base 525-Lumens 80 CRI 2700K Warm White DiTTO™ | 2700 | 80 | 525 | 75 | 25000 | 7 | 1 | 13.2 | 13.2 | 15.5105 | 2020Q3 | https://www.ew-ne.com/lighting-1600000000/satco-s9140-dimmable-r20-reflector-led-lamp-7-watt-e26-medium-base-525-lumens-80-cri-2700k-warm-white-ditto-trade-331345 | Electrical Wholesalers Inc | 2020 | Yes
LED Lighting | Reflector | Satco | True |  | BR40 | Sealed Beam | E26 Medium | Satco DiTTO™ 12-Watt E26 Medium BR40 LED lamp offers 900 initial Lumens for crisp light output. It has color rendering index of 80. Lamp with 2700K color temperature rating radiates warm white light to the surrounding. It has voltage rating of 120-Volts. Lamp in warm white color, comes with average life of 25000 hours. It emits or distributes light at beam angle of 103-degree. This lamp has overall length of 6-1/2-inches. Lamp is UL/ETL listed, Energy Star/damp rated and RoHS compliant. Satco S9144 Dimmable BR40 Reflector LED Lamp 12-Watt E26 Medium Base 900-Lumens 80 CRI 2700K Warm White DiTTO™ | 2700 | 80 | 900 | 75 | 25000 | 12 | 1 | 24.6 | 24.6 | 28.906 | 2020Q3 | https://www.ew-ne.com/lighting-1600000000/satco-s9144-dimmable-br40-reflector-led-lamp-12-watt-e26-medium-base-900-lumens-80-cri-2700k-warm-white-ditto-trade-312044 | Electrical Wholesalers Inc | 2020 | Yes
LED Lighting | Decorative | Satco | True |  | G25 Globe | Globe | E26 Medium | Satco Decorative LED replacement lamp in cool white color, delivers 450-Lumens of superior output with a color temperature of 4000K and CRI value of 80. It is power rated for 6-Watts and voltage rated for 120-Volts. The dimmable G25 globe shaped lamp comes with E26 medium base. It emits light at a beam angle of 175-degree. It has a dimension of 3.13-Inch Dia x 4.25-Inch. The decorative replacement lamp is perfect for accent lighting and pendant lighting. Lamp is UL/ETL listed and RoHS compliant. Satco S9202 Dimmable G25 Globe Decorative Replacement LED Lamp 6-Watt E26 Medium 450-Lumens 80 CRI 4000K | 4000 | 80 | 450 | 75 |  | 6 | 6 | 9.4 | 1.5667 | 1.8409 | 2020Q3 | https://www.ew-ne.com/lighting-1600000000/satco-s9202-dimmable-g25-globe-decorative-replacement-led-lamp-6-watt-e26-medium-450-lumens-80-cri-4000k-490728 | Electrical Wholesalers Inc | 2020 | Yes
LED Lighting | Decorative | Sea Gull Lighting | True |  |  |  |  | 9W LT FX Sea Gull Lighting 14706SC-15 Dimmable LED Recessed Light Module Round 9 -Watt 90 CRI 3000K 700-Lumens Aluminum White Traverse | 3000 | 90 | 700 | 77.7778 |  | 9 | 1 | 76 | 76 | 89.3029 | 2020Q3 | https://www.ew-ne.com/lighting-1600000000/sea-gull-lighting-14706sc-15-dimmable-led-recessed-light-module-round-9-watt-90-cri-3000k-700-lumens-aluminum-white-traverse-834418 | Electrical Wholesalers Inc | 2020 | Yes
LED Lighting | Downlight | TCP | False |  | T3 | Spiral | GU24 | TCP SpringLamp® 13-Watt T3 GU24 Base compact fluorescent lamp offers 900 initial Lumens for crisp light output. This lamp has instant electronic ballast that regulates the current flow. It has voltage rating of 120-Volts and current rating of 0.22-Amp. Lamp has color rendering index of 82. Lamp with 2700K color temperature rating radiates warm white light to the surrounding. Lamp measures 3.6-Inch x 1.8-Inch. It comes with average life of 10000 hours. Lamp is ideal for table lamps, recessed downlighting, outdoor fixtures, wall sconces, ceiling fixtures and ceiling fans. Lamp is cULus listed and Energy Star certified. TCP 33113SP T3 Compact Fluorescent Lamp 13-Watt GU24 Base 82 CRI 2700K SpringLamp® | 2700 | 82 | 900 | 69.2308 | 10000 | 13 | 1 | 3.55 | 3.55 | 4.1714 | 2020Q3 | https://www.ew-ne.com/lighting-1600000000/tcp-33113sp-t3-compact-fluorescent-lamp-13-watt-gu24-base-82-cri-2700k-springlamp-reg-16529 | Electrical Wholesalers Inc | 2020 | No
LED Lighting | Downlight | TCP | False |  | T3 | Spiral | GU24 | TCP SpringLamp® 18-Watt T3 GU24 Base compact fluorescent lamp offers 1200 initial Lumens for crisp light output. This lamp has instant electronic ballast that regulates the current flow. It has voltage rating of 120-Volts and current rating of 0.3-Amp. Lamp has color rendering index of 82. Lamp with 2700K color temperature rating radiates warm white light to the surrounding. Lamp measures 3.8-Inch x 2.3-Inch. It comes with average life of 10000 hours. Lamp is ideal for table lamps, recessed downlighting, outdoor fixtures, wall sconces, ceiling fixtures and ceiling fans. Lamp is cULus listed and Energy Star certified. TCP 33118SP T3 Compact Fluorescent Lamp 18-Watt GU24 Base 82 CRI 2700K SpringLamp® | 2700 | 82 | 1200 | 66.6667 | 10000 | 18 | 1 | 6.05 | 6.05 | 7.109 | 2020Q3 | https://www.ew-ne.com/lighting-1600000000/tcp-33118sp-t3-compact-fluorescent-lamp-18-watt-gu24-base-82-cri-2700k-springlamp-reg-16537 | Electrical Wholesalers Inc | 2020 | No
LED Lighting | Downlight | TCP | False |  | No | Spiral | 2-Pin GU24 | TCP SpringLamp® Uncovered compact fluorescent lamp has spiral lamp shape and bi-pin GU24 twist-lock lamp base for lighting. This 18-Watt lamp delivers a 1200-Lumen cool white light output with a color temperature of 4100K and 82 CRI. The long life lamp with instant start type, has a voltage rating of 120-Volts AC at 50/60-Hz and current rating of 0.3-Amp. This opaque lamp with electronic ballast, measuring 2.3-Inch Dia x 3.8-Inch. It has an average life of 10000 Hours. It withstands a temperature ranging from -20 to 160 deg F. It is suitable for use in table lamps, recessed downlighting, outdoor fixtures, wall sconces, ceiling fixtures, ceiling fans. Lamp meets UL 1993 and energy star standards. TCP 33118SP41K Uncovered Long Life Compact Fluorescent Lamp 4100K SpringLamp® | 4100 | 82 | 1200 | 66.6667 | 10000 | 18 | 1 | 4.45 | 4.45 | 5.2289 | 2020Q3 | https://www.ew-ne.com/lighting-1600000000/tcp-33118sp41k-uncovered-long-life-compact-fluorescent-lamp-4100k-springlamp-reg-204515 | Electrical Wholesalers Inc | 2020 | No
LED Lighting | A-Type | Green Creative | True | Daylighting/Photocell, | General Purpose Replacement | A19 | GU24 | Damp Location Rated,Use With Timers,Use With Photo and/or Motion Sensors,Recessed Fixtures Damp Location Rated,Use With Timers,Use With Photo and/or Motion Sensors,Recessed Fixtures Home / Light Bulbs / LED / LED A-Line / Green Creative - 57831 - 9A19DIM/827/GU24 Replaced 13 Watt CFL; Energy Star Certified; Not for Use in Totally Enclosed Fixtures; Damp Location Rated 9W A19 LED Lamp - Universal - 800 Lumens - Warm White (2700K) - 80 CRI - 25000 Hours - GU24 (Bi-Pin / Twist & Lock) - 120 to 130V - Frost Green Creative - 57831 - 9A19DIM/827/GU24 | 2700 | 82 | 800 | 88.8889 | 25000 | 9 | 1 | 5.46 | 5.46 | 6.4157 | 2020Q3 | https://shop.regencylighting.com/lamps/led/a-line/9a19dim-827-gu24-grc.html | Regency Lighting | 2020 | Yes
LED Lighting | Downlight | TCP | True |  |  |  |  | TCP LED Downlight retrofit has high efficient LEDs and driver for smooth and uniform dimming. It utilizes 80 CRI 3000K 850-Lumen DR56 LED lamp for energy efficiency, superior color rendering and long life. The lamp lasts up to 35000 hours. This easy to install downlight retrofit provides 100-degree beam angle for better adjustment of light. It is resistant to shatter and supports recessed mounting. LED Downlight retrofit is cULus listed for damp locations. Recessed TCP LED11DR5630K Dimmable 5-Inch Or 6-Inch LED Down Light Retrofit 120-Volt 11-Watt 80 CRI 3000K 850-Lumens Warm White | 3000 | 80 | 850 | 77.2727 | 35000 | 11 | 6 | 27 | 4.5 | 5.2877 | 2020Q3 | https://www.ew-ne.com/lighting-1600000000/tcp-led11dr5630k-dimmable-5-inch-or-6-inch-led-down-light-retrofit-120-volt-11-watt-80-cri-3000k-850-lumens-warm-white-573135 | Electrical Wholesalers Inc | 2020 | Yes
LED Lighting | Downlight | TCP | True |  | BR40 | Sealed Beam | E26 Medium | TCP Elite 12-Watt BR40 E26 Medium lamp base LED lamp in frosted color, offers 900-Lumens of light output. This dimmable lamp has voltage rating of 120-Volt AC. It has color rendering index of 82. This lamp with 4100K color temperature rating radiates cool white light to the surrounding. It emits or distributes light at beam angle of 110-degree. This lamp measures 6.6-Inch x 5-Inch. It features break/shatter-resistant construction. This lamp enhances colors of focal point while maintaining uniformity throughout lighting installation from lamp to lamp. It has average life of 25000 hours. This lamp has temperature range of -30 to 40 deg C. It is ideal for recessed downlights, track lights, display lights and outdoor fixtures. Lamp is cULus certified and Energy Star compliant. TCP LED12BR40D41K Dimmable BR40 LED Lamp 12-Watt E26 Medium Base 900-Lumens 82 CRI 4100K Cool White Elite | 4100 | 82 | 900 | 75 | 25000 | 12 | 12 | 8.85 | 0.7375 | 0.86659 | 2020Q3 | https://www.ew-ne.com/lighting-1600000000/tcp-led12br40d41k-dimmable-br40-led-lamp-12-watt-e26-medium-base-900-lumens-82-cri-4100k-cool-white-elite-290335 | Electrical Wholesalers Inc | 2020 | No
LED Lighting | Decorative | TCP | True |  | G16 Globe | Globe | E26 Medium | TCP Elite 5-Watt G16 Globe E26 medium base decorative LED lamp in clear color, offers 300-Lumens of light output. This dimmable lamp has voltage rating of 120-Volt AC. It has color rendering index of 82. This lamp with 2700K color temperature rating radiates warm white light to the surrounding. It measures 3.5-Inch x 2-Inch. This lamp has average life of 25000 hours. It has temperature range of -30 to 40 deg C. This lamp is suitable for use on chandeliers, ceiling fans, decorative indoor and outdoor fixtures. Lamp is UL/cUL listed and Energy Star qualified. TCP LED5E26G1627K Dimmable G16 Globe Decorative LED Lamp 5-Watt E26 Medium Base 300-Lumens 82 CRI 2700K Warm White Elite | 2700 | 82 | 300 | 60 | 25000 | 5 | 12 | 7.85 | 0.65417 | 0.76867 | 2020Q3 | https://www.ew-ne.com/lighting-1600000000/tcp-led5e26g1627k-dimmable-g16-globe-decorative-led-lamp-5-watt-e26-medium-base-300-lumens-82-cri-2700k-warm-white-elite-298347 | Electrical Wholesalers Inc | 2020 | Yes
LED Lighting | Downlight | TCP | True |  | MR16 | Sealed Beam | GU10 | TCP Elite 7-Watt 2-Pin GU10 Twistlock base LED lamp offers light output of 550 Lumens. This MR16 sealed beam shape lamp has voltage rating of 120-Volt AC at 50/60-Hz. It has color rendering index of 80 that offers excellent color consistency. This clear lamp with 4100K color temperature rating radiates cool white light to the surrounding. It offers flood light distribution at an angle of 40-degree. This dimmable lamp has a dimension of 2.5-Inch x 2-Inch. It has operating temperature range of 40 deg C and starting temperature rating of -30 deg C. This lamp is suitable for track lights, recessed downlights, display lights and outdoor fixtures protected from the elements. It has average life of 25000 hours. Lamp is UL-cULus listed and Energy Star qualified. TCP LED7MR16GU1041KFL Dimmable MR16 LED Lamp GU10 Base 550-Lumens 80 CRI 4100K Cool White 7-Watt Elite | 4100 | 80 | 550 | 78.5714 | 25000 | 7 | 12 | 16.4 | 1.3667 | 1.6059 | 2020Q3 | https://www.ew-ne.com/lighting-1600000000/tcp-led7mr16gu1041kfl-dimmable-mr16-led-lamp-gu10-base-550-lumens-80-cri-4100k-cool-white-7-watt-elite-400779 | Electrical Wholesalers Inc | 2020 | No
LED Lighting | A-Type | Maxlite | False |  | General Purpose Replacement | A19 | E26 (Medium) | Damp Location Rated,Not for Use in Recessed Fixtures Damp Location Rated,Not for Use in Recessed Fixtures Home / Light Bulbs / LED / LED A-Line / Maxlite - 107812 - 9A19ND27/G2 25000 Hour Life; Energy Star Certified 9W A19 LED Lamp - Universal - 800 Lumens - Warm White (2700K) - 82 CRI - 25000 Hours - E26 (Medium) - 120 to 130V Maxlite - 107812 - 9A19ND27/G2 | 2700 | 82 | 800 | 88.8889 | 15000 | 9 | 1 | 2.74 | 2.74 | 3.2196 | 2020Q3 | https://shop.regencylighting.com/lamps/led/a-line/9a19nd27-g2-mxt.html | Regency Lighting | 2020 | Yes
LED Lighting | Reflector |  | True |  |  |  |  | DESCRIPTION LED Dimmable Lamp; Item LED Lamp; Type Dimmable; Voltage Rating 120 V; Wattage 14.5 W; Current Rating 178 Milliampere; Intensity 800 Lumen; Shape Designation BR40; Base Type E26; Glass Color Warm White; Glass Finish White; Length 164.2 MM; Diameter 124.8 MM; Color Rendering Index 80; Color Temperature in Kelvin 2700; Life in hour 25000; Beam Spread Angle 90 Deg PHIL 14BR40/END/F90 2700-800 DIM PRO# 420562 DISCONTINUED USE PHIL 431940 |  |  | 800 | 160 |  | 5 | 1 | 76.2 | 76.2 | 89.5379 | 2020Q3 | https://www.granitecityelectric.com/index.jsp?path=product&part=759681&ds=dept&process=search&qdx=0&ID=%2CLighting%2CLamps%2CLED.Lamps.Modules%2CLED.Reflector.GU.MR.R.Shape.Lamps%2Cdept-213&title=420562.14br40.end.f90.2700.800.dim.sm.6.1 | Granite City Electric Supply | 2020 | Yes
LED Lighting | Reflector |  | True |  |  |  |  | DESCRIPTION LED Dimmable Lamp; Item LED Lamp; Type Dimmable; Voltage Rating 120 V; Wattage 13 W; Current Rating 157 Milliampere; Intensity 730 Lumen; Shape Designation BR30; Base Type E26; Glass Color Warm White; Glass Finish White; Length 131.5 MM; Diameter 95 MM; Color Rendering Index 80; Color Temperature in Kelvin 2700; Life in hour 25000; Beam Spread Angle 90 Deg PHIL 13BR30/END/F90 2700-700 DIM DISCONTINUED PRO# 420554 |  |  | 730 | 56.1538 |  | 13 | 1 | 73.66 | 73.66 | 86.5533 | 2020Q3 | https://www.granitecityelectric.com/index.jsp?path=product&part=759682&ds=dept&process=search&qdx=0&ID=%2CLighting%2CLamps%2CLED.Lamps.Modules%2CLED.Reflector.GU.MR.R.Shape.Lamps%2Cdept-213&title=420554 | Granite City Electric Supply | 2020 | Yes
LED Lighting | Reflector |  | True |  |  |  |  | DESCRIPTION LED Dimmable Lamp; Item LED Lamp; Type Dimmable; Voltage Rating 120 VAC at 50 to 60 Hz; Wattage 13 W; Current Rating 151 Milliampere; Intensity 750 Lumen; Shape Designation PAR30L; Base Type E26; Glass Color White; Glass Finish White; Length 112 MM; Diameter 92 MM; Color Rendering Index 80; Color Temperature in Kelvin 3000; Life in hour 45000; Beam Spread Angle 25 Deg PHIL 13PAR30L/END/F25 3000-700 DIM PRO# 420802 **DISCONTINUED** Use 430132 |  |  | 750 | 57.6923 |  | 13 | 1 | 111.76 | 111.76 | 131.3223 | 2020Q3 | https://www.granitecityelectric.com/index.jsp?path=product&part=762941&ds=dept&process=search&qdx=0&ID=%2CLighting%2CLamps%2CLED.Lamps.Modules%2CLED.Parabolic.Reflector.PAR.Shape.Lamps%2Cdept-212&title=420802.13par30l.end.f25.3000.dim.sm | Granite City Electric Supply | 2020 | No
LED Lighting | Reflector |  | True |  |  |  |  | DESCRIPTION LED Dimmable Lamp; Item LED Lamp; Type Dimmable; Voltage Rating 120 VAC at 50 to 60 Hz; Wattage 13 W; Current Rating 151 Milliampere; Intensity 750 Lumen; Shape Designation PAR30L; Base Type E26; Glass Color White; Glass Finish White; Length 112 MM; Diameter 92 MM; Color Rendering Index 80; Color Temperature in Kelvin 3000; Life in hour 45000; Beam Spread Angle 36 Deg PHIL 13PAR30L/END/F36 3000-700 DIM PRO# 420505 DISCONTINUED |  |  | 750 | 57.6923 |  | 13 | 1 | 111.76 | 111.76 | 131.3223 | 2020Q3 | https://www.granitecityelectric.com/index.jsp?path=product&part=762943&ds=dept&process=search&qdx=0&ID=%2CLighting%2CLamps%2CLED.Lamps.Modules%2CLED.Parabolic.Reflector.PAR.Shape.Lamps%2Cdept-212&title=420505 | Granite City Electric Supply | 2020 | No
LED Lighting | Reflector |  | True |  |  |  |  | DESCRIPTION LED Dimmable Lamp; Item LED Lamp; Type Dimmable; Voltage Rating 120 VAC at 60 Hz; Wattage 13 W; Current Rating 150 Milliampere; Intensity 750 Lumen; Shape Designation PAR30S; Base Type E26; Glass Color White; Glass Finish White; Length 88.8 MM; Diameter 92 MM; Color Rendering Index 80; Color Temperature in Kelvin 3000; Life in hour 45000; Beam Spread Angle 25 Deg PHIL 13PAR30S/END/F25 3000 DIM SM PRO# 423459 DISCONTINUED USE PHIL 435305 |  |  | 750 | 57.6923 |  | 13 | 1 | 119.53 | 119.53 | 140.4524 | 2020Q3 | https://www.granitecityelectric.com/index.jsp?path=product&part=762945&ds=dept&process=search&qdx=0&ID=%2CLighting%2CLamps%2CLED.Lamps.Modules%2CLED.Parabolic.Reflector.PAR.Shape.Lamps%2Cdept-212&title=423459.13par30s.end.f25.3000.dim.sm.6.1 | Granite City Electric Supply | 2020 | No
LED Lighting | Reflector |  | True |  |  |  |  | DESCRIPTION LED Dimmable Lamp; Item LED Lamp; Type Dimmable; Voltage Rating 120 V; Wattage 18 W; Current Rating 224 Milliampere; Intensity 950 Lumen; Shape Designation PAR38; Base Type E26; Glass Color White; Glass Finish White; Length 128.7 MM; Diameter 121.3 MM; Color Rendering Index 80; Color Temperature in Kelvin 3000; Life in hour 45000; Beam Spread Angle 36 Deg PHIL 18PAR38/END/F36 3000-950 DIM PRO# 420893 DISCONTINUED USE PHIL 430108 |  |  | 950 | 52.7778 |  | 18 | 1 | 124.46 | 124.46 | 146.2453 | 2020Q3 | https://www.granitecityelectric.com/index.jsp?path=product&part=762951&ds=dept&process=search&qdx=0&ID=%2CLighting%2CLamps%2CLED.Lamps.Modules%2CLED.Parabolic.Reflector.PAR.Shape.Lamps%2Cdept-212&title=420893.18par38.end.f36.3000.dim.sm | Granite City Electric Supply | 2020 | No
LED Lighting | Reflector |  | True |  |  |  |  | DESCRIPTION LED Dimmable Lamp; Item LED Lamp; Type Dimmable; Voltage Rating 120 VAC at 50 to 60 Hz; Wattage 18 W; Current Rating 204 Milliampere; Intensity 900 Lumen; Shape Designation PAR38; Base Type E26; Glass Color Warm White; Length 128.7 MM; Diameter 121.3 MM; Color Rendering Index 80; Color Temperature in Kelvin 2700; Life in hour 45000; Beam Spread Angle 25 Deg PHIL 18PAR38/END/F25 2700-900 DIM PRO# 420513 DISCONTINUED USE PHIL 430066 |  |  | 900 | 50 |  | 18 | 1 | 124.46 | 124.46 | 146.2453 | 2020Q3 | https://www.granitecityelectric.com/index.jsp?path=product&part=762952&ds=dept&process=search&qdx=0&ID=%2CLighting%2CLamps%2CLED.Lamps.Modules%2CLED.Parabolic.Reflector.PAR.Shape.Lamps%2Cdept-212&title=420513.18par38.end.f25.2700.dim.sm | Granite City Electric Supply | 2020 | No
LED Lighting | Reflector |  | True |  |  |  |  | DESCRIPTION LED Dimmable Lamp; Item LED Lamp; Type Dimmable; Voltage Rating 120 VAC at 50 to 60 Hz; Wattage 18 W; Current Rating 204 Milliampere; Intensity 950 Lumen; Shape Designation PAR38; Base Type E26; Glass Color White; Length 128.7 MM; Diameter 121.3 MM; Color Rendering Index 80; Color Temperature in Kelvin 3000; Life in hour 45000; Beam Spread Angle 25 Deg PHIL 18PAR38/END/F25 DISCONTINUED USE PHIL 430074 PRO# 420521 |  |  | 950 | 52.7778 |  | 18 | 1 | 124.46 | 124.46 | 146.2453 | 2020Q3 | https://www.granitecityelectric.com/index.jsp?path=product&part=762953&ds=dept&process=search&qdx=0&ID=%2CLighting%2CLamps%2CLED.Lamps.Modules%2CLED.Parabolic.Reflector.PAR.Shape.Lamps%2Cdept-212&title=420521 | Granite City Electric Supply | 2020 | No
LED Lighting | Reflector | [6 empty] | DESCRIPTION LED Lamp; Item LED Lamp; Type Directional; Voltage Rating (V) 12; Wattage (W) 7; Intensity 460 Lumen; Shape Designation MR16; Base Type GU5.3 2-Pin Plug-In; Glass Finish Silver; Length 1.88 Inch; Color Rendering Index 80; Color Temperature in Kelvin 3000; Life in hour 25000; Beam Spread Angle (DEG) 25; Application Damp Location; Approval UL; Lamp Efficacy 66 Lumen G LED7XDMR16830/25-12 7W LED LAMP Pro # 66524 **Discontinued**USE 69949 |  |  | 460 | 65.7143 |  | 7 | 1 | 217.08 | 217.08 | 255.0774 | 2020Q3 | https://www.granitecityelectric.com/index.jsp?path=product&part=763342&ds=dept&process=search&qdx=0&ID=%2CLighting%2CLamps%2CLED.Lamps.Modules%2CLED.Reflector.GU.MR.R.Shape.Lamps%2Cdept-213&title=66524 | Granite City Electric Supply | 2020 | No
LED Lighting | Reflector |  | True |  |  |  |  | DESCRIPTION LED Dimmable Lamp; Item LED Lamp; Type Dimmable; Voltage Rating 120 VAC at 50 to 60 Hz; Wattage 13 W; Current Rating 151 Milliampere; Intensity 720 Lumen; Shape Designation PAR30L; Base Type E26; Glass Color Warm White; Glass Finish White; Length 112 MM; Diameter 92 MM; Color Rendering Index 80; Color Temperature in Kelvin 2700; Life in hour 45000; Beam Spread Angle 25 Deg PHIL 13PAR30L/END/F25 2700 DIM SM PRO# 420471 DISCONTINUED USE PHIL 430124 |  |  | 720 | 55.3846 |  | 13 | 1 | 111.76 | 111.76 | 131.3223 | 2020Q3 | https://www.granitecityelectric.com/index.jsp?path=product&part=768887&ds=dept&process=search&qdx=0&ID=%2CLighting%2CLamps%2CLED.Lamps.Modules%2CLED.Parabolic.Reflector.PAR.Shape.Lamps%2Cdept-212&title=420471.13par30l.end.f25.2700.dim.sm | Granite City Electric Supply | 2020 | No
LED Lighting | A-Type | Maxlite | False |  | General Purpose Replacement | A19 | E26 (Medium) | Damp Location Rated,Not for Use in Recessed Fixtures Damp Location Rated,Not for Use in Recessed Fixtures Home / Light Bulbs / LED / LED A-Line / Maxlite - 107813 - 9A19ND30/G2 25000 Hour Life; Energy Star Certified 9W A19 LED Lamp - Universal - 800 Lumens - Warm White (3000K) - 83 CRI - 25000 Hours - E26 (Medium) - 120 to 130V Maxlite - 107813 - 9A19ND30/G2 | 3000 | 83 | 800 | 88.8889 | 15000 | 9 | 50 | 137 | 2.74 | 3.2196 | 2020Q3 | https://shop.regencylighting.com/lamps/led/a-line/9a19nd30-g2-mxt.html | Regency Lighting | 2020 | Yes
LED Lighting | Reflector | [6 empty] | DESCRIPTION LED Lamp; Item LED Lamp; Voltage Rating 12 VAC at 50 to 60 Hz; Wattage 5.5 W; Current Rating 730 Milliampere; Intensity 290 Lumen; Shape Designation MR16; Base Type GU5.3; Glass Color Warm White; Length 50.1 MM; Diameter 49.9 MM; Color Rendering Index 80; Color Temperature in Kelvin 2700; Life in hour 25000; Beam Spread Angle 24 Deg PHIL 5MR16/END/F24 2700 10/1 12V PRO# 420398 DISCONTINUED |  |  | 290 | 58 |  | 5 | 1 | 33.02 | 33.02 | 38.7998 | 2020Q3 | https://www.granitecityelectric.com/index.jsp?path=product&part=862381&ds=dept&process=search&qdx=0&ID=%2CLighting%2CLamps%2CLED.Lamps.Modules%2CLED.Reflector.GU.MR.R.Shape.Lamps%2Cdept-213&title=420398 | Granite City Electric Supply | 2020 | Yes
LED Lighting | Decorative |  | True |  |  |  |  | DESCRIPTION LED Lamp; Type LED; Voltage Rating 120 V; Wattage 4.5 W; Shape Designation G25; Base Type E26 Medium Screw; Glass Color White; Length 4.3 Inch; Diameter 3.12 Inch; Color Rendering Index 82; Color Temperature in Kelvin 2700; Life in hour 15000; Application Damp Location, Decorative Lighting; Approval UL; Initial Intensity 280 Lumen; Includes Dimmable G LED4DG25M-W/TP-120 LED LAMP PRO# 68171 |  |  | 280 | 56 |  | 5 | 1 | 104.3 | 104.3 | 122.5565 | 2020Q3 | https://www.granitecityelectric.com/index.jsp?path=product&part=869066&ds=dept&process=search&qdx=0&ID=%2CLighting%2CLamps%2CLED.Lamps.Modules%2CLED.Decorative.C.CA.F.G.Shape.Lamps%2Cdept-210&title=led4dg25m.w.tp.120 | Granite City Electric Supply | 2020 | No
LED Lighting | Decorative |  | True |  |  |  |  | DESCRIPTION LED Lamp; Type LED; Voltage Rating 120 V; Wattage 4.5 W; Shape Designation G16.5; Base Type E12 Candelabra Screw; Glass Finish Clear; Length 3 Inch; Diameter 2.06 Inch; Color Rendering Index 82; Color Temperature in Kelvin 2700; Life in hour 15000; Application Damp Location, Decorative Lighting; Approval UL; Initial Intensity 270 Lumen; Includes Dimmable G LED4DG16C-C/TP-120 LED LAMP Pro # 68170 |  |  | 270 | 54 |  | 5 | 1 | 104.3 | 104.3 | 122.5565 | 2020Q3 | https://www.granitecityelectric.com/index.jsp?path=product&part=871880&ds=dept&process=search&qdx=0&ID=%2CLighting%2CLamps%2CLED.Lamps.Modules%2CLED.Decorative.C.CA.F.G.Shape.Lamps%2Cdept-210&title=led4dg16c.c.tp.120 | Granite City Electric Supply | 2020 | No
LED Lighting | Downlight |  | True |  |  |  |  | DESCRIPTION LED Recessed Downlight Fixture; Type Recessed Downlight; Nominal Aperture Size 5 Inch; Aperture Shape Round; Lamp Type ELV Dimmable LED; Transformer Type 120 VAC at 50/60 Hz Electronic Integral Class 2; Ceiling Type Insulated; Ceiling Opening Size 5-3/8 Inch; Housing Material White; Application Damp Location; Approval UL (Canada and US); RoHS Compliant; Mounting Type Wall; Current Rating 0.08 Ampere; Power Rating 9.5 W; Power Factor 0.9; Intensity 650 Lumen; Color Temperature 3000 K; Color Rendering Index 80; Life in Hours 50000; Temperature Rating -20 Deg C LOL S5R830K7 SLIM 5" ROUND 600 LM 30K 80 CRI 120V WHT LED DOWNLIGHT *POSSIBLY REBATEABLE* | 3000 | 80 | 650 | 130 |  | 5 | 1 | 96.73 | 96.73 | 113.6615 | 2020Q3 | https://www.granitecityelectric.com/index.jsp?path=product&part=896112&ds=dept&process=search&qdx=0&ID=%2CLighting%2CLighting.Fixtures.Accessories%2CLED.Lighting%2CLED.Architectural.Specification.Lighting%2CLED.Surface.Architectural.Specification.Lighting%2Cdept-23W&title=s5r830k7.elv | Granite City Electric Supply | 2020 | Yes
LED Lighting | Downlight |  | True |  |  |  |  | DESCRIPTION LED Recessed Downlight Fixture; Type Recessed Downlight; Nominal Aperture Size 5 Inch; Aperture Shape Round; Lamp Type Triac Dimmable LED; Transformer Type 120 VAC at 50/60 Hz Electronic Integral Class 2; Ceiling Type Insulated; Ceiling Opening Size 5-3/8 Inch; Housing Material White; Application Wet Location; Approval UL (Canada and US); RoHS Compliant; Mounting Type Ceiling; Current Rating 0.08 Ampere; Power Rating 9.5 W; Power Factor 0.9; Intensity 650 Lumen; Color Temperature 2700 K; Color Rendering Index 80; Life in Hours 50000; Temperature Rating -20 Deg C LOL S5R827K7 5" ROUND SLIM SURFACE 80 CRI 2700K 650 LUMENS *POSSIBLY REBATEABLE* | 2700 | 80 | 650 | 130 |  | 5 | 1 | 96.73 | 96.73 | 113.6615 | 2020Q3 | https://www.granitecityelectric.com/index.jsp?path=product&part=909939&ds=dept&process=search&qdx=0&ID=%2CLighting%2CLighting.Fixtures.Accessories%2CLED.Lighting%2CLED.Architectural.Specification.Lighting%2CLED.Surface.Architectural.Specification.Lighting%2Cdept-23W&title=s5r827k7 | Granite City Electric Supply | 2020 | Yes
LED Lighting | Decorative |  | True |  |  |  |  | DESCRIPTION LED Lamp; Item LED Lamp; Type Decorative; Voltage Rating (V) 120; Wattage (W) 7; Intensity 500 Lumen; Shape Designation G25; Shape Description Globe; Base Type E26 Medium; Glass Color White; Length 4.3 Inch; Color Rendering Index 80; Color Temperature in Kelvin 2700; Life in hour 15000; Application Damp Location; Approval UL (Canada and US); Dimmable Yes G LED7DG25-W3/827-120 7W LED G25 WHITE REPL 60W PRO# 21255 *POSSIBLY REBATEABLE* |  |  | 500 | 71.4286 |  | 7 | 1 | 94.74 | 94.74 | 111.3232 | 2020Q3 | https://www.granitecityelectric.com/index.jsp?path=product&part=920766&ds=dept&process=search&qdx=0&ID=%2CLighting%2CLamps%2CLED.Lamps.Modules%2CLED.Decorative.C.CA.F.G.Shape.Lamps%2Cdept-210&title=21255 | Granite City Electric Supply | 2020 | No
LED Lighting | Decorative |  | True |  |  |  |  | DESCRIPTION LED Lamp; Item LED Lamp; Type Decorative; Voltage Rating (V) 120; Wattage (W) 4; Intensity 300 Lumen; Shape Designation CA11; Shape Description Candle Angular, Bent Tip; Base Type E12 Candelabra; Glass Finish Clear; Length 4.3 Inch; Color Rendering Index 80; Color Temperature in Kelvin 2700; Life in hour 15000; Application Damp Location; Approval UL (Canada and US); Dimmable Yes G LED4DCAC-C3/827-120 4W LAMP PRO# 21231 *POSSIBLY REBATEABLE* |  |  | 300 | 75 |  | 4 | 1 | 71.08 | 71.08 | 83.5217 | 2020Q3 | https://www.granitecityelectric.com/index.jsp?path=product&part=941423&ds=dept&process=search&qdx=0&ID=%2CLighting%2CLamps%2CLED.Lamps.Modules%2CLED.Decorative.C.CA.F.G.Shape.Lamps%2Cdept-210&title=21231 | Granite City Electric Supply | 2020 | Yes
LED Lighting | Decorative |  | True |  |  |  |  | DESCRIPTION LED Lamp; Item LED Lamp; Type Decorative; Voltage Rating (V) 120; Wattage (W) 4; Intensity 300 Lumen; Shape Designation CA11; Shape Description Candle Angular, Bent Tip; Base Type E26 Medium; Glass Finish Clear; Length 4.2 Inch; Color Rendering Index 80; Color Temperature in Kelvin 2700; Life in hour 15000; Application Damp Location; Approval UL (Canada and US); Dimmable Yes G LED4DCAM-C3/827-120 4W LAMP PRO# 21250 *POSSIBLY REBATEABLE* |  |  | 300 | 75 |  | 4 | 1 | 58.97 | 58.97 | 69.292 | 2020Q3 | https://www.granitecityelectric.com/index.jsp?path=product&part=944640&ds=dept&process=search&qdx=0&ID=%2CLighting%2CLamps%2CLED.Lamps.Modules%2CLED.Decorative.C.CA.F.G.Shape.Lamps%2Cdept-210&title=21250 | Granite City Electric Supply | 2020 | Yes
LED Lighting | Decorative |  | True |  |  |  |  | DESCRIPTION LED Lamp; Item LED Lamp; Type Decorative; Voltage Rating (V) 120; Wattage (W) 7; Intensity 500 Lumen; Shape Designation CA11; Shape Description Candle Angular, Bent Tip; Base Type E26 Medium; Glass Finish Clear; Length 4.8 Inch; Color Rendering Index 80; Color Temperature in Kelvin 2700; Life in hour 15000; Application Damp Location; Approval UL (Canada and US); Dimmable Yes G LED7DCAM-C3/827-120 7W LAMP PRO# 21251 |  |  | 500 | 71.4286 |  | 7 | 1 | 58.97 | 58.97 | 69.292 | 2020Q3 | https://www.granitecityelectric.com/index.jsp?path=product&part=944764&ds=dept&process=search&qdx=0&ID=%2CLighting%2CLamps%2CLED.Lamps.Modules%2CLED.Decorative.C.CA.F.G.Shape.Lamps%2Cdept-210&title=21251 | Granite City Electric Supply | 2020 | Yes
LED Lighting | Decorative |  | True |  |  |  |  | DESCRIPTION LED Lamp; Item LED Lamp; Type Decorative; Voltage Rating (V) 120; Wattage (W) 5; Intensity 350 Lumen; Shape Designation G25; Shape Description Globe; Base Type E26 Medium; Glass Color White; Length 4.3 Inch; Color Rendering Index 80; Color Temperature in Kelvin 2700; Life in hour 15000; Application Damp Location; Approval UL (Canada and US); Dimmable Yes G LED5DG25-W3/827-120 5W LAMP PRO# 21253 |  |  | 350 | 70 |  | 5 | 1 | 94.74 | 94.74 | 111.3232 | 2020Q3 | https://www.granitecityelectric.com/index.jsp?path=product&part=944828&ds=dept&process=search&qdx=0&ID=%2CLighting%2CLamps%2CLED.Lamps.Modules%2CLED.Decorative.C.CA.F.G.Shape.Lamps%2Cdept-210&title=21253 | Granite City Electric Supply | 2020 | No
LED Lighting | Downlight |  | True |  |  |  |  | DESCRIPTION Recessed Downlight Fixture; Item LED Recessed Downlight; Lamp Type LED; Lamp Voltage 120 V; Lamp Wattage 8.5 W; Lamp Base E26 Medium; Intensity 520 Lumen; Life in hour 50000; Input Voltage 120 V; Finish White; Application Indoor and Outdoor; Approval UL/CSA (Canada and US); RoHS Compliant; Energy Star Equivalent 50 W; Color Rendering Index 90 PHIL HATTON 4" DOWNLIGHT 50 WATT 2700K LED DIMMABLE 520 LMN WHITE PRO# 800003 *POSSIBLY REBATEABLE* | 2700 |  | 520 | 104 |  | 5 | 1 | 41.91 | 41.91 | 49.2459 | 2020Q3 | https://www.granitecityelectric.com/index.jsp?path=product&part=945506&ds=dept&process=search&qdx=0&ID=%2CLighting%2CLighting.Fixtures.Accessories%2CLED.Lighting%2CLED.Architectural.Specification.Lighting%2CLED.Recessed.Architectural.Specification.Lighting%2Cdept-23V&title=800003 | Granite City Electric Supply | 2020 | Yes
LED Lighting | Downlight |  | True |  |  |  |  | DESCRIPTION Recessed Downlight Fixture; Item LED Recessed Downlight; Lamp Type LED; Lamp Voltage 120 V; Lamp Wattage 10 W; Lamp Base E26 Medium; Intensity 610 Lumen; Life in hour 50000; Input Voltage 120 V; Finish White; Application Indoor and Outdoor; Approval UL/CSA (Canada and US); RoHS Compliant; Energy Star Equivalent 65 W; Color Rendering Index 90 PHIL HATTON 5/6 DOWNLIGHT 2700K LED DIMMABLE WHITE 680 LUMENS PRO# 800038 *POSSIBLY REBATEABLE* | 2700 |  | 610 | 61 |  | 10 | 1 | 41.91 | 41.91 | 49.2459 | 2020Q3 | https://www.granitecityelectric.com/index.jsp?path=product&part=945507&ds=dept&process=search&qdx=0&ID=%2CLighting%2CLighting.Fixtures.Accessories%2CLED.Lighting%2CLED.Architectural.Specification.Lighting%2CLED.Recessed.Architectural.Specification.Lighting%2Cdept-23V&title=800037 | Granite City Electric Supply | 2020 | Yes
LED Lighting | A-Type | Cree | True |  | General Purpose Replacement | A19 | E26 (Medium) | Not for Use in Recessed Fixtures Not for Use in Recessed Fixtures Home / Light Bulbs / LED / LED A-Line / Cree - C-A19-A-60W-DIM-27K-B2 Damp Location Rated; Not Suitable for Enclosed Fixtures; Energy Star Rated; 2-Pack 9W A19 LED Lamp - Universal - 800 Lumens - Warm White (2700K) - 90 CRI - 15000 hrs. - E26 (Medium) - 120 to 130V - Frost Cree - C-A19-A-60W-DIM-27K-B2 | 2700 | 93 | 800 | 88.8889 | 15000 | 9 | 1 | 9.61 | 9.61 | 11.2921 | 2020Q3 | https://shop.regencylighting.com/lamps/led/a-line/c-a19-a-60w-dim-27k-b2-cre.html | Regency Lighting | 2020 | Yes
LED Lighting | Downlight |  | True |  |  |  |  | DESCRIPTION LED Recessed Downlight Fixture; Type Ultra-Thin, Recessed Downlight Housing; Air Rating Air Tight; Nominal Aperture Size 4 Inch; Aperture Shape Round; Lamp Type 9.6 W Dimmable LED; Transformer Type 120 to 277 VAC at 50/60 Hz Proprietary Remote; Installation New Construction/Remodel; Ceiling Type Insulated/Non-Insulated; Ceiling Opening Size 4.2 Inch; Height 1.1 Inch; Housing Material Durable Powder Coat Painted Matte White Die-Cast Aluminum Frame; Junction Box Type Steel Remote Box with (4) 7/8 Inch Knockout with Slot for Pryout; Application Closet, Attic, Hallway, Bathroom, Kitchen, Basement, Soffit, Entry Way, Porche, Garage, Stairwell, Corridor, Nursing/Retirement Home, Condo, Elevator, Apartment, Wet Location, Indoor/Outdoor; Approval CSA (Canada and US), NOM; Overlap Trim Size 4.7 Inch; Current Rating 0.08 Ampere; Lens Material Polycarbonate; Intensity 675 Lumen; Color Temperature 3000 K; Color Rendering Index 80; Power Factor 0.97; Efficacy 70.3 Lumen per Watt; Operating Temperature -40 Deg C; Packaging Quantity 6 per Master Pack LIT WF4 LED 30K MW 4" DISC LIGHT WHITE | 3000 |  | 675 | 112.5 |  | 6 | 1 | 57.15 | 57.15 | 67.1535 | 2020Q3 | https://www.granitecityelectric.com/index.jsp?path=product&part=971489&ds=dept&process=search&qdx=0&ID=%2CLighting%2CLighting.Fixtures.Accessories%2CLED.Lighting%2CLED.Architectural.Specification.Lighting%2CLED.Recessed.Architectural.Specification.Lighting%2Cdept-23V&title=wf4.led.30k.mw.m6 | Granite City Electric Supply | 2020 | Yes
LED Lighting | Downlight |  | True |  |  |  |  | DESCRIPTION LED Recessed Downlight Fixture; Type Ultra-Thin, Recessed Downlight Housing; Air Rating Air Tight; Nominal Aperture Size 4 Inch; Aperture Shape Round; Lamp Type 10 W Dimmable LED; Transformer Type 120 to 277 VAC at 50/60 Hz Proprietary Remote; Installation New Construction/Remodel; Ceiling Type Insulated/Non-Insulated; Ceiling Opening Size 4.2 Inch; Height 1.1 Inch; Housing Material Durable Powder Coat Painted Matte White Die-Cast Aluminum Frame; Junction Box Type Steel Remote Box with (4) 7/8 Inch Knockout with Slot for Pryout; Application Closet, Attic, Hallway, Bathroom, Kitchen, Basement, Soffit, Entry Way, Porche, Garage, Stairwell, Corridor, Nursing/Retirement Home, Condo, Elevator, Apartment, Wet Location, Indoor/Outdoor; Approval CSA (Canada and US), NOM; Overlap Trim Size 4.7 Inch; Current Rating 0.08 Ampere; Lens Material Polycarbonate; Intensity 765 Lumen; Color Temperature 4000 K; Color Rendering Index 80; Power Factor 0.98; Efficacy 76.5 Lumen per Watt; Operating Temperature -40 Deg C; Packaging Quantity 6 per Master Pack LIT WF4 LED 40K MW 4" DISC LIGHT WHITE 4000K *POSSIBLY REBATEABLE* | 4000 |  | 765 | 76.5 |  | 10 | 1 | 57.15 | 57.15 | 67.1535 | 2020Q3 | https://www.granitecityelectric.com/index.jsp?path=product&part=971490&ds=dept&process=search&qdx=0&ID=%2CLighting%2CLighting.Fixtures.Accessories%2CLED.Lighting%2CLED.Architectural.Specification.Lighting%2CLED.Recessed.Architectural.Specification.Lighting%2Cdept-23V&title=wf4.led.40k.mw.m6 | Granite City Electric Supply | 2020 | Yes
LED Lighting | Downlight |  | True |  |  |  |  | DESCRIPTION LED Recessed Downlight Fixture; Type Wafer-Thin, Recessed Downlight Housing; Air Rating Air Tight; Nominal Aperture Size 3 Inch; Aperture Shape Round; Lamp Type 8 W Dimmable LED; Transformer Type 120 VAC at 50/60 Hz; Installation New Construction/Remodel; Ceiling Type Insulated/Non-Insulated; Ceiling Opening Size 3 Inch; Height 1.1 Inch; Housing Material Durable Powder Coat Painted Matte White Die-Cast Aluminum Frame; Junction Box Type Steel Remote Box with (4) 7/8 Inch Knockout with Slot for Pryout; Application Closet, Attic, Hallway, Bathroom, Kitchen, Basement, Soffit, Entry Way, Porche, Garage, Stairwell, Corridor, Nursing/Retirement Home, Condo, Elevator, Apartment, Wet Location, Indoor/Outdoor; Approval CSA (Canada and US), NOM; Overlap Trim Size 3.4 Inch; Current Rating 0.07 Ampere; Lens Material Polycarbonate; Intensity 550 Lumen; Color Temperature 3000 K; Color Rendering Index 80; Power Factor 0.97; Efficacy 68.75 Lumen per Watt; Operating Temperature -40 Deg C; Packaging Quantity 6 per Master Pack LIT WF3 LED 30K MW 3" DISC LIGHT WHITE *POSSIBLY REBATEABLE* | 3000 |  | 550 | 68.75 |  | 8 | 1 | 68.75 | 68.75 | 80.7839 | 2020Q3 | https://www.granitecityelectric.com/index.jsp?path=product&part=971492&ds=dept&process=search&qdx=0&ID=%2CLighting%2CLighting.Fixtures.Accessories%2CLED.Lighting%2CLED.Architectural.Specification.Lighting%2CLED.Recessed.Architectural.Specification.Lighting%2Cdept-23V&title=wf3.led.30k.mw.m6 | Granite City Electric Supply | 2020 | Yes
LED Lighting | Downlight |  | True |  |  |  |  | DESCRIPTION LED Recessed Downlight Fixture; Type Wafer-Thin, Recessed Downlight Housing; Air Rating Air Tight; Nominal Aperture Size 3 Inch; Aperture Shape Round; Lamp Type 7.9 W Dimmable LED; Transformer Type 120 VAC at 50/60 Hz; Installation New Construction/Remodel; Ceiling Type Insulated/Non-Insulated; Ceiling Opening Size 3 Inch; Height 1.1 Inch; Housing Material Durable Powder Coat Painted Matte White Die-Cast Aluminum Frame; Junction Box Type Steel Remote Box with (4) 7/8 Inch Knockout with Slot for Pryout; Application Closet, Attic, Hallway, Bathroom, Kitchen, Basement, Soffit, Entry Way, Porche, Garage, Stairwell, Corridor, Nursing/Retirement Home, Condo, Elevator, Apartment, Wet Location, Indoor/Outdoor; Approval CSA (Canada and US), NOM; Overlap Trim Size 3.4 Inch; Current Rating 0.07 Ampere; Lens Material Polycarbonate; Intensity 590 Lumen; Color Temperature 4000 K; Color Rendering Index 80; Power Factor 0.97; Efficacy 74.68 Lumen per Watt; Operating Temperature -40 Deg C; Packaging Quantity 6 per Master Pack LIT WF3 LED 40K MW 3" DISC LIGHT WHITE 4000K *POSSIBLY REBATEABLE* | 4000 |  | 590 | 65.5556 |  | 9 | 1 | 68.75 | 68.75 | 80.7839 | 2020Q3 | https://www.granitecityelectric.com/index.jsp?path=product&part=971493&ds=dept&process=search&qdx=0&ID=%2CLighting%2CLighting.Fixtures.Accessories%2CLED.Lighting%2CLED.Architectural.Specification.Lighting%2CLED.Recessed.Architectural.Specification.Lighting%2Cdept-23V&title=wf3.led.40k.mw.m6 | Granite City Electric Supply | 2020 | Yes
LED Lighting | Downlight | [6 empty] | DESCRIPTION 6" uplight/downlight wall cylinders are ideal for a wide variety of interior and exterior applications including residential and commercial. The aluminum Cylinders offers a contemporary design with its sleek cylindrical form and elegant fade and chip resistant Black finish, perfect for today's inspired exteriors. With over 1,500 lumens both up and down the LED Cylinders unite performance, energy savings and safety benefits. Provides even illumination up and down. Specify P860039 top cover lens for use in wet locations. P5642-31/30K P5642-31/30K 6IN LED CYLINDER 29W 2LTG |  |  | 1500 | 51.7241 |  | 29 | 1 | 281.4 | 281.4 | 330.6559 | 2020Q3 | https://www.granitecityelectric.com/index.jsp?path=product&part=972817&ds=dept&process=search&qdx=0&ID=%2CLighting%2CLighting.Fixtures.Accessories%2CLED.Lighting%2CLED.Architectural.Specification.Lighting%2CLED.Wall.Mounted.Architectural.Specification.Lighting%2Cdept-23X&title=p5642.31.30k | Granite City Electric Supply | 2020 | Yes
LED Lighting | Downlight |  |  | Daylighting/Photocell, |  |  |  | DESCRIPTION Recessed Downlight Fixture; Item LED Recessed Downlight; Lamp Type LED; Lamp Voltage 120 V; Lamp Wattage 10 W; Lamp Base E26 Medium; Intensity 800 Lumen; Life in hour 50000; Input Voltage 120 V; Finish Day-Light; Application Indoor and Outdoor; Approval UL/CSA (Canada and US); RoHS Compliant; Energy Star Equivalent 65 W; Color Rendering Index 83 PHIL HATTON LED RECESSED LIGHT FIXTURE PRO# 800060 |  |  | 800 | 80 |  | 10 | 1 | 41.91 | 41.91 | 49.2459 | 2020Q3 | https://www.granitecityelectric.com/index.jsp?path=product&part=974651&ds=dept&process=search&qdx=0&ID=%2CLighting%2CLighting.Fixtures.Accessories%2CLED.Lighting%2CLED.Architectural.Specification.Lighting%2CLED.Recessed.Architectural.Specification.Lighting%2Cdept-23V&title=800060 | Granite City Electric Supply | 2020 | Yes
LED Lighting | Reflector |  | True |  |  |  |  | DESCRIPTION LED Lamp; Item LED Lamp; Type Dimmable; Voltage Rating 120 V; Wattage 6 W; Current Rating 55 Milliampere; Intensity 480 Lumen; Shape Designation PAR20; Base Type E26 Medium Screw; Length 3.3 Inch; Color Rendering Index 80; Color Temperature in Kelvin 2700; Life in hour 50000; Beam Spread Type Spot; Beam Spread Angle 15 Degree; Application Indoor and Outdoor Lighting; Halogen Equivalent Wattage 50 W; Input Frequency 60 Hz; Case Temperature 85 Deg C; Starting Time 0.5 Sec; Packaging Quantity 1 per Pack, 6 per Outer Box PHIL 6PAR20/LED/827/S15/DIMSO120V PRO# 463729 |  |  | 480 | 80 |  | 6 | 1 | 27.94 | 27.94 | 32.8306 | 2020Q3 | https://www.granitecityelectric.com/index.jsp?path=product&part=984296&ds=dept&process=search&qdx=0&ID=%2CLighting%2CLamps%2CLED.Lamps.Modules%2CLED.Parabolic.Reflector.PAR.Shape.Lamps%2Cdept-212&title=463729 | Granite City Electric Supply | 2020 | Yes
LED Lighting | Decorative |  | True |  |  |  |  | DESCRIPTION LED Lamp; Item LED Lamp; Type Decorative; Voltage Rating (V) 120; Wattage (W) 4; Intensity 300 Lumen; Shape Designation CA11; Shape Description Candle Angular, Bent Tip; Base Type E26 Medium; Glass Finish Clear; Length 4.2 Inch; Color Rendering Index 80; Color Temperature in Kelvin 2700; Life in hour 15000; Application Damp Location; Approval UL (Canada and US); Dimmable Yes G LED4DCAM-C3/827-120 RESI KIT 4W LAMP (6 LAMPS) PRO# 21250 |  |  | 300 | 75 |  | 4 | 1 | 353.82 | 353.82 | 415.7522 | 2020Q3 | https://www.granitecityelectric.com/index.jsp?path=product&part=989709&ds=dept&process=search&qdx=0&ID=%2CLighting%2CLamps%2CLED.Lamps.Modules%2CLED.Decorative.C.CA.F.G.Shape.Lamps%2Cdept-210&title=21250 | Granite City Electric Supply | 2020 | No
LED Lighting | Decorative |  | True |  |  |  |  | DESCRIPTION LED Lamp; Item LED Lamp; Type Decorative; Voltage Rating (V) 120; Wattage (W) 7; Intensity 500 Lumen; Shape Designation CA11; Shape Description Candle Angular, Bent Tip; Base Type E26 Medium; Glass Finish Clear; Length 4.8 Inch; Color Rendering Index 80; Color Temperature in Kelvin 2700; Life in hour 15000; Application Damp Location; Approval UL (Canada and US); Dimmable Yes G LED7DCAM-C3/827-120 RESI KIT 7W LAMP (6 LAMPS) PRO# 21251 |  |  | 500 | 71.4286 |  | 7 | 1 | 353.82 | 353.82 | 415.7522 | 2020Q3 | https://www.granitecityelectric.com/index.jsp?path=product&part=989710&ds=dept&process=search&qdx=0&ID=%2CLighting%2CLamps%2CLED.Lamps.Modules%2CLED.Decorative.C.CA.F.G.Shape.Lamps%2Cdept-210&title=21251 | Granite City Electric Supply | 2020 | No
LED Lighting | Downlight |  | True |  |  |  |  | DESCRIPTION Recessed Downlight Fixture; Item LED Recessed Downlight; Lamp Type LED; Lamp Voltage 120 V; Lamp Wattage 10 W; Lamp Base E26 Medium; Intensity 610 Lumen; Life in hour 50000; Input Voltage 120 V; Finish White; Application Indoor and Outdoor; Approval UL/CSA (Canada and US); RoHS Compliant; Energy Star Equivalent 65 W; Color Rendering Index 90 PHIL HATTON 5/6 DOWNLIGHT 2700K LED DIMMABLE WHITE 680 LUMENS PRO# 800037 | 2700 |  | 610 | 61 |  | 10 | 1 | 41.91 | 41.91 | 49.2459 | 2020Q3 | https://www.granitecityelectric.com/index.jsp?path=product&part=993846&ds=dept&process=search&qdx=0&ID=%2CLighting%2CLighting.Fixtures.Accessories%2CLED.Lighting%2CLED.Architectural.Specification.Lighting%2CLED.Recessed.Architectural.Specification.Lighting%2Cdept-23V&title=800037 | Granite City Electric Supply | 2020 | Yes
LED Lighting | Downlight | Manufacturer: Green Creative | True |  |  | Circular/Circline/Round |  | Recessed, Mini Recessed Recessed, Mini Recessed Home > LED Indoor Light Fixtures > LED Downlights and Trims > 2 Inch Retrofits > Round > 2700K Soft White > 1 Inch miniFIT LED Gimbal Downlight 120V Line Voltage Dimming White Trim 2700K Soft White Product Specifications - Quick Reference Voltage: Wattage: 120 Volt 5 Watts Temperature: Dimmable: -4°F to 95°F (-25°C to 35°C) Yes LED Color: 2700K Soft White Rated Life: 50,000 Hours (L70) Lumens: CRI: 400 Lumens 90 CRI Certifications: Damp Locations, JA8, Energy Star IC and Air-Tight Rated Get the right light in the right place with Green Creative's miniFIT gimbals. The gimbals come with a 38° beam acrylic optic, producing a consistent, precise beam of light. In addition, they rotate 360 degrees and tilt up to 30 degrees so you can mount them in any orientation in the ceiling and still aim the light to graze textured walls, highlight artwork, or emphasize architectural features. The miniFIT gimbals come in two sizes, 1 inch and 2 inch and both are available in 3 color temperatures, 2700K, 3000K and 4000K. These LED mini gimbals are perfect for residential, retail and hospitality applications. The miniFIT family is quick and easy to install. Connecting power in the external junction box is a breeze with the push in connectors. Wiring the fixture is even easier with the plenum rated quick connector. The optional new construction plates, keyhole mounting slots and spring clip hooks allow for a simple installation and compliance with local building codes. The sturdy spring action clips will keep the fixture tight to the ceiling, ensuring an aesthetically pleasing installation. Click here to view the Green Creative Gimbal LED Downlight Installation Instructions. This is the 98439 (GIMB1/927/FL/DIM120), a 1 Inch LED Gimbal downlight miniFIT with a white trim. With a color temperature of 2700K (soft white) this LED mini downlight produces 400 lumens from just 5 watts. The LEDs are binned to exceed ENERGY STAR requirements, providing superior fixture-to-fixture color uniformity. This recessed downlight is rated for 50,000 hour life at which time the LEDs can be expected to produce 70% of their initial light output with no perceptible color change. Spring action clips accommodate ceiling thicknesses between ½” to 2”. Die cast aluminum optical assembly with poly-carbonate lens fits in spun aluminum trim for a nice clean look. Click here to view the Green Creative Gimbal LED Downlight Specification Sheet. The 98439 has a operating voltage of 120 and a 50/60 Hz driver. This Gimbal miniFIT is TRIAC and ELV dimmable to 10%. Click here to view the Green Creative Gimbal LED Downlight Dimmer Compatibility Chart. Green Creative 1 Inch miniFIT LED Gimbal Downlight 120V Line Voltage Dimming White Trim 2700K Soft White | 2700 | 90 | 400 | 80 | 50000 | 5 | 1 | 31.38 | 31.38 | 36.8727 | 2020Q3 | https://www.greenelectricalsupply.com/1-inch-minifit-led-gimbal-downlight-120v-line-voltage-dimming-white-trim-2700k-soft-white.aspx | Green Electrical Supply | 2020 | No
LED Lighting | Downlight | Manufacturer: Green Creative | True |  |  | Circular/Circline/Round |  | Recessed, Mini Recessed Recessed, Mini Recessed Home > LED Indoor Light Fixtures > LED Downlights and Trims > 2 Inch Retrofits > Round > 3000K Warm White > 1 Inch miniFIT LED Gimbal Downlight 120V Line Voltage Dimming White Trim 3000K Warm White Product Specifications - Quick Reference Voltage: Wattage: 120 Volt 5 Watts Temperature: Dimmable: -4°F to 95°F (-25°C to 35°C) Yes LED Color: 3000K Warm White Rated Life: 50,000 Hours (L70) Lumens: CRI: 400 Lumens 90 CRI Certifications: Damp Locations, JA8, Energy Star IC and Air-Tight Rated Get the right light in the right place with Green Creative's miniFIT gimbals. The gimbals come with a 38° beam acrylic optic, producing a consistent, precise beam of light. In addition, they rotate 360 degrees and tilt up to 30 degrees so you can mount them in any orientation in the ceiling and still aim the light to graze textured walls, highlight artwork, or emphasize architectural features. The miniFIT gimbals come in two sizes, 1 inch and 2 inch and both are available in 3 color temperatures, 2700K, 3000K and 4000K. These LED mini gimbals are perfect for residential, retail and hospitality applications. The miniFIT family is quick and easy to install. Connecting power in the external junction box is a breeze with the push in connectors. Wiring the fixture is even easier with the plenum rated quick connector. The optional new construction plates, keyhole mounting slots and spring clip hooks allow for a simple installation and compliance with local building codes. The sturdy spring action clips will keep the fixture tight to the ceiling, ensuring an aesthetically pleasing installation. Click here to view the Green Creative Gimbal LED Downlight Installation Instructions. This is the 98440 (GIMB1/930/FL/DIM120), a 1 Inch LED Gimbal downlight miniFIT with a white trim. With a color temperature of 3000K (warm white) this LED mini downlight produces 400 lumens from just 5 watts. The LEDs are binned to exceed ENERGY STAR requirements, providing superior fixture-to-fixture color uniformity. This recessed downlight is rated for 50,000 hour life at which time the LEDs can be expected to produce 70% of their initial light output with no perceptible color change. Spring action clips accommodate ceiling thicknesses between ½” to 2”. Die cast aluminum optical assembly with poly-carbonate lens fits in spun aluminum trim for a nice clean look. Click here to view the Green Creative Gimbal LED Downlight Specification Sheet. The 98440 has a operating voltage of 120 and a 50/60 Hz driver. This Gimbal miniFIT is TRIAC and ELV dimmable to 10%. Click here to view the Green Creative Gimbal LED Downlight Dimmer Compatibility Chart. Green Creative 1 Inch miniFIT LED Gimbal Downlight 120V Line Voltage Dimming White Trim 3000K Warm White | 3000 | 90 | 400 | 80 | 50000 | 5 | 1 | 31.38 | 31.38 | 36.8727 | 2020Q3 | https://www.greenelectricalsupply.com/1-inch-minifit-led-gimbal-downlight-120v-line-voltage-dimming-white-trim-3000k-warm-white.aspx | Green Electrical Supply | 2020 | No
LED Lighting | Downlight | Manufacturer: Green Creative | True |  |  | Circular/Circline/Round |  | Recessed, Mini Recessed Recessed, Mini Recessed Home > LED Indoor Light Fixtures > LED Downlights and Trims > 2 Inch Retrofits > Round > 4000K Cool White > 1 Inch miniFIT LED Gimbal Downlight 120V Line Voltage Dimming White Trim 4000K Cool White Product Specifications - Quick Reference Voltage: Wattage: 120 Volt 5 Watts Temperature: Dimmable: -4°F to 95°F (-25°C to 35°C) Yes LED Color: 4000K Cool White Rated Life: 50,000 Hours (L70) Lumens: CRI: 400 Lumens 90 CRI Certifications: Damp Locations, JA8, Energy Star IC and Air-Tight Rated Get the right light in the right place with Green Creative's miniFIT gimbals. The gimbals come with a 38° beam acrylic optic, producing a consistent, precise beam of light. In addition, they rotate 360 degrees and tilt up to 30 degrees so you can mount them in any orientation in the ceiling and still aim the light to graze textured walls, highlight artwork, or emphasize architectural features. The miniFIT gimbals come in two sizes, 1 inch and 2 inch and both are available in 3 color temperatures, 2700K, 3000K and 4000K. These LED mini gimbals are perfect for residential, retail and hospitality applications. The miniFIT family is quick and easy to install. Connecting power in the external junction box is a breeze with the push in connectors. Wiring the fixture is even easier with the plenum rated quick connector. The optional new construction plates, keyhole mounting slots and spring clip hooks allow for a simple installation and compliance with local building codes. The sturdy spring action clips will keep the fixture tight to the ceiling, ensuring an aesthetically pleasing installation. Click here to view the Green Creative Gimbal LED Downlight Installation Instructions. This is the 98441 (GIMB1/940/FL/DIM120), a 1 Inch LED Gimbal downlight miniFIT with a white trim. With a color temperature of 4000K (cool white) this LED mini downlight produces 400 lumens from just 5 watts. The LEDs are binned to exceed ENERGY STAR requirements, providing superior fixture-to-fixture color uniformity. This recessed downlight is rated for 50,000 hour life at which time the LEDs can be expected to produce 70% of their initial light output with no perceptible color change. Spring action clips accommodate ceiling thicknesses between ½” to 2”. Die cast aluminum optical assembly with poly-carbonate lens fits in spun aluminum trim for a nice clean look. Click here to view the Green Creative Gimbal LED Downlight Specification Sheet. The 98441 has a operating voltage of 120 and a 50/60 Hz driver. This Gimbal miniFIT is TRIAC and ELV dimmable to 10%. Click here to view the Green Creative Gimbal LED Downlight Dimmer Compatibility Chart. Green Creative 1 Inch miniFIT LED Gimbal Downlight 120V Line Voltage Dimming White Trim 4000K Cool White | 4000 | 90 | 400 | 80 | 50000 | 5 | 1 | 31.38 | 31.38 | 36.8727 | 2020Q3 | https://www.greenelectricalsupply.com/1-inch-minifit-led-gimbal-downlight-120v-line-voltage-dimming-white-trim-4000k-cool-white.aspx | Green Electrical Supply | 2020 | No
LED Lighting | Downlight | Manufacturer: Eiko | True |  |  | Circular/Circline/Round |  | Recessed, 4" Recessed Recessed, 4" Recessed Home > LED Indoor Light Fixtures > LED Downlights and Trims > 10 Inch Retrofits > Color Selectable > 10 Inch 22/26/33 Watt LED Commercial Downlight Retrofit Color Selectable 3000/3500/4000K Product Specifications - Quick Reference Lamp Wattage: Working Voltage: 22/26/33 Watts 120-277 Volt Dimensions: Rated Life: 11.56 Diameter x 5.5" H 60,000 Hours (L85) Lumens: 2,125-3,140 Lumens Dimmable: Yes - 0-10V Dimming Color Temperature: CRI: 3000/3500/4000K 80 CRI Certifications: Warranty: RoHS, Wet Location 5 Year Limited EiKO's CD Commercial Downlights are economical LED commercial retrofit options with multiple “set and forget” lumen stops and CCT options in each fixture. Available in 4”, 6”, 8”, and 10” options, EiKO's CD Downlights feature a spring installation that can be installed directly in the ceiling without a housing. They are suitable for new construction or remodel applications. They are NOT suitable for enclosed cans or for use with pin base or screw base applications. They feature a flexible steel conduit with 1/2 inch KP snap in connector. Click here to see the complete EiKO Wattage and Color Selectable Commercial Downlight Installation Instructions. The 10 inch LED Downlight EiKO 11027 (CD10/PS33/FCCT/UD) is color selectable and can switch between three different color temperatures including: 3000K Warm White, 3500K Bright White, and 4000K Cool White, via the switch is located at the top of the driver. This LED downlight operates on the universal voltage of 120-277V and is also wattage/lumen adjustable controlled by the same switch on the driver. The 11027 can switch between 22 watts, 26 watts, and 33 watts, ranging between 2125-3140 lumens respectively and has a Color Rendering Index (CRI) of 80. The EiKO 10 inch LED downlight fixture is dimmable via 0-10v dimming and is suitable for wet locations. This LED Downlight has a white finish. These LED lights carry a 5 year limited warranty. Click here to see the complete EiKO Wattage and Color Selectable Commercial Downlight Specification Sheet. Typical applications include: Hotel Lobby, Shopping Center, Supermarkets, Recreation Centers, Offices, Schools, Hospitality and Retail. Have a large job or can't find what you are looking for? Contact our customer service at 248-276-9640 and we will be happy to help. Eiko 10 Inch 22/26/33 Watt LED Commercial Downlight Retrofit Color Selectable 3000/3500/4000K | 3000 | 80 | 2125 | 96.5909 | 60000 | 22 | 1 | 61.71 | 61.71 | 72.5116 | 2020Q3 | https://www.greenelectricalsupply.com/10-inch-22-26-33-watt-led-commercial-downlight-retrofit-color-selectable-3000-3500-4000k.aspx | Green Electrical Supply | 2020 | No
LED Lighting | Downlight | Manufacturer: Halco Lighting Technologies | True |  |  |  |  | 9" to 10" Recessed 9" to 10" Recessed Home > LED Indoor Light Fixtures > LED Downlights and Trims > 10 Inch Retrofits > 3000K Warm White > 10 Inch 30 Watt Commercial LED High Hat Downlight Retrofit 120-277V 3000K Warm White 2810 Lumens Product Specifications - Quick Reference Lamp Wattage: Working Voltage: 30 Watts 120-277 Volt Housing Dimensions: Rated Life: 11.65" Dia x 9.56" H 50,000 Hours Lumens: 2,810 Lumens Dimmable: YES: 0-10V Only Light Color: Trim / Baffle: 3000K Warm White White / White Certifications: Warranty: RoHS, cULus, ENERGY STAR 5 Year Limited Halco Lighting Technologies keeps adding products to their incredible ProLED line. These High Performance Commercial Downlights are a long life and energy efficient replacement for traditional lamps. Dimmable, and easy to install, they deliver a maintenance-free experience with a 50,000-hour rated life. These ENERGY STAR 10" LED ( Light Emitting Diode ) Commercial High Hat Retrofit Down Light conversion kits are a perfect choice for use in your existing 10" non-IC recessed can applications. Halco's LED retrofit cans combine low up-front cost, minimal labor, best-in-class energy efficiency and architectural-quality light to deliver an exceptional value for all your retrofit projects. Click here to see the complete Halco LED 10 Inch Commercial Recessed Retrofit Down Light Specification Sheet. This Halco CDLH10AR30/830/LED (99848) 3000 Kelvin (K) warm white LED down light operates on your existing 120 through 277 volt circuit and consumes just 30 watts. These LED retrofit lights generate 2,810 delivered lumens (or 93 Lumens Per Watt) and has a Color Rendering Index (CRI) of 80. The Halco 99848 10" commercial LED down light retrofit offers out-of-the-box dimming compatibility using 0-10 volt controls and is suitable for damp locations as well as being RoHS compliant. These LED downlights carry a 5 year limited warranty and are acceptable for use in Non-IC housings. Instant on at full brightness and mercury free - environmentally positive - generates no IR or UV - protects valuable objects - these 10" recessed can retrofit LED fixtures are rated for 50,000 hours based on the L70 Standard. The white trim is constructed with a cast aluminum and the reflector has a white finish. This commercial grade LED retrofit trim module is supplied with universal mounting clips for varying ceiling thickness. This quality high hat retrofit is supplied with an external driver, for easy retrofit and maintenance, and the power supply features integral thermal protection. Emergency battery options are available for all color temperatures upon request. Please contact our customer service representatives if you require one of these options or want a quote for a larger job. The special design of the driver box mounts directly to the junction box. Click here to see the complete Halco LED Commercial Recessed Retrofit Down Light Installation Instructions. Halco Lighting Technologies 10 Inch 30 Watt Commercial LED High Hat Downlight Retrofit 120-277V 3000K Warm White 2810 Lumens | 3000 | 80 | 2810 | 93.6667 | 50000 | 30 | 1 | 96.92 | 96.92 | 113.8847 | 2020Q3 | https://www.greenelectricalsupply.com/10-inch-30-watt-commercial-led-high-hat-downlight-retrofit-3000k.aspx | Green Electrical Supply | 2020 | Yes
LED Lighting | Downlight | Manufacturer: Halco Lighting Technologies | True |  |  |  |  | 9" to 10" Recessed 9" to 10" Recessed Home > LED Indoor Light Fixtures > LED Downlights and Trims > 10 Inch Retrofits > 4000K Cool White > 10 Inch 30 Watt Commercial LED High Hat Downlight Retrofit 120-277V 4000K Cool White 2810 Lumens Product Specifications - Quick Reference Lamp Wattage: Working Voltage: 30 Watts 120-277 Volt Housing Dimensions: Rated Life: 11.65" Dia x 9.56" H 50,000 Hours Lumens: 2,810 Lumens Dimmable: YES: 0-10V Only Light Color: Trim / Baffle: 4000K Cool White White / White Certifications: Warranty: RoHS, cULus, ENERGY STAR 5 Year Limited Halco Lighting Technologies keeps adding products to their incredible ProLED line. These High Performance Commercial Downlights are a long life and energy efficient replacement for traditional lamps. Dimmable, and easy to install, they deliver a maintenance-free experience with a 50,000-hour rated life. These ENERGY STAR 10" LED ( Light Emitting Diode ) Commercial High Hat Retrofit Down Light conversion kits are a perfect choice for use in your existing 10" non-IC recessed can applications. Halco's LED retrofit cans combine low up-front cost, minimal labor, best-in-class energy efficiency and architectural-quality light to deliver an exceptional value for all your retrofit projects. Click here to see the complete Halco LED 10 Inch Commercial Recessed Retrofit Down Light Specification Sheet. This Halco CDLH10AR30/840/LED (99849) 4000 Kelvin (K) cool white LED down light operates on your existing 120 through 277 volt circuit and consumes just 30 watts. These LED retrofit lights generate 2,810 delivered lumens (or 93 Lumens Per Watt) and has a Color Rendering Index (CRI) of 80. The Halco 99849 10" commercial LED down light retrofit offers out-of-the-box dimming compatibility using 0-10 volt controls and is suitable for damp locations as well as being RoHS compliant. These LED downlights carry a 5 year limited warranty and are acceptable for use in Non-IC housings. Instant on at full brightness and mercury free - environmentally positive - generates no IR or UV - protects valuable objects - these 10" recessed can retrofit LED fixtures are rated for 50,000 hours based on the L70 Standard. The white trim is constructed with a cast aluminum and the reflector has a white finish. This commercial grade LED retrofit trim module is supplied with universal mounting clips for varying ceiling thickness. This quality high hat retrofit is supplied with an external driver, for easy retrofit and maintenance, and the power supply features integral thermal protection. Emergency battery options are available for all color temperatures upon request. Please contact our customer service representatives if you require one of these options or want a quote for a larger job. The special design of the driver box mounts directly to the junction box. Click here to see the complete Halco LED Commercial Recessed Retrofit Down Light Installation Instructions. Halco Lighting Technologies 10 Inch 30 Watt Commercial LED High Hat Downlight Retrofit 120-277V 4000K Cool White 2810 Lumens | 4000 | 80 | 2810 | 93.6667 | 50000 | 30 | 1 | 96.92 | 96.92 | 113.8847 | 2020Q3 | https://www.greenelectricalsupply.com/10-inch-30-watt-commercial-led-high-hat-downlight-retrofit-4000k.aspx | Green Electrical Supply | 2020 | Yes
LED Lighting | Downlight | Manufacturer: Halco Lighting Technologies | True |  |  |  |  | 9" to 10" Recessed 9" to 10" Recessed Home > LED Indoor Light Fixtures > LED Downlights and Trims > 10 Inch Retrofits > 4000K Cool White > 10 Inch 40 Watt Commercial LED High Hat Downlight Retrofit 120-277V 4000K Cool White 3995 Lumens Product Specifications - Quick Reference Lamp Wattage: Working Voltage: 40 Watts 120-277 Volt Housing Dimensions: Rated Life: 11.65" Dia x 9.56" H 50,000 Hours Lumens: 3,995 Lumens Dimmable: YES: 0-10V Only Light Color: Trim / Baffle: 4000K Cool White White / White Certifications: Warranty: RoHS, cULus, ENERGY STAR 5 Year Limited Halco Lighting Technologies keeps adding products to their incredible ProLED line. These High Performance Commercial Downlights are a long life and energy efficient replacement for traditional lamps. Dimmable, and easy to install, they deliver a maintenance-free experience with a 50,000-hour rated life. These ENERGY STAR 10" LED ( Light Emitting Diode ) Commercial High Hat Retrofit Down Light conversion kits are a perfect choice for use in your existing 10" non-IC recessed can applications. Halco's LED retrofit cans combine low up-front cost, minimal labor, best-in-class energy efficiency and architectural-quality light to deliver an exceptional value for all your retrofit projects. Click here to see the complete Halco LED 10 Inch Commercial Recessed Retrofit Down Light Specification Sheet. This Halco CDLH10AR40/840/LED (99853) 4000 Kelvin (K) cool white LED down light operates on your existing 120 through 277 volt circuit and consumes just 40 watts. These LED retrofit lights generate 3,995 delivered lumens (or 90 Lumens Per Watt) and has a Color Rendering Index (CRI) of 80. The Halco 99853 10" commercial LED down light retrofit offers out-of-the-box dimming compatibility using 0-10 volt controls and is suitable for damp locations as well as being RoHS compliant. These LED downlights carry a 5 year limited warranty and are acceptable for use in Non-IC housings. Instant on at full brightness and mercury free - environmentally positive - generates no IR or UV - protects valuable objects - these 10" recessed can retrofit LED fixtures are rated for 50,000 hours based on the L70 Standard. The white trim is constructed with a cast aluminum and the reflector has a white finish. This commercial grade LED retrofit trim module is supplied with universal mounting clips for varying ceiling thickness. This quality high hat retrofit is supplied with an external driver, for easy retrofit and maintenance, and the power supply features integral thermal protection. Emergency battery options are available for all color temperatures upon request. Please contact our customer service representatives if you require one of these options or want a quote for a larger job. The special design of the driver box mounts directly to the junction box. Click here to see the complete Halco LED Commercial Recessed Retrofit Down Light Installation Instructions. Halco Lighting Technologies 10 Inch 40 Watt Commercial LED High Hat Downlight Retrofit 120-277V 4000K Cool White 3995 Lumens | 4000 | 80 | 3995 | 99.875 | 50000 | 40 | 1 | 99.87 | 99.87 | 117.3511 | 2020Q3 | https://www.greenelectricalsupply.com/10-inch-40-watt-commercial-led-high-hat-down-light-retrofit-4000k.aspx | Green Electrical Supply | 2020 | Yes
LED Lighting | Downlight | Manufacturer: Halco Lighting Technologies | True | Daylighting/Photocell, |  |  |  | 9" to 10" Recessed 9" to 10" Recessed Home > LED Indoor Light Fixtures > LED Downlights and Trims > 10 Inch Retrofits > 5000K Daylight > 10 Inch 40 Watt Commercial LED High Hat Downlight Retrofit 120-277V 5000K Daylight 3995 Lumens Product Specifications - Quick Reference Lamp Wattage: Working Voltage: 40 Watts 120-277 Volt Housing Dimensions: Rated Life: 11.65" Dia x 9.56" H 50,000 Hours Lumens: 3,995 Lumens Dimmable: YES: 0-10V Only Light Color: Trim / Baffle: 5000K Daylight White / White Certifications: Warranty: RoHS, cULus, ENERGY STAR 5 Year Limited Halco Lighting Technologies keeps adding products to their incredible ProLED line. These High Performance Commercial Downlights are a long life and energy efficient replacement for traditional lamps. Dimmable, and easy to install, they deliver a maintenance-free experience with a 50,000-hour rated life. These ENERGY STAR 10" LED ( Light Emitting Diode ) Commercial High Hat Retrofit Down Light conversion kits are a perfect choice for use in your existing 10" non-IC recessed can applications. Halco's LED retrofit cans combine low up-front cost, minimal labor, best-in-class energy efficiency and architectural-quality light to deliver an exceptional value for all your retrofit projects. Click here to see the complete Halco LED 10 Inch Commercial Recessed Retrofit Down Light Specification Sheet. This Halco CDLH10AR40/850/LED (99854) 5000 Kelvin (K) daylight LED down light operates on your existing 120 through 277 volt circuit and consumes just 40 watts. These LED retrofit lights generate 3,995 delivered lumens (or 90 Lumens Per Watt) and has a Color Rendering Index (CRI) of 80. The Halco 99854 10" commercial LED down light retrofit offers out-of-the-box dimming compatibility using 0-10 volt controls and is suitable for damp locations as well as being RoHS compliant. These LED downlights carry a 5 year limited warranty and are acceptable for use in Non-IC housings. Instant on at full brightness and mercury free - environmentally positive - generates no IR or UV - protects valuable objects - these 10" recessed can retrofit LED fixtures are rated for 50,000 hours based on the L70 Standard. The white trim is constructed with a cast aluminum and the reflector has a white finish. This commercial grade LED retrofit trim module is supplied with universal mounting clips for varying ceiling thickness. This quality high hat retrofit is supplied with an external driver, for easy retrofit and maintenance, and the power supply features integral thermal protection. Emergency battery options are available for all color temperatures upon request. Please contact our customer service representatives if you require one of these options or want a quote for a larger job. The special design of the driver box mounts directly to the junction box. Click here to see the complete Halco LED Commercial Recessed Retrofit Down Light Installation Instructions. Halco Lighting Technologies 10 Inch 40 Watt Commercial LED High Hat Downlight Retrofit 120-277V 5000K Daylight 3995 Lumens | 5000 | 80 | 3995 | 99.875 | 50000 | 40 | 1 | 99.87 | 99.87 | 117.3511 | 2020Q3 | https://www.greenelectricalsupply.com/10-inch-40-watt-commercial-led-high-hat-down-light-retrofit-5000k.aspx | Green Electrical Supply | 2020 | Yes
LED Lighting | Downlight | Manufacturer: Morris Products | True |  |  |  |  | 9" to 10" Recessed 9" to 10" Recessed Home > LED Indoor Light Fixtures > LED Downlights and Trims > 10 Inch Retrofits > 4000K Cool White > 10 Inch 30 Watt Commercial LED High Hat Downlight Retrofit 120-277V 4000K Cool White 2873 Lumens Product Specifications - Quick Reference Lamp Wattage: Working Voltage: 30 Watts 120-277 Volt Housing Dimensions: Rated Life: 11.18" Dia x 9.56" H 50,000 Hours Lumens: 2,873 Lumens Dimmable: YES: 0-10V Only Light Color: Trim / Baffle: 4000K Cool White White / White Certifications: Warranty: RoHS, cULus, ENERGY STAR 5 Year Limited Morris Products extensive line of electrical supplies, including LED products, continue to impress at an even more impressive cost. These 10" Commercial Downlights are a long life and energy efficient replacement for traditional lamps. Dimmable, and easy to install, they deliver a maintenance-free experience with a 50,000-hour rated life. These ENERGY STAR 10" LED ( Light Emitting Diode ) Commercial High Hat Retrofit Down Light conversion kits are a perfect choice for use in your existing 10" non-IC recessed can applications. Morris's LED retrofit cans combine low up-front cost, minimal labor, best-in-class energy efficiency and architectural-quality light to deliver an exceptional value for all your retrofit projects. Click here to see the complete Morris 72666 LED 10 Inch Commercial Recessed Retrofit Down Light Specification Sheet. This Morris (72666) 4000 Kelvin (K) cool white LED down light operates on your existing 120 through 277 volt circuit and consumes just 30 watts. These LED retrofit lights generate 2,873 delivered lumens (or 95 Lumens Per Watt) and has a Color Rendering Index (CRI) of 80. The Morris 72666 10" commercial LED down light retrofit offers out-of-the-box dimming compatibility using 0-10 volt controls and is suitable for damp locations as well as being Title 24 Compliant. These LED downlights carry a 5 year limited warranty. Instant on at full brightness and mercury free - environmentally positive - generates no IR or UV - protects valuable objects - these 10" recessed can retrofit LED fixtures are rated for 50,000 hours based on the L70 Standard. The white trim is constructed with a cast aluminum and the reflector has a white finish. This commercial grade LED retrofit trim module is supplied with universal mounting clips for varying ceiling thickness. This quality high hat retrofit is supplied with an external driver, for easy retrofit and maintenance, and the power supply features integral thermal protection. Please contact our customer service representatives if you require a quote for a larger job. Morris Products 10 Inch 30 Watt Commercial LED High Hat Downlight Retrofit 120-277V 4000K Cool White 2873 Lumens | 4000 | 80 | 2873 | 95.7667 | 50000 | 30 | 1 | 122.92 | 122.92 | 144.4357 | 2020Q3 | https://www.greenelectricalsupply.com/10-inch-commercial-high-hat-30-watt-downlight-led-retrofit-4000k.aspx | Green Electrical Supply | 2020 | Yes
LED Lighting | Downlight | Manufacturer: Morris Products | True | Daylighting/Photocell, |  |  |  | 9" to 10" Recessed 9" to 10" Recessed Home > LED Indoor Light Fixtures > LED Downlights and Trims > 10 Inch Retrofits > 5000K Daylight > 10 Inch 30 Watt Commercial LED High Hat Downlight Retrofit 120-277V 5000K Daylight 2700 Lumens Product Specifications - Quick Reference Lamp Wattage: Working Voltage: 30 Watts 120-277 Volt Housing Dimensions: Rated Life: 11.18" Dia x 9.56" H 50,000 Hours Lumens: 2,700 Lumens Dimmable: YES: 0-10V Only Light Color: Trim / Baffle: 5000K Daylight White / White Certifications: Warranty: RoHS, cULus, ENERGY STAR 5 Year Limited Morris Products extensive line of electrical supplies, including LED products, continue to impress at an even more impressive cost. These 10" Commercial Downlights are a long life and energy efficient replacement for traditional lamps. Dimmable, and easy to install, they deliver a maintenance-free experience with a 50,000-hour rated life. These ENERGY STAR 10" LED ( Light Emitting Diode ) Commercial High Hat Retrofit Down Light conversion kits are a perfect choice for use in your existing 10" non-IC recessed can applications. Morris's LED retrofit cans combine low up-front cost, minimal labor, best-in-class energy efficiency and architectural-quality light to deliver an exceptional value for all your retrofit projects. Click here to see the complete Morris 72667 LED 10 Inch Commercial Recessed Retrofit Down Light Specification Sheet. This Morris (72667) 5000 Kelvin (K) daylight LED down light operates on your existing 120 through 277 volt circuit and consumes just 30 watts. These LED retrofit lights generate 2,700 delivered lumens (or 90 Lumens Per Watt) and has a Color Rendering Index (CRI) of 80. The Morris 72667 10" commercial LED down light retrofit offers out-of-the-box dimming compatibility using 0-10 volt controls and is suitable for damp locations as well as being Title 24 Compliant. These LED downlights carry a 5 year limited warranty. Instant on at full brightness and mercury free - environmentally positive - generates no IR or UV - protects valuable objects - these 10" recessed can retrofit LED fixtures are rated for 50,000 hours based on the L70 Standard. The white trim is constructed with a cast aluminum and the reflector has a white finish. This commercial grade LED retrofit trim module is supplied with universal mounting clips for varying ceiling thickness. This quality high hat retrofit is supplied with an external driver, for easy retrofit and maintenance, and the power supply features integral thermal protection. Please contact our customer service representatives if you require a quote for a larger job. Morris Products 10 Inch 30 Watt Commercial LED High Hat Downlight Retrofit 120-277V 5000K Daylight 2700 Lumens | 5000 | 80 | 2700 | 90 | 50000 | 30 | 1 | 122.92 | 122.92 | 144.4357 | 2020Q3 | https://www.greenelectricalsupply.com/10-inch-commercial-high-hat-30-watt-downlight-led-retrofit-5000k.aspx | Green Electrical Supply | 2020 | Yes
LED Lighting | Downlight | Manufacturer: Venture Lighting | True |  |  |  |  | 9" to 10" Recessed 9" to 10" Recessed Home > LED Indoor Light Fixtures > LED Downlights and Trims > 10 Inch Retrofits > 4000K Cool White > 10 Inch 50 Watt Commercial LED High Hat Downlight Retrofit 120-277V 4000K Cool White 4479 Lumens Product Specifications - Quick Reference Lamp Wattage: Working Voltage: 50 Watts 120-277 Volt Housing Dimensions: Rated Life: 10.98" Dia x 7.10" H 54,000 Hours Lumens: 4,479 Lumens Dimmable: YES: 0-10V Only Light Color: Trim / Baffle: 4000K Cool White White / White Certifications: Warranty: Title 24, UL, ENERGY STAR 5 Year Limited Venture Lighting, since the early 1980s has been a pioneer of light source technology. They are bringing you a world class range of LED Lighting Solutions and continue to add to their extensive catalog. Venture Lighting's LED downlight retrofit kits are low profile, durable, and designed for long life and low maintenance. These ENERGY STAR 10" LED ( Light Emitting Diode ) Commercial High Hat Retrofit Down Light conversion kits are a perfect choice for use in your existing 10" non-IC recessed can applications. Venture Lighting's LED retrofit cans are NON-IC Rated and Title 24 Compliant, to meet all your retrofitting needs. Click here to see the complete Venture Lighting LED 10 Inch Commercial Recessed Retrofit Down Light Specification Sheet. This Venture DL13477 4000 Kelvin (K) cool white LED down light operates on your existing 120 through 277 volt circuit and consumes just 50 watts. These LED retrofit lights generate 4,479 delivered lumens (or 89.5 Lumens Per Watt) and has a Color Rendering Index (CRI) of 80. The Venture Lighting DL13477 10" commercial LED down light retrofit offers out-of-the-box dimming compatibility using 0-10 volt controls and is suitable for damp locations as well as being Title 24 compliant. These LED downlights carry a 5 year limited warranty and are acceptable for use in Non-IC housings. Instant on at full brightness and mercury free - environmentally positive - generates no IR or UV - protects valuable objects - these 10" recessed can retrofit LED fixtures are rated for 54,000 hours based on the L70 Standard. The white trim is constructed with a cast aluminum and the reflector has a white finish. This commercial grade LED retrofit trim module is supplied with universal mounting clips for varying ceiling thickness. This quality high hat retrofit is supplied with an external driver, for easy retrofit and maintenance, and the power supply features integral thermal protection. Please contact our customer service representatives if you want a quote for a larger job. Venture Lighting 10 Inch 50 Watt Commercial LED High Hat Downlight Retrofit 120-277V 4000K Cool White 4479 Lumens | 4000 | 80 | 4479 | 111.975 | 54000 | 40 | 1 | 153.84 | 153.84 | 180.7679 | 2020Q3 | https://www.greenelectricalsupply.com/10-inch-commercial-high-hat-50-watt-down-light-led-retrofit-4000k.aspx | Green Electrical Supply | 2020 | Yes
LED Lighting | Decorative | Manufacturer: Green Creative |  |  |  | PL LED Retrofit | 2G11 - 4 Pin | By-Pass LED By-Pass LED Home > LED Light Bulbs > LED PL Lamps > LED PLL Lamps > Ballast Bypass > 10 Watt 13 Inch LED PLL Lamp Ballast Bypass 120-277V 4000K 1250 Lumens Product Specifications - Quick Reference Input Voltage: Wattage 120-277 Volt 10 Watts Dimensions: Base: 12.7" MOL x 1.7" Width 4-Pin 2G11 LED Color: 4000K Cool White Rated Life Span: Up To 50,000 Hours Initial Lumens: Lumens per Watt: 1,250 Lumens 125 Lumens/Watt Tube Type: Certifications: T5 UL, cULus Green Creative, founded in 2010, is a solid-state lighting development and manufacturing company based in Silicon Valley, CA. The company offers a comprehensive line of high-performance LED lighting solutions which has been widely adopted by some of the largest companies in the world. Now, Green Creative is introducing a ballast bypass line of LED PLL replacement lamps, of all different sizes! These LED PLLs have a 2G11 (4-Pin) Base and are perfect to replace your CFL PL-L light bulbs. They come in four different sizes and two different color temperatures. Green Creative's 2G11 LED tube lights instantly turn on to full brightness with no flickering like a CFL would. The opaque glass eliminates pixilation and reduces glare while the plastic film prevents the glass from shattering. Remember - your fluorescent ballast must by bypassed to use these LED bulbs as they run on direct wire 120-277V line voltage. The Green Creative 2G11 10W LED/CFL Replacement Lamp, part number 34862 (10PLL/835/GL/BYP) is composed of a single twin T5 tube and features a 2G11 base. This base consists of four pins that are efficiently placed in a line at the bottom of the base. The 34862 produces 1,250 lumens of 4000K Cool White, for a total of 82 CRI. This model consumes just 10 watts of energy, replacing an 24W fluorescent lamp, for a total of over 40% energy savings. These savings are good for your pocket and the environment. These products are suitable for all indoor general lighting applications and damp locations but are not enclosed rated. Along with these certifications, this lamp is ballast bypass only. This means that there is no ballast or driver required and it must be installed by bypassing or removing the old ballast. For installation instructions, please refer to the specification sheet linked below. These lamps have a long life of 50,000 hours and come with a 5 year limited warranty. With a frost finish, these lamps measure 13 inches (MOL) and are wired directly with the universal 120-277V line voltage. An emergency inverter is available and is sold separately. For different sizes and color temperatures, please refer to the related products below or check out the chart below for complete dimensions and weights. Click here for the complete Green Creative Bypass LED PLL Lamps 2G11 Base Specification Sheet. Green Creative 10 Watt 13 Inch LED PLL Lamp Ballast Bypass 120-277V 4000K 1250 Lumens | 4000 | 82 | 1250 | 125 | 50000 | 10 | 1 | 14.58 | 14.58 | 17.1321 | 2020Q3 | https://www.greenelectricalsupply.com/10-watt-13-inch-led-pll-lamp-ballast-bypass-120-277v-4000k-1250-lumens.aspx | Green Electrical Supply | 2020 | Yes
LED Lighting | Downlight | Manufacturer: Light Efficient Design | False |  |  | PL LED Retrofit | G24q, GX24q | Direct Replacement LED, By-Pass LED Direct Replacement LED, By-Pass LED Home > LED Light Bulbs > LED PL Lamps > 4-Pin Base > 42 Watt CFL Equal > 2700K Warm White > 10 Watt 1350 Lumen Hybrid LED G24q GX24q 4 Pin LED PL Light Bulb 2700K Gen 3 Product Specifications - Quick Reference Input Voltage: Dimmable: 120-277 Volt AC Yes - On Dimmable Ballast Dimensions: Base: 1.3" Wide x 6.8" Long 4-Pin G24q/Gx24q LED Color: 2700K Warm White Rated Life Span: Up To 50,000 Hours Lumens: Efficacy: 1350 Lumens 135 lm/w CRI / Beam Angle: Certifications: 80 CRI / 360 Degrees cULus, RoHS Light Efficient Design is dedicated to providing the type of products that you demand. Proper certifications, such as LM79, Lighting Facts, UL and ultimately Energy Star, are top priorities for Light Efficient Design. These labels instill confidence in the quality of their products. More and more of their products carry certifications, and ultimately most will be certified. Some of Light Efficient Designs products, in what we believe to be one of the broadest assortment of LED lights anywhere, might appear to be similar to many competitors products but we can assure you that the intrinsics, which you cannot see, have been designed to give you the performance and longevity that you expect from LED products, but dont always get in this vast unknown supplier industry. Here are the Light Efficient Design, 360 degree beam angle retrofit LED. The product number is LED-7320-27K-G3, a replacement for LED-7320-27K-G2. It features universal operation. This LED PL retrofit can be installed as either a direct replacement that is compatible with up to 42 watt electronic fluorescent ballasts in fixtures that currently use 4-pin G24q or GX24q fluorescent PL tube lights (please refer to the installation instructions for a list of factory approved compatible ballasts) or you can bypass your ballast, wire directly to your socket, and operate off of your incoming 120-277v power. Part number LED-7320-27K-G3 (2700K Warm White) consumes just 10 watts of 120 to 277 volt 60 Hz energy. cULus Listed and RoHS compliant, these LED PLs are a dimmable LED light bulb, (Note: They are only dimmable on a dimmable electronic ballast. They are not dimmable via line voltage.) will produce 1350 Lumens of light output (135 Lumens Per Watt), has a CRI of 80 and a rated life of up to 50,000 hours. Give them a try - You will be very pleasantly surprised. Click here to see the complete Light Efficient Design Universal PL Lamps Retrofits Specification Sheet. These LED fluorescent bulbs have a 360 degree beam angle which easily integrates energy saving LED technology into your standard recessed lighting format. These LED retrofits are designed to replace up to 42w G24Q or Gx24Q 4-pin fluorescent PL lamps and are suitable for horizontal, base up, or base down recessed applications. The physical dimensions of the Light Efficient Design LED PL retrofit are 6.8 maximum overall length (MOL) by 1.3 wide. These LED retrofit bulbs carry a 5 Year Limited Warranty. Click here to see the complete Light Efficient Design Limited Warranty. The LED-7320-27K-G3, 10 watt LED lamp is designed to retrofit existing fluorescent recessed can lighting installations, thereby reducing maintenance and energy expenditures in residential, commercial, retail displays, hotel, motel and resort applications and as an energy saving light source for new fixtures and installations. Please NOTE: When retrofitting this LED to a fluorescent fixture by using the bi-pass option, the ballast must be by-passed or removed from the fixture. Additionally, by-passing the ballast will insure no RFI interference. Light Efficient Design 10 Watt 1350 Lumen Hybrid LED G24q GX24q 4 Pin LED PL Light Bulb 2700K Gen 3 | 2700 | 80 | 1350 | 135 | 50000 | 10 | 1 | 14.76 | 14.76 | 17.3436 | 2020Q3 | https://www.greenelectricalsupply.com/10-watt-1350-lumen-hybrid-led-g24q-gx24q-4-pin-led-pl-light-bulb-2700k-gen-3.aspx | Green Electrical Supply | 2020 | No
LED Lighting | Downlight | Manufacturer: Light Efficient Design | False |  |  | PL LED Retrofit | G24q, GX24q | Direct Replacement LED, By-Pass LED Direct Replacement LED, By-Pass LED Home > LED Light Bulbs > LED PL Lamps > 4-Pin Base > 42 Watt CFL Equal > 3500K Bright White > 10 Watt 1550 Lumen Hybrid LED G24q GX24q 4 Pin LED PL Light Bulb 3500K Gen 3 Product Specifications - Quick Reference Input Voltage: Dimmable: 120-277 Volt AC Yes - On Dimmable Ballast Dimensions: Base: 1.3" Wide x 6.8" Long 4-Pin G24q/Gx24q LED Color: 3500K Bright White Rated Life Span: Up To 50,000 Hours Lumens: Efficacy: 1550 Lumens 155 lm/w CRI / Beam Angle: Certifications: 80 CRI / 360 Degrees cULus, RoHS Light Efficient Design is dedicated to providing the type of products that you demand. Proper certifications, such as LM79, Lighting Facts, UL and ultimately Energy Star, are top priorities for Light Efficient Design. These labels instill confidence in the quality of their products. More and more of their products carry certifications, and ultimately most will be certified. Some of Light Efficient Designs products, in what we believe to be one of the broadest assortment of LED lights anywhere, might appear to be similar to many competitors products but we can assure you that the intrinsics, which you cannot see, have been designed to give you the performance and longevity that you expect from LED products, but dont always get in this vast unknown supplier industry. Here are the Light Efficient Design, 360 degree beam angle retrofit LED. The product number is LED-7320-35K-G3, a replacement for LED-7320-35K-G2. It features universal operation. This LED PL retrofit can be installed as either a direct replacement that is compatible with up to 42 watt electronic fluorescent ballasts in fixtures that currently use 4-pin G24q or GX24q fluorescent PL tube lights (please refer to the installation instructions for a list of factory approved compatible ballasts) or you can bypass your ballast, wire directly to your socket, and operate off of your incoming 120-277v power. Part number LED-7320-35K-G3 (3500K Bright White) consumes just 10 watts of 120 to 277 volt 60 Hz energy. cULus Listed and RoHS compliant, these LED PLs are a dimmable LED light bulb, (Note: They are only dimmable on a dimmable electronic ballast. They are not dimmable via line voltage.) will produce 1550 Lumens of light output (155 Lumens Per Watt), has a CRI of 80 and a rated life of up to 50,000 hours. Give them a try - You will be very pleasantly surprised. Click here to see the complete Light Efficient Design Universal PL Lamps Retrofits Specification Sheet. These LED fluorescent bulbs have a 360 degree beam angle which easily integrates energy saving LED technology into your standard recessed lighting format. These LED retrofits are designed to replace up to 42w G24Q or Gx24Q 4-pin fluorescent PL lamps and are suitable for horizontal, base up, or base down recessed applications. The physical dimensions of the Light Efficient Design LED PL retrofit are 6.8 maximum overall length (MOL) by 1.3 wide. These LED retrofit bulbs carry a 5 Year Limited Warranty. Click here to see the complete Light Efficient Design Limited Warranty. The LED-7320-35K-G3, 10 watt LED lamp is designed to retrofit existing fluorescent recessed can lighting installations, thereby reducing maintenance and energy expenditures in residential, commercial, retail displays, hotel, motel and resort applications and as an energy saving light source for new fixtures and installations. Please NOTE: When retrofitting this LED to a fluorescent fixture by using the bi-pass option, the ballast must be by-passed or removed from the fixture. Additionally, by-passing the ballast will insure no RFI interference. Light Efficient Design 10 Watt 1550 Lumen Hybrid LED G24q GX24q 4 Pin LED PL Light Bulb 3500K Gen 3 | 3500 | 80 | 1550 | 155 | 50000 | 10 | 1 | 14.76 | 14.76 | 17.3436 | 2020Q3 | https://www.greenelectricalsupply.com/10-watt-1550-lumen-hybrid-led-g24q-gx24q-4-pin-led-pl-light-bulb-3500k-gen-3.aspx | Green Electrical Supply | 2020 | No
LED Lighting | Downlight | Manufacturer: Light Efficient Design | False |  |  | PL LED Retrofit | G24q, GX24q | Direct Replacement LED, By-Pass LED Direct Replacement LED, By-Pass LED Home > LED Light Bulbs > LED PL Lamps > 4-Pin Base > 42 Watt CFL Equal > 4000K Cool White > 10 Watt 1600 Lumen Hybrid LED G24q GX24q 4 Pin LED PL Light Bulb 4000K Gen 3 Product Specifications - Quick Reference Input Voltage: Dimmable: 120-277 Volt AC Yes - On Dimmable Ballast Dimensions: Base: 1.3" Wide x 6.8" Long 4-Pin G24q/Gx24q LED Color: 4000K Cool White Rated Life Span: Up To 50,000 Hours Lumens: Efficacy: 1600 Lumens 160 lm/w CRI / Beam Angle: Certifications: 80 CRI / 360 Degrees cULus, RoHS Light Efficient Design is dedicated to providing the type of products that you demand. Proper certifications, such as LM79, Lighting Facts, UL and ultimately Energy Star, are top priorities for Light Efficient Design. These labels instill confidence in the quality of their products. More and more of their products carry certifications, and ultimately most will be certified. Some of Light Efficient Designs products, in what we believe to be one of the broadest assortment of LED lights anywhere, might appear to be similar to many competitors products but we can assure you that the intrinsics, which you cannot see, have been designed to give you the performance and longevity that you expect from LED products, but dont always get in this vast unknown supplier industry. Here are the Light Efficient Design, 360 degree beam angle retrofit LED. The product number is LED-7320-40K-G3, a replacement for LED-7320-40K-G2. It features universal operation. This LED PL retrofit can be installed as either a direct replacement that is compatible with up to 42 watt electronic fluorescent ballasts in fixtures that currently use 4-pin G24q or GX24q fluorescent PL tube lights (please refer to the installation instructions for a list of factory approved compatible ballasts) or you can bypass your ballast, wire directly to your socket, and operate off of your incoming 120-277v power. Part number LED-7320-40K-G3 (4000K Cool White) consumes just 10 watts of 120 to 277 volt 60 Hz energy. cULus Listed and RoHS compliant, these LED PLs are a dimmable LED light bulb, (Note: They are only dimmable on a dimmable electronic ballast. They are not dimmable via line voltage.) will produce 1600 Lumens of light output (160 Lumens Per Watt), has a CRI of 80 and a rated life of up to 50,000 hours. Give them a try - You will be very pleasantly surprised. Click here to see the complete Light Efficient Design Universal PL Lamps Retrofits Specification Sheet. These LED fluorescent bulbs have a 360 degree beam angle which easily integrates energy saving LED technology into your standard recessed lighting format. These LED retrofits are designed to replace up to 42w G24Q or Gx24Q 4-pin fluorescent PL lamps and are suitable for horizontal, base up, or base down recessed applications. The physical dimensions of the Light Efficient Design LED PL retrofit are 6.8 maximum overall length (MOL) by 1.3 wide. These LED retrofit bulbs carry a 5 Year Limited Warranty. Click here to see the complete Light Efficient Design Limited Warranty. The LED-7320-40K-G3, 10 watt LED lamp is designed to retrofit existing fluorescent recessed can lighting installations, thereby reducing maintenance and energy expenditures in residential, commercial, retail displays, hotel, motel and resort applications and as an energy saving light source for new fixtures and installations. Please NOTE: When retrofitting this LED to a fluorescent fixture by using the bi-pass option, the ballast must be by-passed or removed from the fixture. Additionally, by-passing the ballast will insure no RFI interference. Light Efficient Design 10 Watt 1600 Lumen Hybrid LED G24q GX24q 4 Pin LED PL Light Bulb 4000K Gen 3 | 4000 | 80 | 1600 | 160 | 50000 | 10 | 1 | 14.76 | 14.76 | 17.3436 | 2020Q3 | https://www.greenelectricalsupply.com/10-watt-1600-lumen-hybrid-led-g24q-gx24q-4-pin-led-pl-light-bulb-4000k-gen-3.aspx | Green Electrical Supply | 2020 | No
LED Lighting | Downlight | Manufacturer: Light Efficient Design | False | Daylighting/Photocell, |  | PL LED Retrofit | G24q, GX24q | Direct Replacement LED, By-Pass LED Direct Replacement LED, By-Pass LED Home > LED Light Bulbs > LED PL Lamps > 4-Pin Base > 42 Watt CFL Equal > 5000K Daylight > 10 Watt 1635 Lumen Hybrid LED G24q GX24q 4 Pin LED PL Light Bulb 5000K Gen 3 Product Specifications - Quick Reference Input Voltage: Dimmable: 120-277 Volt AC Yes - On Dimmable Ballast Dimensions: Base: 1.3" Wide x 6.8" Long 4-Pin G24q/Gx24q LED Color: 5000K Daylight Rated Life Span: Up To 50,000 Hours Lumens: Efficacy: 1635 Lumens 163 lm/w CRI / Beam Angle: Certifications: 80 CRI / 360 Degrees cULus, RoHS Light Efficient Design is dedicated to providing the type of products that you demand. Proper certifications, such as LM79, Lighting Facts, UL and ultimately Energy Star, are top priorities for Light Efficient Design. These labels instill confidence in the quality of their products. More and more of their products carry certifications, and ultimately most will be certified. Some of Light Efficient Designs products, in what we believe to be one of the broadest assortment of LED lights anywhere, might appear to be similar to many competitors products but we can assure you that the intrinsics, which you cannot see, have been designed to give you the performance and longevity that you expect from LED products, but dont always get in this vast unknown supplier industry. Here are the Light Efficient Design, 360 degree beam angle retrofit LED. The product number is LED-7320-50K-G3, a replacement for LED-7320-50K-G2. It features universal operation. This LED PL retrofit can be installed as either a direct replacement that is compatible with up to 42 watt electronic fluorescent ballasts in fixtures that currently use 4-pin G24q or GX24q fluorescent PL tube lights (please refer to the installation instructions for a list of factory approved compatible ballasts) or you can bypass your ballast, wire directly to your socket, and operate off of your incoming 120-277v power. Part number LED-7320-50K-G3 (5000K Daylight) consumes just 10 watts of 120 to 277 volt 60 Hz energy. cULus Listed and RoHS compliant, these LED PLs are a dimmable LED light bulb, (Note: They are only dimmable on a dimmable electronic ballast. They are not dimmable via line voltage.) will produce 1635 Lumens of light output (163 Lumens Per Watt), has a CRI of 80 and a rated life of up to 50,000 hours. Give them a try - You will be very pleasantly surprised. Click here to see the complete Light Efficient Design Universal PL Lamps Retrofits Specification Sheet. These LED fluorescent bulbs have a 360 degree beam angle which easily integrates energy saving LED technology into your standard recessed lighting format. These LED retrofits are designed to replace up to 42w G24Q or Gx24Q 4-pin fluorescent PL lamps and are suitable for horizontal, base up, or base down recessed applications. The physical dimensions of the Light Efficient Design LED PL retrofit are 6.8 maximum overall length (MOL) by 1.3 wide. These LED retrofit bulbs carry a 5 Year Limited Warranty. Click here to see the complete Light Efficient Design Limited Warranty. The LED-7320-50K-G3, 10 watt LED lamp is designed to retrofit existing fluorescent recessed can lighting installations, thereby reducing maintenance and energy expenditures in residential, commercial, retail displays, hotel, motel and resort applications and as an energy saving light source for new fixtures and installations. Please NOTE: When retrofitting this LED to a fluorescent fixture by using the bi-pass option, the ballast must be by-passed or removed from the fixture. Additionally, by-passing the ballast will insure no RFI interference. Light Efficient Design 10 Watt 1635 Lumen Hybrid LED G24q GX24q 4 Pin LED PL Light Bulb 5000K Gen 3 | 4000 | 80 | 1635 | 163.5 | 50000 | 10 | 1 | 14.76 | 14.76 | 17.3436 | 2020Q3 | https://www.greenelectricalsupply.com/10-watt-1635-lumen-hybrid-led-g24q-gx24q-4-pin-led-pl-light-bulb-5000k-gen-3.aspx | Green Electrical Supply | 2020 | No
LED Lighting | Decorative | Manufacturer: MaxLite | True |  |  | G25 | Medium E26 | Home > Energy Star Qualified Products > 10 Watt Frosted Dimmable LED G25 Globe JA8 Certified 800 Lumens 2700K Product Specifications - Quick Reference Lamp Wattage: 10 Watts Dimensions: 3.50" W x 4.43" H (MOL) Incandescent Equivalent: Initial Lumens: 100 Watts 800 Lumens Warranty: Rated Life: 5 Year Limited 25,000 Hours Color Temperature: CRI: 2700K Warm White 92 Input Voltage: Certifications: 120V JA8 T24, cULus, Energy Star Maxlite is adding JA8 Certified LED Light Bulbs to their already expansive catalog of LED products. While every industry thrives on new and forward thinking technology, Maxlite really goes above and beyond to give you quality products at a fair price. So, why JA8 certification? Since 1978, most buildings withing California are required to meet minimum energy efficiency standards contained in Title 2, Part 6 of the California Code of Regulations. This legislative helps to reduce California's energy consumption. These standards are updated periodically. Joint Appendix JA8 is a high efficacy qualification requirement for residential luminaires using an LED light source, based on the LEDs efficacy, or lumens per watt. Not only will these JA8 compliant LED bulbs meet your state codes, but they will also give you exceptional lighting in a low wattage application. This is Maxlite's 10G25DLED927/JA8 (1409460), a JA8 certified Title 24 compliant LED G25 globe light bulb with a Medium E26 Base. This globe light is ideal for providing high-quality lighting for globe, vanity, and decorative fixtures throughout homes and hospitality applications. These are perfect for over the mirror bathroom lights, dressing room lights, and vanity dresser lights. This LED globe light consumes 10 watts, while replacing 100 watt incandescents, resulting in up to 90 percent energy savings. The Maxlite JA8 LED G25 globe light provides 800 lumens (an efficacy of 80 lpw) with a CRI of 92 in a 2700K Warm White. This LED light bulb is dimmable down to 10% (see below for a list of compatible dimmers) and has a rated life of 25,000 hours and a 5 year limited warranty. This LED globe is NOT for use in enclosed fixtures. Not only is this LED globe light bulb JA8 Listed and Title 24 Compliant, but also it is ENERGY STAR certified and cULus rated for damp locations. The operating temperature of this specific bulb is from -4°F to 104°F. The 10G25DLED927/JA8 (1409460) has an overall length of 4.43" and a width of 3.50". Click here to see the complete MaxLite JA8 Listed LED Globe Light Bulb Specification Sheet.Save energy today with these incredible bulbs. MaxLite 10 Watt Frosted Dimmable LED G25 Globe JA8 Certified 800 Lumens 2700K | 2700 | 92 | 800 | 80 | 25000 | 10 | 1 | 5.31 | 5.31 | 6.2395 | 2020Q3 | https://www.greenelectricalsupply.com/10-watt-dimmable-ja8-led-g25-globe-2700k.aspx | Green Electrical Supply | 2020 | Yes
LED Lighting | Downlight | Manufacturer: Light Efficient Design | True |  |  | PL LED Retrofit | G24q | Direct Replacement LED, By-Pass LED Direct Replacement LED, By-Pass LED Home > Closeout Fixtures and Light Bulbs > 10 Watt 900 Lumen Hybrid LED G24q GX24q 4 Pin LED PL Light Bulb 2700K Product Specifications - Quick Reference Input Voltage: Dimmable: 120-277 Volt AC Yes - On Dimmable Ballast Dimensions: Base: 1.4" Wide x 6.2" Long 4-Pin G24q/Gx24q LED Color: 2700K Warm White Rated Life Span: Up To 50,000 Hours Lumens: Efficacy: 900 Lumens 90 lm/w CRI / Beam Angle: Certifications: 85 CRI / 360 Degrees cULus, RoHS Light Efficient Design is dedicated to providing the type of products that you demand. Proper certifications, such as LM79, Lighting Facts, UL and ultimately Energy Star, are top priorities for Light Efficient Design. These labels instill confidence in the quality of their products. More and more of their products carry certifications, and ultimately most will be certified. Some of Light Efficient Designs products, in what we believe to be one of the broadest assortment of LED lights anywhere, might appear to be similar to many competitors products but we can assure you that the intrinsics, which you cannot see, have been designed to give you the performance and longevity that you expect from LED products, but dont always get in this vast unknown supplier industry. Here are the Light Efficient Design, 360 degree beam angle retrofit LED. The product number is LED-7320-27K-G2, a replacement for LED-7320-27A. It features universal operation. This LED PL retrofit can be installed as either a direct replacement that is compatible with up to 32 watt electronic fluorescent ballasts in fixtures that currently use 4-pin G24q or GX24q fluorescent PL tube lights (please refer to the installation instructions for a list of factory approved compatible ballasts) or you can bypass your ballast, wire directly to your socket, and operate off of your incoming 120-277v power. Part number LED-7320-27K-G2 (2700K Warm White) consumes just 10 watts of 120 to 277 volt 60 Hz energy. cULus Listed and RoHS compliant, these LED PLs are a dimmable LED light bulb, (Note: They are only dimmable on a dimmable electronic ballast. They are not dimmable via line voltage.) will produce 900 Lumens of light output (90 Lumens Per Watt), has a CRI of 85 and a rated life of up to 50,000 hours. Give them a try - You will be very pleasantly surprised. Click here to see the complete LED-7320-27K-G2 G24q GX24Q 4 Pin Retrofit Specification Sheet. These LED fluorescent bulbs have a 360 degree beam angle which easily integrates energy saving LED technology into your standard recessed lighting format. These LED retrofits are designed to replace up to 32w G24Q or Gx24Q 4-pin fluorescent PL lamps and are suitable for horizontal, base up, or base down recessed applications. The physical dimensions of the Light Efficient Design LED PL retrofit are 6.2 maximum overall length (MOL) by 1.4 wide. These LED retrofit bulbs carry a 5 Year Limited Warranty. Click here to see the complete Light Efficient Design Limited Warranty. The LED-7320-27K-G2, 10 watt LED lamp is designed to retrofit existing fluorescent recessed can lighting installations, thereby reducing maintenance and energy expenditures in residential, commercial, retail displays, hotel, motel and resort applications and as an energy saving light source for new fixtures and installations. Please NOTE: When retrofitting this LED to a fluorescent fixture by using the bi-pass option, the ballast must be by-passed or removed from the fixture. Additionally, by-passing the ballast will insure no RFI interference. Click here to see the LED-7320 Installation Instructions. Light Efficient Design 10 Watt 900 Lumen Hybrid LED G24q GX24q 4 Pin LED PL Light Bulb 2700K | 2700 | 85 | 900 | 90 | 50000 | 10 | 1 | 14.16 | 14.16 | 16.6385 | 2020Q3 | https://www.greenelectricalsupply.com/10-watt-g24q-gx24q-led-pl-retrofit-bulbs-2700k.aspx | Green Electrical Supply | 2020 | No
LED Lighting | Downlight | Manufacturer: Light Efficient Design | True |  |  | PL LED Retrofit | G24q | Direct Replacement LED, By-Pass LED Direct Replacement LED, By-Pass LED Home > LED Light Bulbs > LED PL Lamps > 4-Pin Base > 32 Watt CFL Equal > 3500K Bright White > 10 Watt 1000 Lumen Hybrid LED G24q GX24q 4 Pin LED PL Light Bulb 3500K Product Specifications - Quick Reference Input Voltage: Dimmable: 120-277 Volt AC Yes - On Dimmable Ballast Dimensions: Base: 1.4" Wide x 6.2" Long 4-Pin G24q/Gx24q LED Color: 3500K Bright White Rated Life Span: Up To 50,000 Hours Lumens: Efficacy: 1000 Lumens 100 lm/w CRI / Beam Angle: Certifications: 85 CRI / 360 Degrees cULus, RoHS Light Efficient Design is dedicated to providing the type of products that you demand. Proper certifications, such as LM79, Lighting Facts, UL and ultimately Energy Star, are top priorities for Light Efficient Design. These labels instill confidence in the quality of their products. More and more of their products carry certifications, and ultimately most will be certified. Some of Light Efficient Designs products, in what we believe to be one of the broadest assortment of LED lights anywhere, might appear to be similar to many competitors products but we can assure you that the intrinsics, which you cannot see, have been designed to give you the performance and longevity that you expect from LED products, but dont always get in this vast unknown supplier industry. Here are the Light Efficient Design, 360 degree beam angle retrofit LED. The product number is LED-7320-35K-G2, a replacement for LED-7320-35A. It features universal operation. This LED PL retrofit can be installed as either a direct replacement that is compatible with up to 32 watt electronic fluorescent ballasts in fixtures that currently use 4-pin G24q or GX24q fluorescent PL tube lights (please refer to the installation instructions for a list of factory approved compatible ballasts) or you can bypass your ballast, wire directly to your socket, and operate off of your incoming 120-277v power. Part number LED-7320-35K-G2 (3500K Bright White) consumes just 10 watts of 120 to 277 volt 60 Hz energy. cULus Listed and RoHS compliant, these LED PLs are a dimmable LED light bulb, (Note: They are only dimmable on a dimmable electronic ballast. They are not dimmable via line voltage.) will produce 1000 Lumens of light output (100 Lumens Per Watt), has a CRI of 85 and a rated life of up to 50,000 hours. Give them a try - You will be very pleasantly surprised. Click here to see the complete LED-7320-35K-G2 G24q GX24Q 4 Pin Retrofit Specification Sheet. These LED fluorescent bulbs have a 360 degree beam angle which easily integrates energy saving LED technology into your standard recessed lighting format. These LED retrofits are designed to replace up to 32w G24Q or Gx24Q 4-pin fluorescent PL lamps and are suitable for horizontal, base up, or base down recessed applications. The physical dimensions of the Light Efficient Design LED PL retrofit are 6.2 maximum overall length (MOL) by 1.4 wide. These LED retrofit bulbs carry a 5 Year Limited Warranty. Click here to see the complete Light Efficient Design Limited Warranty. The LED-7320-35K-G2, 10 watt LED lamp is designed to retrofit existing fluorescent recessed can lighting installations, thereby reducing maintenance and energy expenditures in residential, commercial, retail displays, hotel, motel and resort applications and as an energy saving light source for new fixtures and installations. Please NOTE: When retrofitting this LED to a fluorescent fixture by using the bi-pass option, the ballast must be by-passed or removed from the fixture. Additionally, by-passing the ballast will insure no RFI interference. Click here to see the LED-7320 Installation Instructions. Light Efficient Design 10 Watt 1000 Lumen Hybrid LED G24q GX24q 4 Pin LED PL Light Bulb 3500K | 3500 | 85 | 1000 | 100 | 50000 | 10 | 1 | 14.16 | 14.16 | 16.6385 | 2020Q3 | https://www.greenelectricalsupply.com/10-watt-g24q-gx24q-led-pl-retrofit-bulbs-3500k.aspx | Green Electrical Supply | 2020 | No
LED Lighting | Downlight | Manufacturer: Light Efficient Design | True |  |  | PL LED Retrofit | G24q | Direct Replacement LED, By-Pass LED Direct Replacement LED, By-Pass LED Home > LED Light Bulbs > LED PL Lamps > 4-Pin Base > 32 Watt CFL Equal > 4000K Cool White > 10 Watt 1000 Lumen Hybrid LED G24q GX24q 4 Pin LED PL Light Bulb 4000K Product Specifications - Quick Reference Input Voltage: Dimmable: 120-277 Volt AC Yes - On Dimmable Ballast Dimensions: Base: 1.4" Wide x 6.2" Long 4-Pin G24q/Gx24q LED Color: 4000K Cool White Rated Life Span: Up To 50,000 Hours Lumens: Efficacy: 1000 Lumens 100 lm/w CRI / Beam Angle: Certifications: 85 CRI / 360 Degrees cULus, RoHS Light Efficient Design is dedicated to providing the type of products that you demand. Proper certifications, such as LM79, Lighting Facts, UL and ultimately Energy Star, are top priorities for Light Efficient Design. These labels instill confidence in the quality of their products. More and more of their products carry certifications, and ultimately most will be certified. Some of Light Efficient Designs products, in what we believe to be one of the broadest assortment of LED lights anywhere, might appear to be similar to many competitors products but we can assure you that the intrinsics, which you cannot see, have been designed to give you the performance and longevity that you expect from LED products, but dont always get in this vast unknown supplier industry. Here are the Light Efficient Design, 360 degree beam angle retrofit LED. The product number is LED-7320-40K-G2, a replacement for LED-7320-40A. It features universal operation. This LED PL retrofit can be installed as either a direct replacement that is compatible with up to 32 watt electronic fluorescent ballasts in fixtures that currently use 4-pin G24q or GX24q fluorescent PL tube lights (please refer to the installation instructions for a list of factory approved compatible ballasts) or you can bypass your ballast, wire directly to your socket, and operate off of your incoming 120-277v power. Part number LED-7320-40K-G2 (4000K Cool White) consumes just 10 watts of 120 to 277 volt 60 Hz energy. cULus Listed and RoHs compliant, these LED tubes are a dimmable LED light bulb, (Note: They are only dimmable on a dimmable electronic ballast. They are not dimmable via line voltage.) will produce 1000 Lumens of light output (100 Lumens Per Watt), has a CRI of 85 and a rated life of up to 50,000 hours. Give them a try - You will be very pleasantly surprised. Click here to see the complete LED-7320-40K-G2 G24q GX24Q 4 Pin Retrofit Specification Sheet. These LED fluorescent bulbs have a 360 degree beam angle which easily integrates energy saving LED technology into your standard recessed lighting format. These LED retrofits are designed to replace up to 32w G24Q or Gx24Q 4-pin fluorescent PL lamps and are suitable for horizontal, base up, or base down recessed applications. The physical dimensions of the Light Efficient Design LED PL retrofit are 6.2 maximum overall length (MOL) by 1.4 wide. These LED retrofit bulbs carry a 5 Year Limited Warranty. Click here to see the complete Light Efficient Design Limited Warranty. The LED-7320-40K-G2, 10 watt LED lamp is designed to retrofit existing fluorescent recessed can lighting installations, thereby reducing maintenance and energy expenditures in residential, commercial, retail displays, hotel, motel and resort applications and as an energy saving light source for new fixtures and installations. Please NOTE: When retrofitting this LED to a fluorescent fixture by using the bi-pass option, the ballast must be by-passed or removed from the fixture. Additionally, by-passing the ballast will insure no RFI interference. Click here to see the LED-7320 Installation Instructions. Light Efficient Design 10 Watt 1000 Lumen Hybrid LED G24q GX24q 4 Pin LED PL Light Bulb 4000K | 4000 | 85 | 1000 | 100 | 50000 | 10 | 1 | 14.16 | 14.16 | 16.6385 | 2020Q3 | https://www.greenelectricalsupply.com/10-watt-g24q-gx24q-led-pl-retrofit-bulbs-4000k.aspx | Green Electrical Supply | 2020 | No
LED Lighting | Downlight | Manufacturer: Light Efficient Design | True |  |  | PL LED Retrofit | G24q | Direct Replacement LED, By-Pass LED Direct Replacement LED, By-Pass LED Home > LED Light Bulbs > LED PL Lamps > 4-Pin Base > 42 Watt CFL Equal > 2700K Warm White > 11 Watt 1050 Lumen Hybrid LED G24q GX24q 4 Pin LED PL Light Bulb 2700K Gen 3 Product Specifications - Quick Reference Input Voltage: Dimmable: 120-277 Volt AC Yes - On Dimmable Ballast Dimensions: Base: 1.3" Wide x 5.6" Long 4-Pin G24q/Gx24q LED Color: 2700K Warm White Rated Life Span: Up To 50,000 Hours Lumens: Efficacy: 1050 Lumens 105 lm/w CRI / Beam Angle: Certifications: 80 CRI / 120 Degrees cULus, RoHS Light Efficient Design is dedicated to providing the type of products that you demand. Proper certifications, such as LM79, Lighting Facts, UL and ultimately Energy Star, are top priorities for Light Efficient Design. These labels instill confidence in the quality of their products. More and more of their products carry certifications, and ultimately most will be certified. Some of Light Efficient Designs products, in what we believe to be one of the broadest assortment of LED lights anywhere, might appear to be similar to many competitors products but we can assure you that the intrinsics, which you cannot see, have been designed to give you the performance and longevity that you expect from LED products, but do not always get in this vast unknown supplier industry. Here are the Light Efficient Design, 120 degree beam angle retrofit LED. The product number is LED-7324-27K-G3, a replacement for LED-7324-27K-G2. It features universal operation. This LED PL retrofit can be installed as either a direct replacement that is compatible with up to 42 watt electronic fluorescent ballasts in fixtures that currently use 4-pin G24q or GX24q fluorescent PL tube lights (please refer to the installation instructions for a list of factory approved compatible ballasts) or you can bypass your ballast, wire directly to your socket, and operate off of your incoming 120-277v power. Part number LED-7324-27K-G3 (2700K Warm White) consumes just 11 watts of 120 to 277 volt 60 Hz energy. cULus Listed and RoHS compliant, these LED PLs are a dimmable LED light bulb (These are only dimmable on a dimmable ballast. They are not dimmable on line voltage.), will produce 1050 Lumens of light output (105 Lumens Per Watt), has a CRI of 80 and a rated life of up to 50,000 hours. Give them a try - You will be very pleasantly surprised. Click here to see the complete Light Efficient Design Universal PL Lamps Retrofits Specification Sheet. These LED fluorescent bulbs have a 120 degree beam angle which easily integrates energy saving LED technology into your standard recessed lighting format. These LED retrofits are designed to replace up to 42w G24Q or Gx24Q 4-pin fluorescent PL lamps and are suitable for horizontal, base up, or base down recessed applications. The physical dimensions of the Light Efficient Design LED PL retrofit are 6.8 maximum overall length (MOL) by 1.3 wide. These LED retrofit bulbs carry a 5 Year Limited Warranty. Click here to see the complete Light Efficient Design Limited Warranty. The LED-7324-27K-G3, 11 watt LED lamp is designed to retrofit existing fluorescent recessed can lighting installations, thereby reducing maintenance and energy expenditures in residential, commercial, retail displays, hotel, motel and resort applications and as an energy saving light source for new fixtures and installations. Please NOTE: When retrofitting this LED to a fluorescent fixture by using the bi-pass option, the ballast must be by-passed or removed from the fixture. Additionally, by-passing the ballast will insure no RFI interference. Light Efficient Design 11 Watt 1050 Lumen Hybrid LED G24q GX24q 4 Pin LED PL Light Bulb 2700K Gen 3 | 2700 | 80 | 1050 | 95.4545 | 50000 | 11 | 1 | 14.47 | 14.47 | 17.0028 | 2020Q3 | https://www.greenelectricalsupply.com/11-watt-1050-lumen-hybrid-led-g24q-gx24q-4-pin-led-pl-light-bulb-2700k-gen-3.aspx | Green Electrical Supply | 2020 | No
LED Lighting | Downlight | Manufacturer: Light Efficient Design | True |  |  | PL LED Retrofit | G24q | Direct Replacement LED, By-Pass LED Direct Replacement LED, By-Pass LED Home > LED Light Bulbs > LED PL Lamps > 4-Pin Base > 42 Watt CFL Equal > 3500K Bright White > 11 Watt 1125 Lumen Hybrid LED G24q GX24q 4 Pin LED PL Light Bulb 3500K Gen 3 Product Specifications - Quick Reference Input Voltage: Dimmable: 120-277 Volt AC Yes - On Dimmable Ballast Dimensions: Base: 1.3" Wide x 5.6" Long 4-Pin G24q/Gx24q LED Color: 3500K Bright White Rated Life Span: Up To 50,000 Hours Lumens: Efficacy: 1125 Lumens 112 lm/w CRI / Beam Angle: Certifications: 80 CRI / 120 Degrees cULus, RoHS Light Efficient Design is dedicated to providing the type of products that you demand. Proper certifications, such as LM79, Lighting Facts, UL and ultimately Energy Star, are top priorities for Light Efficient Design. These labels instill confidence in the quality of their products. More and more of their products carry certifications, and ultimately most will be certified. Some of Light Efficient Designs products, in what we believe to be one of the broadest assortment of LED lights anywhere, might appear to be similar to many competitors products but we can assure you that the intrinsics, which you cannot see, have been designed to give you the performance and longevity that you expect from LED products, but do not always get in this vast unknown supplier industry. Here are the Light Efficient Design, 120 degree beam angle retrofit LED. The product number is LED-7324-35K-G3, a replacement for LED-7324-35K-G2. It features universal operation. This LED PL retrofit can be installed as either a direct replacement that is compatible with up to 42 watt electronic fluorescent ballasts in fixtures that currently use 4-pin G24q or GX24q fluorescent PL tube lights (please refer to the installation instructions for a list of factory approved compatible ballasts) or you can bypass your ballast, wire directly to your socket, and operate off of your incoming 120-277v power. Part number LED-7324-35K-G3 (3500K Bright White) consumes just 11 watts of 120 to 277 volt 60 Hz energy. cULus Listed and RoHS compliant, these LED PLs are a dimmable LED light bulb (These are only dimmable on a dimmable ballast. They are not dimmable on line voltage.), will produce 1125 Lumens of light output (112 Lumens Per Watt), has a CRI of 80 and a rated life of up to 50,000 hours. Give them a try - You will be very pleasantly surprised. Click here to see the complete Light Efficient Design Universal PL Lamps Retrofits Specification Sheet. These LED fluorescent bulbs have a 120 degree beam angle which easily integrates energy saving LED technology into your standard recessed lighting format. These LED retrofits are designed to replace up to 42w G24Q or Gx24Q 4-pin fluorescent PL lamps and are suitable for horizontal, base up, or base down recessed applications. The physical dimensions of the Light Efficient Design LED PL retrofit are 6.8 maximum overall length (MOL) by 1.3 wide. These LED retrofit bulbs carry a 5 Year Limited Warranty. Click here to see the complete Light Efficient Design Limited Warranty. The LED-7324-35K-G3, 11 watt LED lamp is designed to retrofit existing fluorescent recessed can lighting installations, thereby reducing maintenance and energy expenditures in residential, commercial, retail displays, hotel, motel and resort applications and as an energy saving light source for new fixtures and installations. Please NOTE: When retrofitting this LED to a fluorescent fixture by using the bi-pass option, the ballast must be by-passed or removed from the fixture. Additionally, by-passing the ballast will insure no RFI interference. Light Efficient Design 11 Watt 1125 Lumen Hybrid LED G24q GX24q 4 Pin LED PL Light Bulb 3500K Gen 3 | 3500 | 80 | 1125 | 102.2727 | 50000 | 11 | 1 | 14.47 | 14.47 | 17.0028 | 2020Q3 | https://www.greenelectricalsupply.com/11-watt-1125-lumen-hybrid-led-g24q-gx24q-4-pin-led-pl-light-bulb-3500k-gen-3.aspx | Green Electrical Supply | 2020 | No
LED Lighting | Downlight | Manufacturer: Light Efficient Design | True |  |  | PL LED Retrofit | G24q | Direct Replacement LED, By-Pass LED Direct Replacement LED, By-Pass LED Home > LED Light Bulbs > LED PL Lamps > 4-Pin Base > 42 Watt CFL Equal > 4000K Cool White > 11 Watt 1200 Lumen Hybrid LED G24q GX24q 4 Pin LED PL Light Bulb 4000K Gen 3 Product Specifications - Quick Reference Input Voltage: Dimmable: 120-277 Volt AC Yes - On Dimmable Ballast Dimensions: Base: 1.3" Wide x 5.6" Long 4-Pin G24q/Gx24q LED Color: 4000K Cool White Rated Life Span: Up To 50,000 Hours Lumens: Efficacy: 1200 Lumens 120 lm/w CRI / Beam Angle: Certifications: 80 CRI / 120 Degrees cULus, RoHS Light Efficient Design is dedicated to providing the type of products that you demand. Proper certifications, such as LM79, Lighting Facts, UL and ultimately Energy Star, are top priorities for Light Efficient Design. These labels instill confidence in the quality of their products. More and more of their products carry certifications, and ultimately most will be certified. Some of Light Efficient Designs products, in what we believe to be one of the broadest assortment of LED lights anywhere, might appear to be similar to many competitors products but we can assure you that the intrinsics, which you cannot see, have been designed to give you the performance and longevity that you expect from LED products, but do not always get in this vast unknown supplier industry. Here are the Light Efficient Design, 120 degree beam angle retrofit LED. The product number is LED-7324-40K-G3, a replacement for LED-7324-40K-G2. It features universal operation. This LED PL retrofit can be installed as either a direct replacement that is compatible with up to 42 watt electronic fluorescent ballasts in fixtures that currently use 4-pin G24q or GX24q fluorescent PL tube lights (please refer to the installation instructions for a list of factory approved compatible ballasts) or you can bypass your ballast, wire directly to your socket, and operate off of your incoming 120-277v power. Part number LED-7324-40K-G3 (4000K Cool White) consumes just 11 watts of 120 to 277 volt 60 Hz energy. cULus Listed and RoHS compliant, these LED PLs are a dimmable LED light bulb (These are only dimmable on a dimmable ballast. They are not dimmable on line voltage.), will produce 1200 Lumens of light output (120 Lumens Per Watt), has a CRI of 80 and a rated life of up to 50,000 hours. Give them a try - You will be very pleasantly surprised. Click here to see the complete Light Efficient Design Universal PL Lamps Retrofits Specification Sheet. These LED fluorescent bulbs have a 120 degree beam angle which easily integrates energy saving LED technology into your standard recessed lighting format. These LED retrofits are designed to replace up to 42w G24Q or Gx24Q 4-pin fluorescent PL lamps and are suitable for horizontal, base up, or base down recessed applications. The physical dimensions of the Light Efficient Design LED PL retrofit are 6.8 maximum overall length (MOL) by 1.3 wide. These LED retrofit bulbs carry a 5 Year Limited Warranty. Click here to see the complete Light Efficient Design Limited Warranty. The LED-7324-40K-G3, 11 watt LED lamp is designed to retrofit existing fluorescent recessed can lighting installations, thereby reducing maintenance and energy expenditures in residential, commercial, retail displays, hotel, motel and resort applications and as an energy saving light source for new fixtures and installations. Please NOTE: When retrofitting this LED to a fluorescent fixture by using the bi-pass option, the ballast must be by-passed or removed from the fixture. Additionally, by-passing the ballast will insure no RFI interference. Light Efficient Design 11 Watt 1200 Lumen Hybrid LED G24q GX24q 4 Pin LED PL Light Bulb 4000K Gen 3 | 4000 | 80 | 1200 | 109.0909 | 50000 | 11 | 1 | 14.47 | 14.47 | 17.0028 | 2020Q3 | https://www.greenelectricalsupply.com/11-watt-1200-lumen-hybrid-led-g24q-gx24q-4-pin-led-pl-light-bulb-4000k-gen-3.aspx | Green Electrical Supply | 2020 | No
LED Lighting | Downlight | Manufacturer: Light Efficient Design | True | Daylighting/Photocell, |  | PL LED Retrofit | G24q | Direct Replacement LED, By-Pass LED Direct Replacement LED, By-Pass LED Home > LED Light Bulbs > LED PL Lamps > 4-Pin Base > 42 Watt CFL Equal > 5000K Daylight > 11 Watt 1200 Lumen Hybrid LED G24q GX24q 4 Pin LED PL Light Bulb 5000K Gen 3 Product Specifications - Quick Reference Input Voltage: Dimmable: 120-277 Volt AC Yes - On Dimmable Ballast Dimensions: Base: 1.3" Wide x 5.6" Long 4-Pin G24q/Gx24q LED Color: 5000K Daylight Rated Life Span: Up To 50,000 Hours Lumens: Efficacy: 1200 Lumens 120 lm/w CRI / Beam Angle: Certifications: 80 CRI / 120 Degrees cULus, RoHS Light Efficient Design is dedicated to providing the type of products that you demand. Proper certifications, such as LM79, Lighting Facts, UL and ultimately Energy Star, are top priorities for Light Efficient Design. These labels instill confidence in the quality of their products. More and more of their products carry certifications, and ultimately most will be certified. Some of Light Efficient Designs products, in what we believe to be one of the broadest assortment of LED lights anywhere, might appear to be similar to many competitors products but we can assure you that the intrinsics, which you cannot see, have been designed to give you the performance and longevity that you expect from LED products, but do not always get in this vast unknown supplier industry. Here are the Light Efficient Design, 120 degree beam angle retrofit LED. The product number is LED-7324-50K-G3, a replacement for LED-7324-50K-G2. It features universal operation. This LED PL retrofit can be installed as either a direct replacement that is compatible with up to 42 watt electronic fluorescent ballasts in fixtures that currently use 4-pin G24q or GX24q fluorescent PL tube lights (please refer to the installation instructions for a list of factory approved compatible ballasts) or you can bypass your ballast, wire directly to your socket, and operate off of your incoming 120-277v power. Part number LED-7324-50K-G3 (5000K Daylight) consumes just 11 watts of 120 to 277 volt 60 Hz energy. cULus Listed and RoHS compliant, these LED PLs are a dimmable LED light bulb (These are only dimmable on a dimmable ballast. They are not dimmable on line voltage.), will produce 1200 Lumens of light output (120 Lumens Per Watt), has a CRI of 80 and a rated life of up to 50,000 hours. Give them a try - You will be very pleasantly surprised. Click here to see the complete Light Efficient Design Universal PL Lamps Retrofits Specification Sheet. These LED fluorescent bulbs have a 120 degree beam angle which easily integrates energy saving LED technology into your standard recessed lighting format. These LED retrofits are designed to replace up to 42w G24Q or Gx24Q 4-pin fluorescent PL lamps and are suitable for horizontal, base up, or base down recessed applications. The physical dimensions of the Light Efficient Design LED PL retrofit are 6.8 maximum overall length (MOL) by 1.3 wide. These LED retrofit bulbs carry a 5 Year Limited Warranty. Click here to see the complete Light Efficient Design Limited Warranty. The LED-7324-50K-G3, 11 watt LED lamp is designed to retrofit existing fluorescent recessed can lighting installations, thereby reducing maintenance and energy expenditures in residential, commercial, retail displays, hotel, motel and resort applications and as an energy saving light source for new fixtures and installations. Please NOTE: When retrofitting this LED to a fluorescent fixture by using the bi-pass option, the ballast must be by-passed or removed from the fixture. Additionally, by-passing the ballast will insure no RFI interference. Light Efficient Design 11 Watt 1200 Lumen Hybrid LED G24q GX24q 4 Pin LED PL Light Bulb 5000K Gen 3 | 5000 | 80 | 1200 | 109.0909 | 50000 | 11 | 1 | 14.47 | 14.47 | 17.0028 | 2020Q3 | https://www.greenelectricalsupply.com/11-watt-1200-lumen-hybrid-led-g24q-gx24q-4-pin-led-pl-light-bulb-5000k-gen-3.aspx | Green Electrical Supply | 2020 | No
LED Lighting | Downlight | Manufacturer: TCP | True |  |  |  |  | 6" Recessed 6" Recessed Home > LED Indoor Light Fixtures > LED Downlights and Trims > 6 Inch Retrofits > Round > 4000K Cool White > 5 Inch to 6 Inch 11 Watt 900 Lumen LED Recessed Downlight Retrofit 4100K - E26 Adapter Included Product Specifications - Quick Reference Lamp Wattage: Working Voltage: 11 Watts 120 Volt Dimensions: Rated Life: 7.25" W x 2.8" (MOL) 35,000 Hours (L70) Incandescent Equivalent: 75 Watts (900 Lumens) Dimmable: YES - 100% - 0.5% Light Color: CRI: 4100K 82 CRI Certifications: Warranty: ENERGY STAR, UL 5 Year Limited High Performance LED ( Light Emitting Diode ), dual rated for 5" or 6" Recessed Cans. These retrofits are a perfect choice for use in your existing 5" or 6" recessed can applications. LED lights produce very little heat, reach full brightness instantly and last 35,000 hours. Exceeding all industry standards and smooth, uniform dimming from 100% down to 0.5%, the TCP LED recessed retrofits are a superb, energy saving option for your existing 65BR30 bulbs. Click here to see the complete TCP 6" Recessed Retrofit Fixture Specification Sheet. This TCP LED11DR5641K (replacement for the TCP LED12DR5641K) 4100 Kelvin (K) cool white LED light operates on your existing 120V circuit and consumes just 11 watts. These LED retrofit lights generate 900 delivered lumens (or 81 Lumens Per Watt) and has a Color Rendering Index (CRI) of 82. The TCP LED11DR5641K 5"-6" LED retrofit bulb is fully dimmable and suitable for damp locations and they carry a 5 year limited warranty. Instant on at full brightness these 5" or 6" recessed can retrofit LED fixtures are rated for 35,000 hours (based on L70 standards). The stated 35,000 Hour life is based on functional light quality. After 30% lumen depreciation the functionality of the lamp is deemed to be at end-of life, even though the lamp is still at 70% of initial lumens (the L70 standard). The dimensions of the LED fixture are 7.25" wide by 2.8 inches MOL. The LED driver is self contained and the finish on the integral baffle and trim is White. These 120 volt LED light bulbs are IC-Rated for direct contact with insulation and fit most 5" or 6" recessed can fixtures with an E26 medium base. There is an adapter with every retrofit can where one end has a standard E26 medium base socket and the other end has a disconnect connector. With the electricity turned off at your circuit breaker, simply screw the E26 socket into your existing recessed can. Then connect the TCP LED retrofit at the disconnect point. Install the LED fixture like you would install your current trim. You have now converted your recessed can to LED. Dimming saves energy while setting the right light level to improve mood and ambiance. Screw-in compact fluorescent lamps (CFLs) and screw-in light emitting diode bulbs (LEDs) are a great energy-saving alternative to incandescent or halogen light sources; however, dimming them may be difficult. Lutrons new CL Dimmers for dimmable CFL and LED bulbs have HED Technology which helps alleviate your CFL and LED dimming challenges. Compared to standard dimmers, Lutrons new CL Dimmers keep the lights on as they are dimmed, make sure the lights turn on at all light levels, eliminate or reduce excessive flicker and keep the lights on even with line voltage fluctuations. Lutron CL dimmers are available in Maestro®, Diva®, Skylark Contour, Luméa®, Ariadni®/Toggler® and Credenza® product families. Click here to see all Lutron CL Dimmer Light Switches and Wall Plates. TCP 5 Inch to 6 Inch 11 Watt 900 Lumen LED Recessed Downlight Retrofit 4100K - E26 Adapter Included | 4100 | 82 | 900 | 81.8182 | 35000 | 11 | 1 | 12.55 | 12.55 | 14.7467 | 2020Q3 | https://www.greenelectricalsupply.com/11-watt-6-inch-led-down-light-retrofit-4100k.aspx | Green Electrical Supply | 2020 | Yes
LED Lighting | Downlight | Manufacturer: TCP | True | Daylighting/Photocell, |  |  |  | 6" Recessed 6" Recessed Home > LED Indoor Light Fixtures > LED Downlights and Trims > 6 Inch Retrofits > Round > 5000K Daylight > 5 Inch to 6 Inch 11 Watt 950 Lumen LED Recessed Downlight Retrofit 5000K - E26 Adapter Included Product Specifications - Quick Reference Lamp Wattage: Working Voltage: 11 Watts 120 Volt Dimensions: Rated Life: 7.25" W x 2.8" (MOL) 35,000 Hours (L70) Incandescent Equivalent: 75 Watts (950 Lumens) Dimmable: YES - 100% - 0.5% Light Color: CRI: 5000K 82 CRI Certifications: Warranty: ENERGY STAR, UL 5 Year Limited High Performance LED ( Light Emitting Diode ), dual rated for 5" or 6" Recessed Cans. These retrofits are a perfect choice for use in your existing 5" or 6" recessed can applications. LED lights produce very little heat, reach full brightness instantly and last 35,000 hours. Exceeding all industry standards and smooth, uniform dimming from 100% down to 0.5%, the TCP LED recessed retrofits are a superb, energy saving option for your existing 65BR30 bulbs. Click here to see the complete TCP 6" Recessed Retrofit Fixture Specification Sheet. This TCP LED11DR5650K (replacement for the TCP LED12DR5650K) 5000 Kelvin (K) daylight LED light operates on your existing 120V circuit and consumes just 11 watts. These LED retrofit lights generate 950 delivered lumens (or 86 Lumens Per Watt) and has a Color Rendering Index (CRI) of 82. The TCP LED11DR5650K 5"-6" LED retrofit bulb is fully dimmable and suitable for damp locations and they carry a 5 year limited warranty. Instant on at full brightness these 5" or 6" recessed can retrofit LED fixtures are rated for 35,000 hours (based on L70 standards). The stated 35,000 Hour life is based on functional light quality. After 30% lumen depreciation the functionality of the lamp is deemed to be at end-of life, even though the lamp is still at 70% of initial lumens (the L70 standard). The dimensions of the LED fixture are 7.25" wide by 2.8 inches MOL. The LED driver is self contained and the finish on the integral baffle and trim is White. These 120 volt LED light bulbs are IC-Rated for direct contact with insulation and fit most 5" or 6" recessed can fixtures with an E26 medium base. There is an adapter with every retrofit can where one end has a standard E26 medium base socket and the other end has a disconnect connector. With the electricity turned off at your circuit breaker, simply screw the E26 socket into your existing recessed can. Then connect the TCP LED retrofit at the disconnect point. Install the LED fixture like you would install your current trim. You have now converted your recessed can to LED. Dimming saves energy while setting the right light level to improve mood and ambiance. Screw-in compact fluorescent lamps (CFLs) and screw-in light emitting diode bulbs (LEDs) are a great energy-saving alternative to incandescent or halogen light sources; however, dimming them may be difficult. Lutrons new CL Dimmers for dimmable CFL and LED bulbs have HED Technology which helps alleviate your CFL and LED dimming challenges. Compared to standard dimmers, Lutrons new CL Dimmers keep the lights on as they are dimmed, make sure the lights turn on at all light levels, eliminate or reduce excessive flicker and keep the lights on even with line voltage fluctuations. Lutron CL dimmers are available in Maestro®, Diva®, Skylark Contour, Luméa®, Ariadni®/Toggler® and Credenza® product families. Click here to see all Lutron CL Dimmer Light Switches and Wall Plates. TCP 5 Inch to 6 Inch 11 Watt 950 Lumen LED Recessed Downlight Retrofit 5000K - E26 Adapter Included | 5000 | 82 | 950 | 86.3636 | 35000 | 11 | 1 | 12.55 | 12.55 | 14.7467 | 2020Q3 | https://www.greenelectricalsupply.com/11-watt-6-inch-led-down-light-retrofit-5000k.aspx | Green Electrical Supply | 2020 | Yes
LED Lighting | Downlight | Manufacturer: TCP | True |  |  |  |  | 5" or 6" Recessed 5" or 6" Recessed Home > LED Indoor Light Fixtures > LED Downlights and Trims > 6 Inch Retrofits > Round > 3000K Warm White > 5 Inch to 6 Inch 11 Watt 850 Lumen LED Recessed Downlight Retrofit 3000K - E26 Adapter Included Product Specifications - Quick Reference Lamp Wattage: Working Voltage: 11 Watts 120 Volt Dimensions: Rated Life: 7.25" W x 2.8" (MOL) 35,000 Hours (L70) Incandescent Equivalent: 75 Watts (850 Lumens) Dimmable: YES - 100% - 0.5% Light Color: CRI: 3000K 82 CRI Certifications: Warranty: ENERGY STAR, UL 5 Year Limited High Performance LED ( Light Emitting Diode ), dual rated for 5" or 6" Recessed Cans. These retrofits are a perfect choice for use in your existing 5" or 6" recessed can applications. LED lights produce very little heat, reach full brightness instantly and last 35,000 hours. Exceeding all industry standards and smooth, uniform dimming from 100% down to 0.5%, the TCP LED recessed retrofits are a superb, energy saving option for your existing 65BR30 bulbs. Click here to see the complete TCP 6" Recessed Retrofit Fixture Specification Sheet. This TCP LED11DR5630K (replacement for the TCP LED12DR5630K) 3000 Kelvin (K) warm white LED light operates on your existing 120V circuit and consumes just 11 watts. These LED retrofit lights generate 850 delivered lumens (or 77 Lumens Per Watt) and has a Color Rendering Index (CRI) of 82. The TCP LED11DR5630K 5"-6" LED retrofit bulb is fully dimmable and suitable for damp locations and they carry a 5 year limited warranty. Instant on at full brightness these 5" or 6" recessed can retrofit LED fixtures are rated for 35,000 hours (based on L70 standards). The stated 35,000 Hour life is based on functional light quality. After 30% lumen depreciation the functionality of the lamp is deemed to be at end-of life, even though the lamp is still at 70% of initial lumens (the L70 standard). The dimensions of the LED fixture are 7.25" wide by 2.8 inches MOL. The LED driver is self contained and the finish on the integral baffle and trim is White. These 120 volt LED light bulbs are IC-Rated for direct contact with insulation and fit most 5" or 6" recessed can fixtures with an E26 medium base. There is an adapter with every retrofit can where one end has a standard E26 medium base socket and the other end has a disconnect connector. With the electricity turned off at your circuit breaker, simply screw the E26 socket into your existing recessed can. Then connect the TCP LED retrofit at the disconnect point. Install the LED fixture like you would install your current trim. You have now converted your recessed can to LED. Dimming saves energy while setting the right light level to improve mood and ambiance. Screw-in compact fluorescent lamps (CFLs) and screw-in light emitting diode bulbs (LEDs) are a great energy-saving alternative to incandescent or halogen light sources; however, dimming them may be difficult. Lutrons new CL Dimmers for dimmable CFL and LED bulbs have HED Technology which helps alleviate your CFL and LED dimming challenges. Compared to standard dimmers, Lutrons new CL Dimmers keep the lights on as they are dimmed, make sure the lights turn on at all light levels, eliminate or reduce excessive flicker and keep the lights on even with line voltage fluctuations. Lutron CL dimmers are available in Maestro®, Diva®, Skylark Contour, Luméa®, Ariadni®/Toggler® and Credenza® product families. Click here to see all Lutron CL Dimmer Light Switches and Wall Plates. TCP 5 Inch to 6 Inch 11 Watt 850 Lumen LED Recessed Downlight Retrofit 3000K - E26 Adapter Included | 3000 | 82 | 850 | 77.2727 | 35000 | 11 | 1 | 12.55 | 12.55 | 14.7467 | 2020Q3 | https://www.greenelectricalsupply.com/11-watt-6-inch-led-downlight-retrofit-3000k.aspx | Green Electrical Supply | 2020 | Yes
LED Lighting | Downlight | Manufacturer: Light Efficient Design | True |  |  | PL LED Retrofit | G24q | Direct Replacement LED, By-Pass LED Direct Replacement LED, By-Pass LED Home > Closeout Fixtures and Light Bulbs > 11 Watt 1200 Lumen Hybrid LED G24q GX24q 4 Pin LED PL Light Bulb 2700K Product Specifications - Quick Reference Input Voltage: Dimmable: 120-277 Volt AC Yes - On Dimmable Ballast Dimensions: Base: 1.374" Wide x 5.75" Long 4-Pin G24q/Gx24q LED Color: 2700K Warm White Rated Life Span: Up To 50,000 Hours Lumens: Efficacy: 1200 Lumens 110 lm/w CRI / Beam Angle: Certifications: 80 CRI / 120 Degrees cULus, RoHS Light Efficient Design is dedicated to providing the type of products that you demand. Proper certifications, such as LM79, Lighting Facts, UL and ultimately Energy Star, are top priorities for Light Efficient Design. These labels instill confidence in the quality of their products. More and more of their products carry certifications, and ultimately most will be certified. Some of Light Efficient Designs products, in what we believe to be one of the broadest assortment of LED lights anywhere, might appear to be similar to many competitors products but we can assure you that the intrinsics, which you cannot see, have been designed to give you the performance and longevity that you expect from LED products, but do not always get in this vast unknown supplier industry. Here are the Light Efficient Design, 120 degree beam angle retrofit LED. The product number is LED-7324-27K-G2, a replacement for LED-7324-27A. It features universal operation. This LED PL retrofit can be installed as either a direct replacement that is compatible with up to 32 watt electronic fluorescent ballasts in fixtures that currently use 4-pin G24q or GX24q fluorescent PL tube lights (please refer to the installation instructions for a list of factory approved compatible ballasts) or you can bypass your ballast, wire directly to your socket, and operate off of your incoming 120-277v power. Part number LED-7324-27K-G2 (2700K Warm White) consumes just 11 watts of 120 to 277 volt 60 Hz energy. cULus Listed and RoHS compliant, these LED PLs are a dimmable LED light bulb (These are only dimmable on a dimmable ballast. They are not dimmable on line voltage.), will produce 1200 Lumens of light output (110 Lumens Per Watt), has a CRI of 80 and a rated life of up to 50,000 hours. Give them a try - You will be very pleasantly surprised. Click here to see the complete LED-7324-27K-G2 G24q GX24Q 4 Pin Retrofit Specification Sheet. These LED fluorescent bulbs have a 120 degree beam angle which easily integrates energy saving LED technology into your standard recessed lighting format. These LED retrofits are designed to replace up to 32w G24Q or Gx24Q 4-pin fluorescent PL lamps and are suitable for horizontal, base up, or base down recessed applications. The physical dimensions of the Light Efficient Design LED PL retrofit are 5.75 maximum overall length (MOL) by 1.374 wide. These LED retrofit bulbs carry a 5 Year Limited Warranty. Click here to see the complete Light Efficient Design Limited Warranty. The LED-7324-27K-G2, 11 watt LED lamp is designed to retrofit existing fluorescent recessed can lighting installations, thereby reducing maintenance and energy expenditures in residential, commercial, retail displays, hotel, motel and resort applications and as an energy saving light source for new fixtures and installations. Please NOTE: When retrofitting this LED to a fluorescent fixture by using the bi-pass option, the ballast must be by-passed or removed from the fixture. Additionally, by-passing the ballast will insure no RFI interference. Click here to see the LED-7324 Installation Instructions. Light Efficient Design 11 Watt 1200 Lumen Hybrid LED G24q GX24q 4 Pin LED PL Light Bulb 2700K | 2700 | 80 | 1200 | 109.0909 | 50000 | 11 | 1 | 14.16 | 14.16 | 16.6385 | 2020Q3 | https://www.greenelectricalsupply.com/11-watt-g24q-gx24q-base-led-pl-retrofit-bulbs-2700k.aspx | Green Electrical Supply | 2020 | No
LED Lighting | Downlight | Manufacturer: Light Efficient Design | True |  |  | PL LED Retrofit | G24q | Direct Replacement LED, By-Pass LED Direct Replacement LED, By-Pass LED Home > LED Light Bulbs > LED PL Lamps > 4-Pin Base > 32 Watt CFL Equal > 3500K Bright White > 11 Watt 1200 Lumen Hybrid LED G24q GX24q 4 Pin LED PL Light Bulb 3500K Product Specifications - Quick Reference Input Voltage: Dimmable: 120-277 Volt AC Yes - On Dimmable Ballast Dimensions: Base: 1.374" Wide x 5.75" Long 4-Pin G24q/Gx24q LED Color: 3500K Warm White Rated Life Span: Up To 50,000 Hours Lumens: Efficacy: 1200 Lumens 110 lm/w CRI / Beam Angle: Certifications: 80 CRI / 120 Degrees cULus, RoHS Light Efficient Design is dedicated to providing the type of products that you demand. Proper certifications, such as LM79, Lighting Facts, UL and ultimately Energy Star, are top priorities for Light Efficient Design. These labels instill confidence in the quality of their products. More and more of their products carry certifications, and ultimately most will be certified. Some of Light Efficient Designs products, in what we believe to be one of the broadest assortment of LED lights anywhere, might appear to be similar to many competitors products but we can assure you that the intrinsics, which you cannot see, have been designed to give you the performance and longevity that you expect from LED products, but dont always get in this vast unknown supplier industry. Here are the Light Efficient Design, 120 degree beam angle retrofit LED. The product number is LED-7324-35K-G2, a replacement for LED-7324-35A. It features universal operation. This LED PL retrofit can be installed as either a direct replacement that is compatible with up to 32 watt electronic fluorescent ballasts in fixtures that currently use 4-pin G24q or GX24q fluorescent PL tube lights (please refer to the installation instructions for a list of factory approved compatible ballasts) or you can bypass your ballast, wire directly to your socket, and operate off of your incoming 120-277v power. Part number LED-7324-35K-G2 (3500K Bright White) consumes just 11 watts of 120 to 277 volt 60 Hz energy. cULus Listed and RoHS compliant, these LED PLs a dimmable LED light bulb, (These are only dimmable on a dimmable ballast. They are not dimmable on line voltage.) will produce 1200 Lumens of light output (110 Lumens Per Watt), has a CRI of 80 and a rated life of up to 50,000 hours. Give them a try - You will be very pleasantly surprised. Click here to see the complete LED-7324-35K-G2 G24q GX24Q 4 Pin Retrofit Specification Sheet. These LED fluorescent bulbs have a 120 degree beam angle which easily integrates energy saving LED technology into your standard recessed lighting format. These LED retrofits are designed to replace up to 32w G24Q or Gx24Q 4-pin fluorescent PL lamps and are suitable for horizontal, base up, or base down recessed applications. The physical dimensions of the Light Efficient Design LED PL retrofit are 5.75 maximum overall length (MOL) by 1.374 wide. These LED retrofit bulbs carry a 5 Year Limited Warranty. Click here to see the complete Light Efficient Design Limited Warranty. The LED-7324-35K-G2, 11 watt LED lamp is designed to retrofit existing fluorescent recessed can lighting installations, thereby reducing maintenance and energy expenditures in residential, commercial, retail displays, hotel, motel and resort applications and as an energy saving light source for new fixtures and installations. Please NOTE: When retrofitting this LED to a fluorescent fixture by using the bi-pass option, the ballast must be by-passed or removed from the fixture. Additionally, by-passing the ballast will insure no RFI interference. Click here to see the LED-7324 Installation Instructions. Light Efficient Design 11 Watt 1200 Lumen Hybrid LED G24q GX24q 4 Pin LED PL Light Bulb 3500K | 3500 | 80 | 1200 | 109.0909 | 50000 | 11 | 1 | 14.16 | 14.16 | 16.6385 | 2020Q3 | https://www.greenelectricalsupply.com/11-watt-g24q-gx24q-led-pl-retrofit-bulbs-3500k.aspx | Green Electrical Supply | 2020 | No
LED Lighting | Reflector | Manufacturer: Green Creative | False |  |  | PAR30 | Medium E26 | Home > LED Commercial Fixtures > 277 Volt LED Lighting > 12 Watt 850 Lumen 277V 40 Degree Beam LED PAR30 Light Bulb 3000K Product Specifications - Quick Reference Lamp Wattage: Working Voltage: 12.5 Watts 120-277 Volt Dimensions: Bulb Shape: 3.74" Diam x 4.72" (MOL) PAR30 Dimmable: Lumen Output: NO 850 Lumens Beam Angle: Rated Life: 40 Degree 40,000 Hours (L70) Light Color: Base: 3000K Medium E26 CRI: Warranty: 90 5 Year Warranty High performance LED ( Light Emitting Diode ) PAR30 lamps are a perfect retrofit bulb for your high use areas in both residential and commercial applications where you are currently using 75 watt halogen PAR30 lamps. LED light bulbs produce very little heat, reach full brightness instantly and last 40,000 hours. The Green Creative, part number 12.5PAR30G4/930FL40/277V (16125) uses an innovative three-part optic which provides a high candela to lumen ratio, optimizing light usage for directional applications. The reflector directs the light, the focus lens targets the center beam and the shaping lens refines the beam pattern. This LED retrofit boasts a CRI of 90, has a color temperature of 3000 Kelvin (K), operates on your existing 120-277V circuit and consumes just 12.5 watts of energy. These PAR30 LED retrofit lights are suitable for totally enclosed fixtures, wet location rated and generate 850 lumens, 68 Lumens per watt. Click here to see the Green Creative 12.5 Watt PAR30 277V Specification Sheet. Instant on at full brightness and mercury free - environmentally positive - generates no IR or UV - protects valuable objects - these PAR30 LED bulbs are rated for 40,000 hours (the L70 Standard). These 120-277 Universal voltage LED light bulbs fit most fixtures with an E26 medium base. The bulb's dimensions are 3.74" diameter by 4.72" long MOL. These LED bulbs carry a 5 year Warranty. Typical Applications Typical applications for the Green Creative 12.5 watt, 120-277 Universal Voltage, PAR30 LED light bulbs include high use general decorative indoor lighting in office, retail, restaurant, school, hospital and hotel/motel locations. Green Creative 12 Watt 850 Lumen 277V 40 Degree Beam LED PAR30 Light Bulb 3000K | 3000 | 90 | 850 | 68 | 40000 | 12.5 | 1 | 23.05 | 23.05 | 27.0846 | 2020Q3 | https://www.greenelectricalsupply.com/12-5w-led-par30-277v-3000k.aspx | Green Electrical Supply | 2020 | Yes
LED Lighting | Decorative | Manufacturer: MaxLite | True |  |  | G40 | Medium E26 | Home > Energy Star Qualified Products > 12 Watt Dimmable Frosted LED G40 Globe Light Bulb 120V 950 Lumens 3000K ** Non-CEC Compliant - NOT Lawful for Sale in California ** Product Specifications - Quick Reference Lamp Wattage: 12 Watts Dimensions: 4.72" W x 6.38" H (MOL) Incandescent Equivalent: Initial Lumens: 100 Watts 950 Lumens Warranty: Rated Life: 5 Year Limited 15,000 Hours Color Temperature: CRI: 3000K Warm White 83 Input Voltage: Certifications: 120V ETL, Energy Star, RoHS High Performance LED ( Light Emitting Diode ) G40 Globe lamps are a perfect choice for use in your existing globe, vanity, decorative fixtures and general decorative indoor lighting applications. LED G40 Globe light bulbs produce very little heat, reach full brightness instantly and last 15,000 hours. This is Maxlite's 12G40DLED302 (1410218), a LED G40 globe light bulb with a Medium E26 Base. This globe light is ideal for providing high-quality lighting for globe, vanity, and decorative fixtures throughout homes and hospitality applications. These are perfect for over the mirror bathroom lights, dressing room lights, and vanity dresser lights. This LED globe light consumes 12 watts, while replacing 100 watt incandescents, resulting in up to 80 percent energy savings. The Maxlite LED G40 globe light provides 950 lumens (an efficacy of 79 lpw) with a CRI of 83 in a 3000K Warm White. This LED light bulb is dimmable down to 10% (see below for a list of compatible dimmers) and has a rated life of 15,000 hours and a 5 year limited warranty. This LED globe is NOT for use in enclosed fixtures. This LED Globe Bulb is ENERGY STAR certified, RoHS compliant, ETL Listed, and cULus rated for damp locations. The operating temperature of this specific bulb is from -4°F to 104°F. The 12G40DLED302 (1410218) has an overall length of 4.72" and a width of 6.38". Click here to see the complete MaxLite G40 LED Globe Light Bulb Specification Sheet. Save energy today with these incredible bulbs. MaxLite 12 Watt Dimmable Frosted LED G40 Globe Light Bulb 120V 950 Lumens 3000K | 3000 | 83 | 950 | 79.1667 | 15000 | 12 | 1 | 12.92 | 12.92 | 15.1815 | 2020Q3 | https://www.greenelectricalsupply.com/12-watt-dimmable-led-g40-globe-950-lumen-3000k.aspx | Green Electrical Supply | 2020 | Yes
LED Lighting | Downlight | Manufacturer: TCP | True |  |  | BR30 | Medium E26 | Home > LED Light Bulbs > LED Reflector Bulbs > LED BR30 > 2700K Warm White > 12W Elite Dimmable LED BR30 24K Product Specifications - Quick Reference Input Voltage: Lumens: 120 Volt AC 850 Lumens Dimensions: Dimmable: 3.8" W x 5.4" MOL Yes LED Color: 2400 K Warm White Life Time: 25,000 Hours Power Consumption: Luminous Efficacy: 12 Watts 70.8 lm/W CRI: Certifications: 82 CRI UL Damp Locations Built off a 20-year history of producing energy efficient lighting, Technical Consumer Products, Inc. (TCP) is excited to announce its most advanced and comprehensive lineup of LED lamps: the LED Elite Series. With TCPs dedication to manufacturing high quality, state-of-the-art lighting, combined with excellent high color rendering index (CRI), smooth dimming capabilities and new shatterproof smooth housing (which gives the appearance of traditional halogen bulbs), the LED Elite Series bulbs are a perfect choice to transform nearly every lighted environment into something extraordinary. TCPs design results in world class LED lamps with industry leading dimming performance and best-in-class efficiencies! TCPs precision-designed full face optic lens offers extremely accurate light pattern control, with no washouts, color shifting or hot spots. This results in better overall light levels delivered right where it is needed. This is the TCP, LED Elite Dimmable BR30 lamp and it comes with a color temperature of 2400 Kelvin (K). UL approved, the TCP LED12BR30D24K offers a very durable, solid state lighting technology that significantly reduces lighting service and maintenance costs. These Energy Star Rated Dimmable LED BR30 bulbs consume up to 80% LESS energy than a standard 85BR30 85-watt incandescent. These LED BR30 bulbs do not contain Mercury or any other harmful substance, generate no IR or UV rays and carry a 5 Year Limited Warranty. TCPs LED BR30 lamps have the highest light output, best dimmability (100% down to 5%) and are the most efficient LED BR30 lamps available today. Consuming just 12 watts of 120 volt energy, this BR30 lamp generates 850 lumens thats 70.8 Lumens per watt. This LED BR30 lamp is rated for 25,000 hours with a minimum starting temperature of -30 degrees Celsius and measures 5.4" MOL and 3.8" in diameter. Click here to see the TCP LED Elite BR Series Specification Sheet. Typical Applications Typical applications for the TCP LED12BR30D24K, Elite Dimmable LED BR30 2400K light bulbs include dimmable recessed downlights, track lights, display lights, and outdoor fixtures that protect the lamps from the elements. TCP 12W Elite Dimmable LED BR30 24K | 2400 | 82 | 850 | 70.8333 | 25000 | 12 | 1 | 4.8 | 4.8 | 5.6402 | 2020Q3 | https://www.greenelectricalsupply.com/12-watt-elite-dimmable-led-br30-2400k.aspx | Green Electrical Supply | 2020 | No
LED Lighting | Downlight | Manufacturer: Light Efficient Design | False |  |  | PL LED Retrofit | G24q | Direct Replacement LED, By-Pass LED Direct Replacement LED, By-Pass LED Home > LED Light Bulbs > LED PL Lamps > 4-Pin Base > 32 Watt CFL Equal > 2700K Warm White > 12 Watt 837 Lumen Hybrid LED G24q GX24q 4 Pin LED PL Light Bulb 2700K Product Specifications - Quick Reference Input Voltage: Dimmable: 120-277 Volt AC Non-Dimmable Dimensions: Base: 2.99" Wide x 3.78" Long 4-Pin G24q/Gx24q LED Color: 2700K Warm White Rated Life Span: Up To 50,000 Hours Lumens: Efficacy: 837 Lumens 95 lm/w CRI / Beam Angle: Certifications: 80 CRI / 120 Degrees cULus, RoHS Light Efficient Design is dedicated to providing the type of products that you demand. Proper certifications, such as LM79, Lighting Facts, UL and ultimately Energy Star, are top priorities for Light Efficient Design. These labels instill confidence in the quality of their products. More and more of their products carry certifications, and ultimately most will be certified. Some of Light Efficient Designs products, in what we believe to be one of the broadest assortment of LED lights anywhere, might appear to be similar to many competitors products but we can assure you that the intrinsics, which you cannot see, have been designed to give you the performance and longevity that you expect from LED products, but dont always get in this vast unknown supplier industry. Here are the Light Efficient Design, 120 degree beam angle retrofit LED. The product number is LED-7318-27A It features universal operation. This LED PL retrofit can be installed as either a direct replacement that is compatible with up to 32 watt electronic fluorescent ballasts in fixtures that currently use 4-pin G24q or GX24q fluorescent PL tube lights (please refer to the installation instructions for a list of factory approved compatible ballasts) or you can bypass your ballast, wire directly to your socket, and operate off of your incoming 120-277v power. Part number LED-7318-27A (2700K Warm White) consumes just 12 watts of 120 to 277 volt 60 Hz energy. cULus Listed and RoHS compliant, these LED tubes are a non-dimmable LED light bulb, will produce 837 Lumens of light output (95 Lumens Per Watt), has a CRI of 80 and a rated life of up to 50,000 hours. Give them a try - You will be very pleasantly surprised. Click here to see the complete LED-7318-27A G24q GX24Q 4 Pin Retrofit Specification Sheet. These LED fluorescent bulbs have a 120 degree beam angle which easily integrates energy saving LED technology into your standard recessed lighting format. These LED retrofits are designed to replace up to 32w G24Q or Gx24Q 4-pin fluorescent PL lamps and are suitable for horizontal, base up, or base down recessed applications. The physical dimensions of the Light Efficient Design LED PL retrofit are 3.78 maximum overall length (MOL) by 2.99 wide. These LED retrofit bulbs carry a 5 Year Limited Warranty. Click here to see the complete Light Efficient Design Limited Warranty. The LED-7318-27A, 12 watt LED lamp is designed to retrofit existing fluorescent recessed can lighting installations, thereby reducing maintenance and energy expenditures in residential, commercial, retail displays, hotel, motel and resort applications and as an energy saving light source for new fixtures and installations. Please NOTE: When retrofitting this LED to a fluorescent fixture by using the bi-pass option, the ballast must be by-passed or removed from the fixture. Additionally, by-passing the ballast will insure no RFI interference. Light Efficient Design 12 Watt 837 Lumen Hybrid LED G24q GX24q 4 Pin LED PL Light Bulb 2700K | 2700 | 80 | 837 | 69.75 | 50000 | 12 | 1 | 14.16 | 14.16 | 16.6385 | 2020Q3 | https://www.greenelectricalsupply.com/12-watt-g24q-gx24q-led-pl-retrofit-bulbs-2700k.aspx | Green Electrical Supply | 2020 | No
LED Lighting | Downlight | Manufacturer: Light Efficient Design | False |  |  | PL LED Retrofit | G24q | Direct Replacement LED, By-Pass LED Direct Replacement LED, By-Pass LED Home > LED Light Bulbs > LED PL Lamps > 4-Pin Base > 32 Watt CFL Equal > 3500K Bright White > 12 Watt 1157 Lumen Hybrid LED G24q GX24q 4 Pin LED PL Light Bulb 3500K Product Specifications - Quick Reference Input Voltage: Dimmable: 120-277 Volt AC Non-Dimmable Dimensions: Base: 2.99" Wide x 3.78" Long 4-Pin G24q/Gx24q LED Color: 3500K Bright White Rated Life Span: Up To 50,000 Hours Lumens: Efficacy: 1157 Lumens 95 lm/w CRI / Beam Angle: Certifications: 80 CRI / 120 Degrees cULus, RoHS Light Efficient Design is dedicated to providing the type of products that you demand. Proper certifications, such as LM79, Lighting Facts, UL and ultimately Energy Star, are top priorities for Light Efficient Design. These labels instill confidence in the quality of their products. More and more of their products carry certifications, and ultimately most will be certified. Some of Light Efficient Designs products, in what we believe to be one of the broadest assortment of LED lights anywhere, might appear to be similar to many competitors products but we can assure you that the intrinsics, which you cannot see, have been designed to give you the performance and longevity that you expect from LED products, but dont always get in this vast unknown supplier industry. Here are the Light Efficient Design, 120 degree beam angle retrofit LED. The product number is LED-7318-35A It features universal operation. This LED PL retrofit can be installed as either a direct replacement that is compatible with up to 32 watt electronic fluorescent ballasts in fixtures that currently use 4-pin G24q or GX24q fluorescent PL tube lights (please refer to the installation instructions for a list of factory approved compatible ballasts) or you can bypass your ballast, wire directly to your socket, and operate off of your incoming 120-277v power. Part number LED-7318-35A (3500K Bright White) consumes just 12 watts of 120 to 277 volt 60 Hz energy. cULus Listed and RoHS compliant, these LED tubes are a non-dimmable LED light bulb, will produce 1157 Lumens of light output (95 Lumens Per Watt), has a CRI of 80 and a rated life of up to 50,000 hours. Give them a try - You will be very pleasantly surprised. Click here to see the complete LED-7318-35A G24q GX24Q 4 Pin Retrofit Specification Sheet. These LED fluorescent bulbs have a 120 degree beam angle which easily integrates energy saving LED technology into your standard recessed lighting format. These LED retrofits are designed to replace up to 32w G24Q or Gx24Q 4-pin fluorescent PL lamps and are suitable for horizontal, base up, or base down recessed applications. The physical dimensions of the Light Efficient Design LED PL retrofit are 3.78 maximum overall length (MOL) by 2.99 wide. These LED retrofit bulbs carry a 5 Year Limited Warranty. Click here to see the complete Light Efficient Design Limited Warranty. The LED-7318-35A, 12 watt LED lamp is designed to retrofit existing fluorescent recessed can lighting installations, thereby reducing maintenance and energy expenditures in residential, commercial, retail displays, hotel, motel and resort applications and as an energy saving light source for new fixtures and installations. Please NOTE: When retrofitting this LED to a fluorescent fixture by using the bi-pass option, the ballast must be by-passed or removed from the fixture. Additionally, by-passing the ballast will insure no RFI interference. Light Efficient Design 12 Watt 1157 Lumen Hybrid LED G24q GX24q 4 Pin LED PL Light Bulb 3500K | 3500 | 80 | 1157 | 96.4167 | 50000 | 12 | 1 | 14.16 | 14.16 | 16.6385 | 2020Q3 | https://www.greenelectricalsupply.com/12-watt-g24q-gx24q-led-pl-retrofit-bulbs-3500k.aspx | Green Electrical Supply | 2020 | No
LED Lighting | Downlight | Manufacturer: Light Efficient Design | False |  |  | PL LED Retrofit | G24q | Direct Replacement LED, By-Pass LED Direct Replacement LED, By-Pass LED Home > LED Light Bulbs > LED PL Lamps > 4-Pin Base > 32 Watt CFL Equal > 4000K Cool White > 12 Watt 1198 Lumen Hybrid LED G24q GX24q 4 Pin LED PL Light Bulb 4000K Product Specifications - Quick Reference Input Voltage: Dimmable: 120-277 Volt AC Non-Dimmable Dimensions: Base: 2.99" Wide x 3.78" Long 4-Pin G24q/Gx24q LED Color: 4000K Cool White Rated Life Span: Up To 50,000 Hours Lumens: Efficacy: 1198 Lumens 95 lm/w CRI / Beam Angle: Certifications: 80 CRI / 120 Degrees cULus, RoHS Light Efficient Design is dedicated to providing the type of products that you demand. Proper certifications, such as LM79, Lighting Facts, UL and ultimately Energy Star, are top priorities for Light Efficient Design. These labels instill confidence in the quality of their products. More and more of their products carry certifications, and ultimately most will be certified. Some of Light Efficient Designs products, in what we believe to be one of the broadest assortment of LED lights anywhere, might appear to be similar to many competitors products but we can assure you that the intrinsics, which you cannot see, have been designed to give you the performance and longevity that you expect from LED products, but dont always get in this vast unknown supplier industry. Here are the Light Efficient Design, 120 degree beam angle retrofit LED. The product number is LED-7318-40A It features universal operation. This LED PL retrofit can be installed as either a direct replacement that is compatible with up to 32 watt electronic fluorescent ballasts in fixtures that currently use 4-pin G24q or GX24q fluorescent PL tube lights (please refer to the installation instructions for a list of factory approved compatible ballasts) or you can bypass your ballast, wire directly to your socket, and operate off of your incoming 120-277v power. Part number LED-7318-40A (4000K Cool White) consumes just 12 watts of 120 to 277 volt 60 Hz energy. cULus Listed and RoHS compliant, these LED tubes are a non-dimmable LED light bulb, will produce 1198 Lumens of light output (95 Lumens Per Watt), has a CRI of 80 and a rated life of up to 50,000 hours. Give them a try - You will be very pleasantly surprised. Click here to see the complete LED-7318-40A G24q GX24Q 4 Pin Retrofit Specification Sheet. These LED fluorescent bulbs have a 120 degree beam angle which easily integrates energy saving LED technology into your standard recessed lighting format. These LED retrofits are designed to replace up to 32w G24Q or Gx24Q 4-pin fluorescent PL lamps and are suitable for horizontal, base up, or base down recessed applications. The physical dimensions of the Light Efficient Design LED PL retrofit are 3.78 maximum overall length (MOL) by 2.99 wide. These LED retrofit bulbs carry a 5 Year Limited Warranty. Click here to see the complete Light Efficient Design Limited Warranty. The LED-7318-40A, 12 watt LED lamp is designed to retrofit existing fluorescent recessed can lighting installations, thereby reducing maintenance and energy expenditures in residential, commercial, retail displays, hotel, motel and resort applications and as an energy saving light source for new fixtures and installations. Please NOTE: When retrofitting this LED to a fluorescent fixture by using the bi-pass option, the ballast must be by-passed or removed from the fixture. Additionally, by-passing the ballast will insure no RFI interference. Light Efficient Design 12 Watt 1198 Lumen Hybrid LED G24q GX24q 4 Pin LED PL Light Bulb 4000K | 4000 | 80 | 1198 | 99.8333 | 50000 | 12 | 1 | 14.16 | 14.16 | 16.6385 | 2020Q3 | https://www.greenelectricalsupply.com/12-watt-g24q-gx24q-led-pl-retrofit-bulbs-4000k.aspx | Green Electrical Supply | 2020 | No
LED Lighting | Downlight | Manufacturer: TCP | True |  |  | PAR38 | Medium E26 | Home > Closeout Fixtures and Light Bulbs > 14W Elite LED PAR38 NFL 3500K Product Specifications - Quick Reference Input Voltage: Lumens: 120 Volt AC 1125 Lumens Dimensions: Dimmable: 4.8" W x 5.3" MOL Yes LED Color: 3500 K Bright White Beam Angle: 25 Degree Beam Power Consumption: Luminous Efficacy: 14 Watts 80.4 lm/W CRI: Certifications: 82 CRI UL Damp Locations Built off a 20-year history of producing energy efficient lighting, Technical Consumer Products, Inc. (TCP) is excited to announce its most advanced and comprehensive lineup of LED lamps: the LED Elite Series. With TCPs dedication to manufacturing high quality, state-of-the-art lighting, combined with excellent high color rendering index (CRI), smooth dimming capabilities and new shatterproof smooth housing (which gives the appearance of traditional halogen bulbs), the LED Elite Series bulbs are a perfect choice to transform nearly every lighted environment into something extraordinary. TCPs design results in world class LED lamps with industry leading dimming performance and best-in-class efficiencies! TCPs precision-designed full face optic lens offers extremely accurate light pattern control, with no washouts, color shifting or hot spots. This results in better overall light levels delivered right where it is needed. This is the TCP, LED Elite Dimmable PAR38 lamp and it comes with a color temperature of 3500 Kelvin (K). UL approved, the TCP LED14P38D35KNFL offers a very durable, solid state lighting technology that significantly reduces lighting service and maintenance costs. These Dimmable LED PAR38 bulbs consume up to 85% LESS energy than a standard 90PAR38 90-watt incandescent. These LED PAR38 bulbs do not contain Mercury or any other harmful substance, generate no IR or UV rays and carry a 5 Year Limited Warranty. TCPs LED PAR38 lamps have the highest light output, best dimmability (100% down to 5%) and are the most efficient LED PAR38 lamps available today. Consuming just 14 watts of 120 volt energy, this PAR38 lamp generates 1125 lumens thats 80.4 Lumens per watt. This LED PAR38 40 degree beam angle flood lamp is rated for 25,000 hours with a minimum starting temperature of -30 degrees Celsius and measures 5.3" MOL and 4.8" in diameter. Typical Applications Typical applications for the TCP LED14P38D35KNFL, Elite Dimmable LED flood light bulbs include dimmable recessed downlights, track lights, display lights, and outdoor fixtures that protect the lamps from the elements. TCP 14W Elite LED PAR38 NFL 3500K | 3500 | 82 | 1125 | 80.3571 | 25000 | 14 | 1 | 13.95 | 13.95 | 16.3918 | 2020Q3 | https://www.greenelectricalsupply.com/14w-elite-led-par38-nfl-3500k.aspx | Green Electrical Supply | 2020 | No
LED Lighting | Decorative | Manufacturer: Green Creative | False |  |  | PL LED Retrofit | 2G11 - 4 Pin | By-Pass LED By-Pass LED Home > LED Light Bulbs > LED PL Lamps > LED PLL Lamps > Ballast Bypass > 16 Watt 16.5 Inch LED PLL Lamp Ballast Bypass 120-277V 3500K 1950 Lumens Product Specifications - Quick Reference Input Voltage: Wattage 120-277 Volt 16 Watts Dimensions: Base: 16.4" MOL x 1.7" Width 4-Pin 2G11 LED Color: 3500K Bright White Rated Life Span: Up To 50,000 Hours Initial Lumens: Lumens per Watt: 1,950 Lumens 122 Lumens/Watt Tube Type: Certifications: T5 UL, cULus Green Creative, founded in 2010, is a solid-state lighting development and manufacturing company based in Silicon Valley, CA. The company offers a comprehensive line of high-performance LED lighting solutions which has been widely adopted by some of the largest companies in the world. Now, Green Creative is introducing a ballast bypass line of LED PLL replacement lamps, of all different sizes! These LED PLLs have a 2G11 (4-Pin) Base and are perfect to replace your CFL PL-L light bulbs. They come in four different sizes and two different color temperatures. Green Creative's 2G11 LED tube lights instantly turn on to full brightness with no flickering like a CFL would. The opaque glass eliminates pixilation and reduces glare while the plastic film prevents the glass from shattering. Remember - your fluorescent ballast must by bypassed to use these LED bulbs as they run on direct wire 120-277V line voltage. The Green Creative 2G11 16W LED/CFL Replacement Lamp, part number 34864 (16PLL/835/GL/BYP) is composed of a single twin T5 tube and features a 2G11 base. This base consists of four pins that are efficiently placed in a line at the bottom of the base. The 34864 produces 1,950 lumens of 3500K Bright White, for a total of 82 CRI. This model consumes just 16 watts of energy, replacing an 36W fluorescent lamp, for a total of over 40% energy savings. These savings are good for your pocket and the environment. These products are suitable for all indoor general lighting applications and damp locations and are enclosed rated. Along with these certifications, this lamp is ballast bypass only. This means that there is no ballast or driver required and it must be installed by bypassing or removing the old ballast. For installation instructions, please refer to the specification sheet linked below. These lamps have a long life of 50,000 hours and come with a 5 year limited warranty. With a frost finish, these lamps measure 16.4 inches (MOL) and are wired directly with the universal 120-277V line voltage. An emergency inverter is available and is sold separately. For different sizes and color temperatures, please refer to the related products below or check out the chart below for complete dimensions and weights. Click here for the complete Green Creative Bypass LED PLL Lamps 2G11 Base Specification Sheet. Green Creative 16 Watt 16.5 Inch LED PLL Lamp Ballast Bypass 120-277V 3500K 1950 Lumens | 3500 | 82 | 1950 | 121.875 | 50000 | 16 | 1 | 16.12 | 16.12 | 18.9416 | 2020Q3 | https://www.greenelectricalsupply.com/16-watt-16-5-inch-led-pll-lamp-ballast-bypass-120-277v-3500k-1950-lumens.aspx | Green Electrical Supply | 2020 | No
LED Lighting | Decorative | Manufacturer: Satco | True |  |  | FlameTip | Medium E26 | Home > LED Light Bulbs > LED Filament Bulbs > LED Flametip Filament Bulb > E26 Medium Base > 2.5 Watt Clear LED Flametip Filament Light Bulb E26 Medium Base 2700K ** Non-CEC Compliant - NOT Lawful for Sale in California ** Product Specifications - Quick Reference Lamp Wattage: Working Voltage: 2.5 Watts 120 Volt Dimensions: Beam Angle: 1.38" W x 4.31" (MOL) 360 Degree Omni-directional Lumen Output: Incandescent Equivalent: 250 Lumens 25 Watt Dimmable: Rated Life: Yes 15,000 Hours Color Temperature: 2700K Warm White Warranty: 3 Year Limited If you are looking for the antique, traditional medium base flametip shape and feel with all the energy efficient benefits LED technology can provide, this is the bulb for you. The Satco LED Filament light bulbs are the perfect vintage light bulb with an historically accurate and beautifully reproduced design. This Satco S9571 2700K warm white smooth dimming LED filament light operates on your existing 120V circuit and consumes just 2.5 watts. These flame-tip shape, clear, medium base incandescent LED retrofit lights generate 250 lumens with a CRI of 80. The omni-directional filament LED light bulbs have a 360® beam angle to perfectly replace your 25 watt incandescent bulbs. The S9571 is UL listed for totally enclosed fixtures in environments such as restaurants and hospitality buildings, and is damp location rated. Want that rustic look in your business or even wedding? These old fashioned light bulbs are perfect for you. They create that warm orange glow all while creating that steampunk or industrial design. Click here to see the complete Satco LED Filament Lamp S9571 Specification Sheet. Instant on at full brightness and mercury free - environmentally positive - generates no IR or UV - protects valuable objects - these Satco flame tip shape LED bulbs are rated for 15,000 hours. These 120 volt vintage LED light bulbs fit most fixtures with E26 medium base. The bulb's dimensions are 1.38" wide by 4 5/16" inches MOL. These antique style LED lights are compatible with many timers and dimmable using most 120V wall box dimmers (see a compatible dimmer option in the related products below). Satco 2.5 Watt Clear LED Flametip Filament Light Bulb E26 Medium Base 2700K | 2700 | 80 | 250 | 100 | 15000 | 2.5 | 1 | 4.95 | 4.95 | 5.8164 | 2020Q3 | https://www.greenelectricalsupply.com/2-5w-flametip-e26-led-filament.aspx | Green Electrical Supply | 2020 | Yes
LED Lighting | Decorative | Manufacturer: Satco | True |  |  | ST19 | Medium E26 | Home > LED Light Bulbs > LED Filament Bulbs > LED ST19/S19 Filament > 2.5 Watt Amber LED ST19 Filament Light Bulb E26 Medium Base 2300K Product Specifications - Quick Reference Lamp Wattage: Working Voltage: 2.5 Watts 120 Volt Dimensions: Bulb Finish: 2.38" x 5.375" (MOL) Transparent Amber Lumen Output: Incandescent Equivalent: 220 Lumens 25 Watt Dimmable: Rated Life: Yes 15,000 Hours Color Temperature: 2300K Warm White Warranty: 3 Year Limited If you are looking for the antique style, old fashioned Edison style ST19 incandescent look and feel with all the energy efficient benefits LED technology can provide, this is the bulb for you. The Satco LED Filament Lamps are the perfect vintage light bulb with an historically accurate and beautifully reproduced design, perfect for restaurants and hospitality environments. The LEDs are aligned inside a transparent amber coated lamp to maintain the look of traditional vintage incandescent filaments. This Satco S9577 2300K warm white, smooth dimming, antique LED filament light operates on your existing 120V circuit and consumes just 2.5 watts. These transparent amber ST19 incandescent LED retrofit lights generate 220 lumens with a CRI of 80. The omni-directional filament LED light bulbs have a 360® beam angle to perfectly replace your 25 watt incandescent bulbs. The S9577 is uL listed for totally enclosed fixtures and is damp location rated. Want that rustic look in your business or even wedding? These old fashioned light bulbs are perfect for you. They create that warm orange glow all while creating that steampunk or industrial design. Click here to see the complete Satco LED Filament Lamp S9577 Specification Sheet. Instant on at full brightness and mercury free - environmentally positive - generates no IR or UV - protects valuable objects - these Satco ST19 incandescent shape LED bulbs are rated for 15,000 hours. These 120 volt vintage LED light bulbs fit most fixtures with E26 base. The bulb's dimensions are 2.38" wide by 5.375" inches MOL. These LED lights are compatible with many timers and dimmable using most 120V wall box dimmers (see a compatible dimmer option in the related products below). Satco 2.5 Watt Amber LED ST19 Filament Light Bulb E26 Medium Base 2300K | 2300 | 80 | 220 | 88 | 15000 | 2.5 | 1 | 7.95 | 7.95 | 9.3416 | 2020Q3 | https://www.greenelectricalsupply.com/2-5w-st19-gen2-led-filament.aspx | Green Electrical Supply | 2020 | Yes
LED Lighting | Decorative | Manufacturer: Eiko | False |  | 40 Watt PL-L | PL LED Retrofit | 2G11 - 4 Pin | By-Pass LED By-Pass LED Home > LED Light Bulbs > LED PL Lamps > LED PLL Lamps > Ballast Bypass > 2 Foot 23 Watt 2600 Lumen GEN8 Ballast Bypass LED PL-L Light Bulb 3000K Product Specifications - Quick Reference Input Voltage: Replaces: 120-277 Volt AC LED23W/PLL/830-G7DR Dimensions: Base: 1.55" Wide x 22.2" Long 4-Pin 2G11 LED Color: 3000 Kelvin Rated Life Span: 50,000 Hours (L70) Lumens: Efficacy: 2,600 Lumens 113 lm/w CRI: Certifications: 80 CRI UL, RoHS Here are the Eiko Generation 8 4-pin 2G11 base PL-L retrofit LED for CFL fluorescent tube lights. Designed to retrofit the fluorescent part numbers shown below** generates a 3000K warm white color temperature, has a 220 degree beam angle, a Power Factor over 90 and consumes just 23 watts of 120 to 277 volt 50/60 Hz energy. UL Listed for damp locations and suitable for use in totally enclosed lighting fixtures the Eiko PL-L LED tube lights are your retrofit choice. The Eiko LED23W/PLL/830-G8D (10709), a replacement for LED23W/PLL/830-G7DR, will produce 2,600 Lumens of light output (that's an awesome 113 Lumens Per Watt). They have a frosted lens, CRI of 80 and a rated life of up to 50,000 hours based on L70. The physical dimensions of the Eiko 3000K warm white LED retrofit are 22.2 long by 1.55 wide. Each Eiko 10709 4-pin 2g11 base LED PL-L fluorescent retrofit bulb carries a 5 Year Warranty. Give them a try - You will be very pleasantly surprised. Click here to see the complete Eiko Gen8 Direct Fit PL-L LED Tube Lights Specification Sheet. These LED fluorescent retrofits have a 4-pin 2G11 base which easily integrates energy saving LED technology into your standard recessed fluorescent troffers or industrial fluorescent lighting format. Eiko's LED PL-L tubes operate on line voltage, eliminating ballast compatibility concerns. Click here to see the complete Eiko Gen8 Direct Fit PL-L LED Tube Lights Installation Sheet. The LED23W/PLL/830-G8D, 23 watt LED lamp has been designed to retrofit existing 40 watt cfl fluorescent PL-L installations, thereby reducing maintenance and energy expenditures in residential, commercial, retail displays, hotel, motel and resort applications and as an energy saving light source for new fixtures and installations. These PL-L LED bulbs are rated for use in either dry or damp locations, they are NOT dimmable and are RoHS compliant. FLUORESCENT CROSS REFERENCE** NEMA Generic FT40W/2G11/RS/830 Osram Sylvania FT40DL/830/RS GE F40/30BX/SPX30 Philips PL-L 40W/830/RS Halco PLL40/830/RS/ECO - 109712 Ushio CF-L40SE/830 Eiko DT40/30/RS - 49298 Satco FT40DL/830/RS - S6766 Eiko 2 Foot 23 Watt 2600 Lumen GEN8 Ballast Bypass LED PL-L Light Bulb 3000K | 3000 | 80 | 2600 | 113.0435 | 50000 | 23 | 1 | 13.54 | 13.54 | 15.91 | 2020Q3 | https://www.greenelectricalsupply.com/2-foot-23-watt-2600-lumen-gen8-ballast-bypass-led-pl-l-light-bulb-3000k.aspx | Green Electrical Supply | 2020 | No
LED Lighting | Decorative | Manufacturer: Eiko | False |  | 40 Watt PL-L | PL LED Retrofit | 2G11 - 4 Pin | By-Pass LED By-Pass LED Home > LED Light Bulbs > LED PL Lamps > LED PLL Lamps > Ballast Bypass > 2 Foot 23 Watt 2600 Lumen GEN8 Ballast Bypass LED PL-L Light Bulb 3500K Product Specifications - Quick Reference Input Voltage: Replaces: 120-277 Volt AC LED23W/PLL/835-G7DR Dimensions: Base: 1.55" Wide x 22.2" Long 4-Pin 2G11 LED Color: 3500 Kelvin Rated Life Span: 50,000 Hours (L70) Lumens: Efficacy: 2,600 Lumens 113 lm/w CRI: Certifications: 80 CRI UL, RoHS Here are the Eiko Generation 8 4-pin 2G11 base PL-L retrofit LED for CFL fluorescent tube lights. Designed to retrofit the fluorescent PLL lamps, part number LED23W/PLL/835-G8D (10710) generates a 3500K bright white color temperature, has a 220 degree beam angle, a Power Factor over 90 and consumes just 23 watts of 120 to 277 volt 50/60 Hz energy. UL Listed for damp locations and suitable for use in totally enclosed lighting fixtures the Eiko PL-L LED tube lights are your retrofit choice. The Eiko LED23W/PLL/835-G8D, replacing LED23W/PLL/835-G7DR, will produce 2,600 Lumens of light output (that's an awesome 113 Lumens Per Watt). They have a frosted lens, CRI of 80 and a rated life of up to 50,000 hours based on L70. The physical dimensions of the Eiko 3500K bright white LED retrofit are 22.2 long by 1.55 wide. Each Eiko 10710 4-pin 2g11 base LED PL-L fluorescent retrofit bulb carries a 5 Year Warranty. Give them a try - You will be very pleasantly surprised. Click here to see the complete Eiko Gen8 Direct Fit PL-L LED Tube Lights Specification Sheet. These LED fluorescent retrofits have a 4-pin 2G11 base which easily integrates energy saving LED technology into your standard recessed fluorescent troffers or industrial fluorescent lighting format. Eiko's LED PL-L tubes operate on line voltage, eliminating ballast compatibility concerns. Click here to see the complete Eiko Gen8 Direct Fit PL-L LED Tube Lights Installation Sheet. The LED23W/PLL/835-G8D, 23 watt LED lamp has been designed to retrofit existing 40 watt cfl fluorescent PL-L installations, thereby reducing maintenance and energy expenditures in residential, commercial, retail displays, hotel, motel and resort applications and as an energy saving light source for new fixtures and installations. These PL-L LED bulbs are rated for use in either dry or damp locations, they are NOT dimmable and are RoHS compliant. Eiko 2 Foot 23 Watt 2600 Lumen GEN8 Ballast Bypass LED PL-L Light Bulb 3500K | 3500 | 80 | 2600 | 113.0435 | 50000 | 23 | 1 | 13.54 | 13.54 | 15.91 | 2020Q3 | https://www.greenelectricalsupply.com/2-foot-23-watt-2600-lumen-gen8-ballast-bypass-led-pl-l-light-bulb-3500k.aspx | Green Electrical Supply | 2020 | No
LED Lighting | Decorative | Manufacturer: Eiko | False |  | 40 Watt PL-L | PL LED Retrofit | 2G11 - 4 Pin | By-Pass LED By-Pass LED Home > LED Light Bulbs > LED PL Lamps > LED PLL Lamps > Ballast Bypass > 2 Foot 23 Watt 2800 Lumen GEN8 Ballast Bypass LED PL-L Light Bulb 4000K Product Specifications - Quick Reference Input Voltage: Replaces: 120-277 Volt AC LED23W/PLL/840-G7DR Dimensions: Base: 1.55" Wide x 22.2" Long 4-Pin 2G11 LED Color: 4000 Kelvin Rated Life Span: 50,000 Hours (L70) Lumens: Efficacy: 2,800 Lumens 113 lm/w CRI: Certifications: 80 CRI UL, RoHS Here are the Eiko Generation 8 4-pin 2G11 base PL-L retrofit LED for CFL fluorescent tube lights. Designed to retrofit the fluorescent PLL lamps, part number LED23W/PLL/840-G8D (10711) generates a 4000K cool white color temperature, has a 220 degree beam angle, a Power Factor over 90 and consumes just 23 watts of 120 to 277 volt 50/60 Hz energy. UL Listed for damp locations and suitable for use in totally enclosed lighting fixtures the Eiko PL-L LED tube lights are your retrofit choice. The Eiko LED23W/PLL/840-G8D, replacing LED23W/PLL/840-G7DR, will produce 2,800 Lumens of light output (that's an awesome 113 Lumens Per Watt). They have a frosted lens, CRI of 80 and a rated life of up to 50,000 hours based on L70. The physical dimensions of the Eiko 4000K cool white LED retrofit are 22.2 long by 1.55 wide. Each Eiko 10711 4-pin 2g11 base LED PL-L fluorescent retrofit bulb carries a 5 Year Warranty. Give them a try - You will be very pleasantly surprised. Click here to see the complete Eiko Gen8 Direct Fit PL-L LED Tube Lights Specification Sheet. These LED fluorescent retrofits have a 4-pin 2G11 base which easily integrates energy saving LED technology into your standard recessed fluorescent troffers or industrial fluorescent lighting format. Eiko's LED PL-L tubes operate on line voltage, eliminating ballast compatibility concerns. Click here to see the complete Eiko Gen8 Direct Fit PL-L LED Tube Lights Installation Sheet. The LED23W/PLL/840-G8D, 23 watt LED lamp has been designed to retrofit existing 40 watt cfl fluorescent PL-L installations, thereby reducing maintenance and energy expenditures in residential, commercial, retail displays, hotel, motel and resort applications and as an energy saving light source for new fixtures and installations. These PL-L LED bulbs are rated for use in either dry or damp locations, they are NOT dimmable and are RoHS compliant. Eiko 2 Foot 23 Watt 2800 Lumen GEN8 Ballast Bypass LED PL-L Light Bulb 4000K | 4000 | 80 | 2600 | 113.0435 | 50000 | 23 | 1 | 13.54 | 13.54 | 15.91 | 2020Q3 | https://www.greenelectricalsupply.com/2-foot-23-watt-2800-lumen-gen8-ballast-bypass-led-pl-l-light-bulb-4000k.aspx | Green Electrical Supply | 2020 | No
LED Lighting | Decorative | Manufacturer: Eiko | False | Daylighting/Photocell, | 40 Watt PL-L | PL LED Retrofit | 2G11 - 4 Pin | By-Pass LED By-Pass LED Home > LED Light Bulbs > LED PL Lamps > LED PLL Lamps > Ballast Bypass > 2 Foot 23 Watt 2800 Lumen GEN8 Ballast Bypass LED PL-L Light Bulb 5000K Product Specifications - Quick Reference Input Voltage: Replaces: 120-277 Volt AC LED23W/PLL/850-G7DR Dimensions: Base: 1.55" Wide x 22.2" Long 4-Pin 2G11 LED Color: 5000 Kelvin Rated Life Span: 50,000 Hours (L70) Lumens: Efficacy: 2,800 Lumens 113 lm/w CRI: Certifications: 80 CRI UL, RoHS Here are the Eiko Generation 8 4-pin 2G11 base PL-L retrofit LED for CFL fluorescent tube lights. Designed to retrofit the fluorescent PLL lamps, part number LED23W/PLL/850-G8D (10712) generates a 5000K daylight color temperature, has a 220 degree beam angle, a Power Factor over 90 and consumes just 23 watts of 120 to 277 volt 50/60 Hz energy. UL Listed for damp locations and suitable for use in totally enclosed lighting fixtures the Eiko PL-L LED tube lights are your retrofit choice. The Eiko LED23W/PLL/850-G8D, replacing LED23W/PLL/850-G7DR, will produce 2,800 Lumens of light output (that's an awesome 113 Lumens Per Watt). They have a frosted lens, CRI of 80 and a rated life of up to 50,000 hours based on L70. The physical dimensions of the Eiko 5000K daylight LED retrofit are 22.2 long by 1.55 wide. Each Eiko 10712 4-pin 2g11 base LED PL-L fluorescent retrofit bulb carries a 5 Year Warranty. Give them a try - You will be very pleasantly surprised. Click here to see the complete Eiko Gen8 Direct Fit PL-L LED Tube Lights Specification Sheet. These LED fluorescent retrofits have a 4-pin 2G11 base which easily integrates energy saving LED technology into your standard recessed fluorescent troffers or industrial fluorescent lighting format. Eiko's LED PL-L tubes operate on line voltage, eliminating ballast compatibility concerns. Click here to see the complete Eiko Gen8 Direct Fit PL-L LED Tube Lights Installation Sheet. The LED23W/PLL/850-G8D, 23 watt LED lamp has been designed to retrofit existing 40 watt cfl fluorescent PL-L installations, thereby reducing maintenance and energy expenditures in residential, commercial, retail displays, hotel, motel and resort applications and as an energy saving light source for new fixtures and installations. These PL-L LED bulbs are rated for use in either dry or damp locations, they are NOT dimmable and are RoHS compliant. Eiko 2 Foot 23 Watt 2800 Lumen GEN8 Ballast Bypass LED PL-L Light Bulb 5000K | 5000 | 80 | 2600 | 113.0435 | 50000 | 23 | 1 | 13.54 | 13.54 | 15.91 | 2020Q3 | https://www.greenelectricalsupply.com/2-foot-23-watt-2800-lumen-gen8-ballast-bypass-led-pl-l-light-bulb-5000k.aspx | Green Electrical Supply | 2020 | No
LED Lighting | Downlight | Manufacturer: Lotus LED Lights | True |  |  |  |  | Recessed Recessed Home > LED Indoor Light Fixtures > LED Downlights and Trims > 2 Inch Retrofits > Round > 2700K Soft White > 2 Inch 5 Watt Round Regressed Gimbal LED Downlight Black Trim 2700K Soft White Product Specifications - Quick Reference Wattage: Dimensions: 5 Watts 2.5" ID x 3" OD x 1.75" H Beam Angle Tilt Angle: 24 Degrees 20 Degrees Voltage: Color Temp: 120 Volt 2700K Soft White Warranty: 5 Year Limited (Commercial) 10 Year Limited (Residential) Lumens: 380 Lumens Certifications: Energy Star, Title 24, Wet Location Since its first super slim products launch in 2010, Lotus LED Lights have set the competitive bar extremely high and are the most preferred super slim recessed LED lights used by architects, interior decorators, designers, builders, electricians and homeowners in North America. Lotus LED Lights offers superior flexibility, unlimited layout options and can be installed anywhere in your home to create a gorgeous high-end living environment by delivering warm and inviting light. These recessed LED down lights are absolutely perfect for tight spaces, soffits, sloped ceilings, insulated and dropped ceilings. The Lotus LED Lights super slim recessed LED fixtures are cULus Listed, Energy Star Certified, Title 24 Rated, Wet Location rated, rated Type IC (Direct Contact with Insulation) and they are air-tight. A recessed downlight housing (also called out as a Pot Light Housing) is NOT Required - even for Insulated Ceilings. Click here to see the Lotus 2 Inch Round Regressed Gimbal Recessed LED Downlight Specification Sheet. This item is the Lotus LED Lights LRG2-27K-BL. It is the 2 inch low profile 5 watt round regressed Gimbal LED recessed down light with a black trim. The LRG2-27K-BL is Air-Tight and is rated for Wet locations. This 2 inch LED retrofit has a beam angle of 24 degrees, tilt angle of 20 degrees with a 360 degree rotation. The 2700K Warm White gimbal generates 380 lumens and is designed to replace up to 50 watt halogen lights in recessed downlight applications. They operate on 120 volt and are dimmable down to about 5% when using approved TRIAC dimmer switches. These LED 2 inch downlights have a CRI of 90, which makes them Title 24 rated. Each Lotus LED Lights recessed down light carries a 10 year residential or 5 year commercial limited warranty. Click here to see the complete Lotus LED Light Limited Warranty Information. Lotus can offer this because every single driver is powered for a minimum of 24 hours together with the fixture that it is shipped with. Every LED is visually checked before and after the PCB is mounted on the fixture. For different trim options, please see the related products below. For a quote on a larger job, please call our customer service center at 248-276-9640. Lotus LED Lights 2 Inch 5 Watt Round Regressed Gimbal LED Downlight Black Trim 2700K Soft White | 2700 | 90 | 380 | 76 | 24 | 5 | 1 | 47.69 | 47.69 | 56.0376 | 2020Q3 | https://www.greenelectricalsupply.com/2-inch-5-watt-round-regressed-gimbal-led-downlight-black-trim-2700k-soft-white.aspx | Green Electrical Supply | 2020 | Yes
LED Lighting | Downlight | Manufacturer: Lotus LED Lights | True |  |  |  |  | Home > LED Indoor Light Fixtures > LED Downlights and Trims > 2 Inch Retrofits > Round > 3000K Warm White > 2 Inch 5 Watt Round Regressed Gimbal LED Downlight Black Trim 3000K Warm White Product Specifications - Quick Reference Wattage: Dimensions: 5 Watts 2.5" ID x 3" OD x 1.75" H Beam Angle Tilt Angle: 24 Degrees 20 Degrees Voltage: Color Temp: 120 Volt 3000K Warm White Warranty: 5 Year Limited (Commercial) 10 Year Limited (Residential) Lumens: 400 Lumens Certifications: Energy Star, Title 24, Wet Location Since its first super slim products launch in 2010, Lotus LED Lights have set the competitive bar extremely high and are the most preferred super slim recessed LED lights used by architects, interior decorators, designers, builders, electricians and homeowners in North America. Lotus LED Lights offers superior flexibility, unlimited layout options and can be installed anywhere in your home to create a gorgeous high-end living environment by delivering warm and inviting light. These recessed LED down lights are absolutely perfect for tight spaces, soffits, sloped ceilings, insulated and dropped ceilings. The Lotus LED Lights super slim recessed LED fixtures are cULus Listed, Energy Star Certified, Title 24 Rated, Wet Location rated, rated Type IC (Direct Contact with Insulation) and they are air-tight. A recessed downlight housing (also called out as a Pot Light Housing) is NOT Required - even for Insulated Ceilings. Click here to see the Lotus 2 Inch Round Regressed Gimbal Recessed LED Downlight Specification Sheet. This item is the Lotus LED Lights LRG2-30K-BL. It is the 2 inch low profile 5 watt round regressed Gimbal LED recessed down light with a black trim. The LRG2-30K-BL is Air-Tight and is rated for Wet locations. This 2 inch LED retrofit has a beam angle of 24 degrees, tilt angle of 20 degrees with a 360 degree rotation. The 3000K Warm White gimbal generates 400 lumens and is designed to replace up to 50 watt halogen lights in recessed downlight applications. They operate on 120 volt and are dimmable down to about 5% when using approved TRIAC dimmer switches. These LED 2 inch downlights have a CRI of 90, which makes them Title 24 rated. Each Lotus LED Lights recessed down light carries a 10 year residential or 5 year commercial limited warranty. Click here to see the complete Lotus LED Light Limited Warranty Information. Lotus can offer this because every single driver is powered for a minimum of 24 hours together with the fixture that it is shipped with. Every LED is visually checked before and after the PCB is mounted on the fixture. For different trim options, please see the related products below. For a quote on a larger job, please call our customer service center at 248-276-9640. Lotus LED Lights 2 Inch 5 Watt Round Regressed Gimbal LED Downlight Black Trim 3000K Warm White | 3000 |  | 400 | 80 | 24 | 5 | 1 | 47.69 | 47.69 | 56.0376 | 2020Q3 | https://www.greenelectricalsupply.com/2-inch-5-watt-round-regressed-gimbal-led-downlight-black-trim-3000k-warm-white.aspx | Green Electrical Supply | 2020 | Yes
LED Lighting | Downlight | Manufacturer: Lotus LED Lights | True |  |  |  |  | Recessed Recessed Home > LED Indoor Light Fixtures > LED Downlights and Trims > 2 Inch Retrofits > Round > 4000K Cool White > 2 Inch 5 Watt Round Regressed Gimbal LED Downlight Black Trim 4000K Cool White Product Specifications - Quick Reference Wattage: Dimensions: 5 Watts 2.5" ID x 3" OD x 1.75" H Beam Angle Tilt Angle: 24 Degrees 20 Degrees Voltage: Color Temp: 120 Volt 4000K Cool White Warranty: 5 Year Limited (Commercial) 10 Year Limited (Residential) Lumens: 400 Lumens Certifications: Energy Star, Title 24, Wet Location Since its first super slim products launch in 2010, Lotus LED Lights have set the competitive bar extremely high and are the most preferred super slim recessed LED lights used by architects, interior decorators, designers, builders, electricians and homeowners in North America. Lotus LED Lights offers superior flexibility, unlimited layout options and can be installed anywhere in your home to create a gorgeous high-end living environment by delivering warm and inviting light. These recessed LED down lights are absolutely perfect for tight spaces, soffits, sloped ceilings, insulated and dropped ceilings. The Lotus LED Lights super slim recessed LED fixtures are cULus Listed, Energy Star Certified, Title 24 Rated, Wet Location rated, rated Type IC (Direct Contact with Insulation) and they are air-tight. A recessed downlight housing (also called out as a Pot Light Housing) is NOT Required - even for Insulated Ceilings. Click here to see the Lotus 2 Inch Round Regressed Gimbal Recessed LED Downlight Specification Sheet. This item is the Lotus LED Lights LRG2-40K-BL. It is the 2 inch low profile 5 watt round regressed Gimbal LED recessed down light with a black trim. The LRG2-40K-BL is Air-Tight and is rated for Wet locations. This 2 inch LED retrofit has a beam angle of 24 degrees, tilt angle of 20 degrees with a 360 degree rotation. The 4000K Cool White gimbal generates 430 lumens and is designed to replace up to 50 watt halogen lights in recessed downlight applications. They operate on 120 volt and are dimmable down to about 5% when using approved TRIAC dimmer switches. These LED 2 inch downlights have a CRI of 90, which makes them Title 24 rated. Each Lotus LED Lights recessed down light carries a 10 year residential or 5 year commercial limited warranty. Click here to see the complete Lotus LED Light Limited Warranty Information. Lotus can offer this because every single driver is powered for a minimum of 24 hours together with the fixture that it is shipped with. Every LED is visually checked before and after the PCB is mounted on the fixture. For different trim options, please see the related products below. For a quote on a larger job, please call our customer service center at 248-276-9640. Lotus LED Lights 2 Inch 5 Watt Round Regressed Gimbal LED Downlight Black Trim 4000K Cool White | 4000 | 90 | 430 | 86 | 24 | 5 | 1 | 47.69 | 47.69 | 56.0376 | 2020Q3 | https://www.greenelectricalsupply.com/2-inch-5-watt-round-regressed-gimbal-led-downlight-black-trim-4000k-cool-white.aspx | Green Electrical Supply | 2020 | Yes
LED Lighting | Downlight | Manufacturer: Lotus LED Lights | True |  |  |  |  | Recessed Recessed Home > LED Indoor Light Fixtures > LED Downlights and Trims > 2 Inch Retrofits > Round > 2700K Soft White > 2 Inch 5 Watt Round Regressed Gimbal LED Downlight White Trim 2700K Soft White Product Specifications - Quick Reference Wattage: Dimensions: 5 Watts 2.5" ID x 3" OD x 1.75" H Beam Angle Tilt Angle: 24 Degrees 20 Degrees Voltage: Color Temp: 120 Volt 2700K Soft White Warranty: 5 Year Limited (Commercial) 10 Year Limited (Residential) Lumens: 380 Lumens Certifications: Energy Star, Title 24, Wet Location Since its first super slim products launch in 2010, Lotus LED Lights have set the competitive bar extremely high and are the most preferred super slim recessed LED lights used by architects, interior decorators, designers, builders, electricians and homeowners in North America. Lotus LED Lights offers superior flexibility, unlimited layout options and can be installed anywhere in your home to create a gorgeous high-end living environment by delivering warm and inviting light. These recessed LED down lights are absolutely perfect for tight spaces, soffits, sloped ceilings, insulated and dropped ceilings. The Lotus LED Lights super slim recessed LED fixtures are cULus Listed, Energy Star Certified, Title 24 Rated, Wet Location rated, rated Type IC (Direct Contact with Insulation) and they are air-tight. A recessed downlight housing (also called out as a Pot Light Housing) is NOT Required - even for Insulated Ceilings. Click here to see the Lotus 2 Inch Round Regressed Gimbal Recessed LED Downlight Specification Sheet. This item is the Lotus LED Lights LRG2-27K-WH. It is the 2 inch low profile 5 watt round regressed Gimbal LED recessed down light with a white trim. The LRG2-27K-WH is Air-Tight and is rated for Wet locations. This 2 inch LED retrofit has a beam angle of 24 degrees, tilt angle of 20 degrees with a 360 degree rotation. The 2700K Warm White gimbal generates 380 lumens and is designed to replace up to 50 watt halogen lights in recessed downlight applications. They operate on 120 volt and are dimmable down to about 5% when using approved TRIAC dimmer switches. These LED 2 inch downlights have a CRI of 90, which makes them Title 24 rated. Each Lotus LED Lights recessed down light carries a 10 year residential or 5 year commercial limited warranty. Click here to see the complete Lotus LED Light Limited Warranty Information. Lotus can offer this because every single driver is powered for a minimum of 24 hours together with the fixture that it is shipped with. Every LED is visually checked before and after the PCB is mounted on the fixture. For different trim options, please see the related products below. For a quote on a larger job, please call our customer service center at 248-276-9640. Lotus LED Lights 2 Inch 5 Watt Round Regressed Gimbal LED Downlight White Trim 2700K Soft White | 2700 | 90 | 380 | 76 | 24 | 5 | 1 | 47.69 | 47.69 | 56.0376 | 2020Q3 | https://www.greenelectricalsupply.com/2-inch-5-watt-round-regressed-gimbal-led-downlight-white-trim-2700k-soft-white.aspx | Green Electrical Supply | 2020 | Yes
LED Lighting | Downlight | Manufacturer: Lotus LED Lights | True |  |  |  |  | Recessed Recessed Home > LED Indoor Light Fixtures > LED Downlights and Trims > 2 Inch Retrofits > Round > 4000K Cool White > 2 Inch 5 Watt Round Regressed Gimbal LED Downlight White Trim 4000K Cool White Product Specifications - Quick Reference Wattage: Dimensions: 5 Watts 2.5" ID x 3" OD x 1.75" H Beam Angle Tilt Angle: 24 Degrees 20 Degrees Voltage: Color Temp: 120 Volt 4000K Cool White Warranty: 5 Year Limited (Commercial) 10 Year Limited (Residential) Lumens: 430 Lumens Certifications: Energy Star, Title 24, Wet Location Since its first super slim products launch in 2010, Lotus LED Lights have set the competitive bar extremely high and are the most preferred super slim recessed LED lights used by architects, interior decorators, designers, builders, electricians and homeowners in North America. Lotus LED Lights offers superior flexibility, unlimited layout options and can be installed anywhere in your home to create a gorgeous high-end living environment by delivering warm and inviting light. These recessed LED down lights are absolutely perfect for tight spaces, soffits, sloped ceilings, insulated and dropped ceilings. The Lotus LED Lights super slim recessed LED fixtures are cULus Listed, Energy Star Certified, Title 24 Rated, Wet Location rated, rated Type IC (Direct Contact with Insulation) and they are air-tight. A recessed downlight housing (also called out as a Pot Light Housing) is NOT Required - even for Insulated Ceilings. Click here to see the Lotus 2 Inch Round Regressed Gimbal Recessed LED Downlight Specification Sheet. This item is the Lotus LED Lights LRG2-40K-WH. It is the 2 inch low profile 5 watt round regressed Gimbal LED recessed down light with a white trim. The LRG2-40K-WH is Air-Tight and is rated for Wet locations. This 2 inch LED retrofit has a beam angle of 24 degrees, tilt angle of 20 degrees with a 360 degree rotation. The 4000K Cool White gimbal generates 430 lumens and is designed to replace up to 50 watt halogen lights in recessed downlight applications. They operate on 120 volt and are dimmable down to about 5% when using approved TRIAC dimmer switches. These LED 2 inch downlights have a CRI of 90, which makes them Title 24 rated. Each Lotus LED Lights recessed down light carries a 10 year residential or 5 year commercial limited warranty. Click here to see the complete Lotus LED Light Limited Warranty Information. Lotus can offer this because every single driver is powered for a minimum of 24 hours together with the fixture that it is shipped with. Every LED is visually checked before and after the PCB is mounted on the fixture. For different trim options, please see the related products below. For a quote on a larger job, please call our customer service center at 248-276-9640. Lotus LED Lights 2 Inch 5 Watt Round Regressed Gimbal LED Downlight White Trim 4000K Cool White | 4000 | 90 | 430 | 86 | 24 | 5 | 1 | 47.69 | 47.69 | 56.0376 | 2020Q3 | https://www.greenelectricalsupply.com/2-inch-5-watt-round-regressed-gimbal-led-downlight-white-trim-4000k-cool-white.aspx | Green Electrical Supply | 2020 | Yes
LED Lighting | Downlight | Manufacturer: Green Creative | True |  |  | Circular/Circline/Round |  | Recessed, Mini Recessed Recessed, Mini Recessed Home > LED Indoor Light Fixtures > LED Downlights and Trims > 2 Inch Retrofits > Round > 2700K Soft White > 2 Inch miniFIT LED Gimbal Downlight 120V Line Voltage Dimming White Trim 2700K Soft White Product Specifications - Quick Reference Voltage: Wattage: 120 Volt 8 Watts Temperature: Dimmable: -4°F to 95°F (-25°C to 35°C) Yes LED Color: 2700K Soft White Rated Life: 50,000 Hours (L70) Lumens: CRI: 600 Lumens 90 CRI Certifications: Damp Locations, JA8, Energy Star IC and Air-Tight Rated Get the right light in the right place with Green Creative's miniFIT gimbals. The gimbals come with a 38° beam acrylic optic, producing a consistent, precise beam of light. In addition, they rotate 360 degrees and tilt up to 30 degrees so you can mount them in any orientation in the ceiling and still aim the light to graze textured walls, highlight artwork, or emphasize architectural features. The miniFIT gimbals come in two sizes, 1 inch and 2 inch and both are available in 3 color temperatures, 2700K, 3000K and 4000K. These LED mini gimbals are perfect for residential, retail and hospitality applications. The miniFIT family is quick and easy to install. Connecting power in the external junction box is a breeze with the push in connectors. Wiring the fixture is even easier with the plenum rated quick connector. The optional new construction plates, keyhole mounting slots and spring clip hooks allow for a simple installation and compliance with local building codes. The sturdy spring action clips will keep the fixture tight to the ceiling, ensuring an aesthetically pleasing installation. Click here to view the Green Creative Gimbal LED Downlight Installation Instructions. This is the 98442 (GIMB2/927/FL/DIM120), a 2 Inch LED Gimbal downlight miniFIT with a white trim. With a color temperature of 2700K (soft white) this LED mini downlight produces 600 lumens from just 8 watts. The LEDs are binned to exceed ENERGY STAR requirements, providing superior fixture-to-fixture color uniformity. This recessed downlight is rated for 50,000 hour life at which time the LEDs can be expected to produce 70% of their initial light output with no perceptible color change. Spring action clips accommodate ceiling thicknesses between ½” to 2”. Die cast aluminum optical assembly with poly-carbonate lens fits in spun aluminum trim for a nice clean look. Click here to view the Green Creative Gimbal LED Downlight Specification Sheet. The 98442 has a operating voltage of 120 and a 50/60 Hz driver. This Gimbal miniFIT is TRIAC and ELV dimmable to 10%. Click here to view the Green Creative Gimbal LED Downlight Dimmer Compatibility Chart. Green Creative 2 Inch miniFIT LED Gimbal Downlight 120V Line Voltage Dimming White Trim 2700K Soft White | 2700 | 90 | 600 | 75 | 50000 | 8 | 1 | 34.48 | 34.48 | 40.5153 | 2020Q3 | https://www.greenelectricalsupply.com/2-inch-minifit-led-gimbal-downlight-120v-line-voltage-dimming-white-trim-2700k-soft-white.aspx | Green Electrical Supply | 2020 | No
LED Lighting | Downlight | Manufacturer: Green Creative | True |  |  | Circular/Circline/Round |  | Recessed, Mini Recessed Recessed, Mini Recessed Home > LED Indoor Light Fixtures > LED Downlights and Trims > 2 Inch Retrofits > Round > 3000K Warm White > 2 Inch miniFIT LED Gimbal Downlight 120V Line Voltage Dimming White Trim 3000K Warm White Product Specifications - Quick Reference Voltage: Wattage: 120 Volt 8 Watts Temperature: Dimmable: -4°F to 95°F (-25°C to 35°C) Yes LED Color: 3000K Warm White Rated Life: 50,000 Hours (L70) Lumens: CRI: 600 Lumens 90 CRI Certifications: Damp Locations, JA8, Energy Star IC and Air-Tight Rated Get the right light in the right place with Green Creative's miniFIT gimbals. The gimbals come with a 38° beam acrylic optic, producing a consistent, precise beam of light. In addition, they rotate 360 degrees and tilt up to 30 degrees so you can mount them in any orientation in the ceiling and still aim the light to graze textured walls, highlight artwork, or emphasize architectural features. The miniFIT gimbals come in two sizes, 1 inch and 2 inch and both are available in 3 color temperatures, 2700K, 3000K and 4000K. These LED mini gimbals are perfect for residential, retail and hospitality applications. The miniFIT family is quick and easy to install. Connecting power in the external junction box is a breeze with the push in connectors. Wiring the fixture is even easier with the plenum rated quick connector. The optional new construction plates, keyhole mounting slots and spring clip hooks allow for a simple installation and compliance with local building codes. The sturdy spring action clips will keep the fixture tight to the ceiling, ensuring an aesthetically pleasing installation. Click here to view the Green Creative Gimbal LED Downlight Installation Instructions. This is the 98443 (GIMB2/930/FL/DIM120), a 2 Inch LED Gimbal downlight miniFIT with a white trim. With a color temperature of 3000K (warm white) this LED mini downlight produces 600 lumens from just 8 watts. The LEDs are binned to exceed ENERGY STAR requirements, providing superior fixture-to-fixture color uniformity. This recessed downlight is rated for 50,000 hour life at which time the LEDs can be expected to produce 70% of their initial light output with no perceptible color change. Spring action clips accommodate ceiling thicknesses between ½” to 2”. Die cast aluminum optical assembly with poly-carbonate lens fits in spun aluminum trim for a nice clean look. Click here to view the Green Creative Gimbal LED Downlight Specification Sheet. The 98443 has a operating voltage of 120 and a 50/60 Hz driver. This Gimbal miniFIT is TRIAC and ELV dimmable to 10%. Click here to view the Green Creative Gimbal LED Downlight Dimmer Compatibility Chart. Green Creative 2 Inch miniFIT LED Gimbal Downlight 120V Line Voltage Dimming White Trim 3000K Warm White | 3000 | 90 | 600 | 75 | 50000 | 8 | 1 | 34.48 | 34.48 | 40.5153 | 2020Q3 | https://www.greenelectricalsupply.com/2-inch-minifit-led-gimbal-downlight-120v-line-voltage-dimming-white-trim-3000k-warm-white.aspx | Green Electrical Supply | 2020 | No
LED Lighting | Downlight | Manufacturer: Green Creative | True |  |  | Circular/Circline/Round |  | Recessed, Mini Recessed Recessed, Mini Recessed Home > LED Indoor Light Fixtures > LED Downlights and Trims > 2 Inch Retrofits > Round > 4000K Cool White > 2 Inch miniFIT LED Gimbal Downlight 120V Line Voltage Dimming White Trim 4000K Cool White Product Specifications - Quick Reference Voltage: Wattage: 120 Volt 8 Watts Temperature: Dimmable: -4°F to 95°F (-25°C to 35°C) Yes LED Color: 4000K Cool White Rated Life: 50,000 Hours (L70) Lumens: CRI: 600 Lumens 90 CRI Certifications: Damp Locations, JA8, Energy Star IC and Air-Tight Rated Get the right light in the right place with Green Creative's miniFIT gimbals. The gimbals come with a 38° beam acrylic optic, producing a consistent, precise beam of light. In addition, they rotate 360 degrees and tilt up to 30 degrees so you can mount them in any orientation in the ceiling and still aim the light to graze textured walls, highlight artwork, or emphasize architectural features. The miniFIT gimbals come in two sizes, 1 inch and 2 inch and both are available in 3 color temperatures, 2700K, 3000K and 4000K. These LED mini gimbals are perfect for residential, retail and hospitality applications. The miniFIT family is quick and easy to install. Connecting power in the external junction box is a breeze with the push in connectors. Wiring the fixture is even easier with the plenum rated quick connector. The optional new construction plates, keyhole mounting slots and spring clip hooks allow for a simple installation and compliance with local building codes. The sturdy spring action clips will keep the fixture tight to the ceiling, ensuring an aesthetically pleasing installation. Click here to view the Green Creative Gimbal LED Downlight Installation Instructions. This is the 98444 (GIMB2/940/FL/DIM120), a 2 Inch LED Gimbal downlight miniFIT with a white trim. With a color temperature of 4000K (cool white) this LED mini downlight produces 600 lumens from just 8 watts. The LEDs are binned to exceed ENERGY STAR requirements, providing superior fixture-to-fixture color uniformity. This recessed downlight is rated for 50,000 hour life at which time the LEDs can be expected to produce 70% of their initial light output with no perceptible color change. Spring action clips accommodate ceiling thicknesses between ½” to 2”. Die cast aluminum optical assembly with poly-carbonate lens fits in spun aluminum trim for a nice clean look. Click here to view the Green Creative Gimbal LED Downlight Specification Sheet. The 98444 has a operating voltage of 120 and a 50/60 Hz driver. This Gimbal miniFIT is TRIAC and ELV dimmable to 10%. Click here to view the Green Creative Gimbal LED Downlight Dimmer Compatibility Chart. Green Creative 2 Inch miniFIT LED Gimbal Downlight 120V Line Voltage Dimming White Trim 4000K Cool White | 4000 | 90 | 600 | 75 | 50000 | 8 | 1 | 34.48 | 34.48 | 40.5153 | 2020Q3 | https://www.greenelectricalsupply.com/2-inch-minifit-led-gimbal-downlight-120v-line-voltage-dimming-white-trim-4000k-cool-white.aspx | Green Electrical Supply | 2020 | No
LED Lighting | Decorative | Manufacturer: Eiko | False |  | 40 Watt PL-L | PL LED Retrofit | 2G11 - 4 Pin | Direct Replacement LED Direct Replacement LED Home > Closeout Fixtures and Light Bulbs > 2 Foot 23 Watt 2600 Lumen 2G11 Base Ballast Compatible LED PL-L Light Bulb 3000K Product Specifications - Quick Reference Input Voltage: Replaces: 120-277 Volt AC FT40W/2G11/RS/830 Dimensions: Base: 1.55" Wide x 22.2" Long 4-Pin 2G11 LED Color: 3000 Kelvin Rated Life Span: 50,000 Hours (L70) Lumens: Efficacy: 2,600 Lumens 113 lm/w CRI: Certifications: 80 CRI UL, RoHS FLUORESCENT CROSS REFERENCE** NEMA Generic FT40W/2G11/RS/830 Osram Sylvania FT40DL/830/RS GE F40/30BX/SPX30 Philips PL-L 40W/830/RS Halco PLL40/830/RS/ECO - 109712 Ushio CF-L40SE/830 Eiko DT40/30/RS - 49298 Satco FT40DL/830/RS - S6766 Here are the Eiko 4-pin 2G11 base PL-L retrofit LED for CFL fluorescent tube lights. Designed to retrofit the fluorescent part numbers shown above**, part number LED23W/PLL/830-G7DR (60461) generates a 3000K warm white color temperature, has a 220 degree beam angle, a Power Factor over 90 and consumes just 23 watts of 120 to 277 volt 50/60 Hz energy. UL Listed for damp locations and suitable for use in totally enclosed lighting fixtures the Eiko plug-n-play PL-L LED tube lights are your retrofit choice. The Eiko LED23W/PLL/830-G7DR will produce 2,600 Lumens of light output (that's an awesome 113 Lumens Per Watt). They have a frosted lens, CRI of 80 and a rated life of up to 50,000 hours based on L70. The physical dimensions of the Eiko 3000K warm white LED retrofit are 22.2 long by 1.55 wide. Each Eiko 60461 4-pin 2g11 base LED PL-L fluorescent retrofit bulb carries a 5 Year Warranty. Give them a try - You will be very pleasantly surprised. Click here to see the complete Eiko Gen7 Direct Fit PL-L 2G11 Base LED Tube Lights Specification Sheet. These LED fluorescent retrofits have a 4-pin 2G11 base which easily integrates energy saving LED technology into your standard recessed fluorescent troffers or industrial fluorescent lighting format. Eiko's LED PL-L tubes eliminate the need to remove or bi-pass your existing ballast. This plug-n-play direct replacement for 2 foot 40 watt PL-L fluorescent tubes is compatible with most instant start or program start electronic ballasts and requires no rewiring during installation. The Eiko LED23W/PLL/830-G7DR is an electronic ballast compatible, LED plug-n-play, direct replacement retrofit to replace your existing 40 watt 2G11 PL-L CFL fluorescent lamps like the Sylvania FT40DL/830/RS, GE F40/30BX/SPX30, Philips PL-L 40W/830/RS, Halco PLL40/830/RS/ECO - 109712, Ushio CF-L40SE/830, Eiko DT40/30/RS - 49298, Satco FT40DL/830/RS - S6766 or the NEMA/Generic part number FT40W/2G11/RS/830**. Click here to see the complete Eiko Gen7 Plug-and-Play LED PL-L Tube Lights Installation Instructions. Eiko has provided a ballast compatibility chart (see the link below) for guidance when selecting a ballast and lamp combination. Lamps were tested for compatibility with the program start ballasts shown in the compatibility chart. Ballasts that do not appear on the chart might still be compatible but have not been tested. All testing has been performed with a stable main supply. The quality of the local main, existing installation and wiring, as well as different manufacturer versions of the above ballasts may affect lamp performance. Since no assurance can be provided regarding these factors, it is a general recommendation to perform a test on-site prior to installing the LED lamps. The Eiko Direct Fit LED 4-pin 2G11 PL-L tubes do NOT operate on magnetic ballasts and they do NOT operate on any T12 ballast. Click here to see the complete Eiko Gen7 Plug-and-Play LED PL-L Tube Lights Ballast Compatibility Chart. The LED23W/PLL/830-G7DR, 23 watt LED lamp has been designed to retrofit existing 40 watt cfl fluorescent PL-L installations, thereby reducing maintenance and energy expenditures in residential, commercial, retail displays, hotel, motel and resort applications and as an energy saving light source for new fixtures and installations. These PL-L LED bulbs are rated for use in either dry or damp locations, they are NOT dimmable and are RoHS compliant. Eiko 2 Foot 23 Watt 2600 Lumen 2G11 Base Ballast Compatible LED PL-L Light Bulb 3000K | 3000 | 80 | 2600 | 113.0435 | 50000 | 23 | 1 | 15.23 | 15.23 | 17.8958 | 2020Q3 | https://www.greenelectricalsupply.com/23-watt-led-2g11-40-watt-fluorescent-pl-l-direct-replacement-bulb-3000k.aspx | Green Electrical Supply | 2020 | No
LED Lighting | Decorative | Manufacturer: Eiko | False |  | 40 Watt PL-L | PL LED Retrofit | 2G11 - 4 Pin | Direct Replacement LED Direct Replacement LED Home > Closeout Fixtures and Light Bulbs > 2 Foot 23 Watt 2600 Lumen 2G11 Base Ballast Compatible LED PL-L Light Bulb 3500K Product Specifications - Quick Reference Input Voltage: Replaces: 120-277 Volt AC FT40W/2G11/RS/835 Dimensions: Base: 1.55" Wide x 22.2" Long 4-Pin 2G11 LED Color: 3500 Kelvin Rated Life Span: 50,000 Hours (L70) Lumens: Efficacy: 2,600 Lumens 113 lm/w CRI: Certifications: 80 CRI UL, RoHS FLUORESCENT CROSS REFERENCE** NEMA Generic FT40W/2G11/RS/835 Osram Sylvania FT40DL/835/RS GE F40/30BX/SPX35 Philips PL-L 40W/835/RS Halco PLL40/835/RS/ECO - 109714 Ushio CF-L40SE/835 Eiko DT40/35/RS - 49299 Satco FT40DL/835/RS - S6767 Here are the Eiko 4-pin 2G11 base PL-L retrofit LED for CFL fluorescent tube lights. Designed to retrofit the fluorescent part numbers shown above**, part number LED23W/PLL/835-G7DR (60462) generates a 3500K bright white color temperature, has a 220 degree beam angle, a Power Factor over 90 and consumes just 23 watts of 120 to 277 volt 50/60 Hz energy. UL Listed for damp locations and suitable for use in totally enclosed lighting fixtures the Eiko plug-n-play PL-L LED tube lights are your retrofit choice. The Eiko LED23W/PLL/835-G7DR will produce 2,600 Lumens of light output (that's an awesome 113 Lumens Per Watt). They have a frosted lens, CRI of 80 and a rated life of up to 50,000 hours based on L70. The physical dimensions of the Eiko 3500K bright white LED retrofit are 22.2 long by 1.55 wide. Each Eiko 60462 4-pin 2g11 base LED PL-L fluorescent retrofit bulb carries a 5 Year Warranty. Give them a try - You will be very pleasantly surprised. Click here to see the complete Eiko Gen7 Direct Fit PL-L 2G11 Base LED Tube Lights Specification Sheet. These LED fluorescent retrofits have a 4-pin 2G11 base which easily integrates energy saving LED technology into your standard recessed fluorescent troffers or industrial fluorescent lighting format. Eiko's LED PL-L tubes eliminate the need to remove or bi-pass your existing ballast. This plug-n-play direct replacement for 2 foot 40 watt PL-L fluorescent tubes is compatible with most instant start or program start electronic ballasts and requires no rewiring during installation. The Eiko LED23W/PLL/835-G7DR is an electronic ballast compatible, LED plug-n-play, direct replacement retrofit to replace your existing 40 watt 2G11 PL-L CFL fluorescent lamps like the Sylvania FT40DL/835/RS, GE F40/30BX/SPX35, Philips PL-L 40W/835/RS, Halco PLL40/835/RS/ECO - 109714, Ushio CF-L40SE/835, Eiko DT40/35/RS - 49299, Satco FT40DL/835/RS - S6767 or the NEMA/Generic part number FT40W/2G11/RS/835**. Click here to see the complete Eiko Gen7 Plug-and-Play LED PL-L Tube Lights Installation Instructions. Eiko has provided a ballast compatibility chart (see the link below) for guidance when selecting a ballast and lamp combination. Lamps were tested for compatibility with the program start ballasts shown in the compatibility chart. Ballasts that do not appear on the chart might still be compatible but have not been tested. All testing has been performed with a stable main supply. The quality of the local main, existing installation and wiring, as well as different manufacturer versions of the above ballasts may affect lamp performance. Since no assurance can be provided regarding these factors, it is a general recommendation to perform a test on-site prior to installing the LED lamps. The Eiko Direct Fit LED 4-pin 2G11 PL-L tubes do NOT operate on magnetic ballasts and they do NOT operate on any T12 ballast. Click here to see the complete Eiko Gen7 Plug-and-Play LED PL-L Tube Lights Ballast Compatibility Chart. The LED23W/PLL/835-G7DR, 23 watt LED lamp has been designed to retrofit existing 40 watt cfl fluorescent PL-L installations, thereby reducing maintenance and energy expenditures in residential, commercial, retail displays, hotel, motel and resort applications and as an energy saving light source for new fixtures and installations. These PL-L LED bulbs are rated for use in either dry or damp locations, they are NOT dimmable and are RoHS compliant. Eiko 2 Foot 23 Watt 2600 Lumen 2G11 Base Ballast Compatible LED PL-L Light Bulb 3500K | 3500 | 80 | 2600 | 113.0435 | 50000 | 23 | 1 | 15.23 | 15.23 | 17.8958 | 2020Q3 | https://www.greenelectricalsupply.com/23-watt-led-2g11-40-watt-fluorescent-pl-l-direct-replacement-bulb-3500k.aspx | Green Electrical Supply | 2020 | No
LED Lighting | Decorative | Manufacturer: Eiko | False |  | 40 Watt PL-L | PL LED Retrofit | 2G11 - 4 Pin | Direct Replacement LED Direct Replacement LED Home > Closeout Fixtures and Light Bulbs > 2 Foot 23 Watt 2800 Lumen 2G11 Base Ballast Compatible LED PL-L Light Bulb 4000K Product Specifications - Quick Reference Input Voltage: Replaces: 120-277 Volt AC FT40W/2G11/RS/840 Dimensions: Base: 1.55" Wide x 22.2" Long 4-Pin 2G11 LED Color: 4000 Kelvin Rated Life Span: 50,000 Hours (L70) Lumens: Efficacy: 2,800 Lumens 121 lm/w CRI: Certifications: 80 CRI UL, RoHS FLUORESCENT CROSS REFERENCE** NEMA Generic FT40W/2G11/RS/841 Osram Sylvania FT40DL/841/RS GE F40/30BX/SPX41 Philips PL-L 40W/841/RS Halco PLL40/841/RS/ECO - 109716 Ushio CF-L40SE/841 Eiko DT40/41/RS - 49300 Satco FT40DL/841/RS - S6768 Here are the Eiko 4-pin 2G11 base PL-L retrofit LED for CFL fluorescent tube lights. Designed to retrofit the fluorescent part numbers shown above**, part number LED23W/PLL/840-G7DR (60463) generates a 4000K cool white color temperature, has a 220 degree beam angle, a Power Factor over 90 and consumes just 23 watts of 120 to 277 volt 50/60 Hz energy. UL Listed for damp locations and suitable for use in totally enclosed lighting fixtures the Eiko plug-n-play PL-L LED tube lights are your retrofit choice. The Eiko LED23W/PLL/840-G7DR will produce 2,800 Lumens of light output (that's an awesome 121 Lumens Per Watt). They have a frosted lens, CRI of 80 and a rated life of up to 50,000 hours based on L70. The physical dimensions of the Eiko 4000K cool white LED retrofit are 22.2 long by 1.55 wide. Each Eiko 60463 4-pin 2g11 base LED PL-L fluorescent retrofit bulb carries a 5 Year Warranty. Give them a try - You will be very pleasantly surprised. Click here to see the complete Eiko Gen7 Direct Fit PL-L 2G11 Base LED Tube Lights Specification Sheet. These LED fluorescent retrofits have a 4-pin 2G11 base which easily integrates energy saving LED technology into your standard recessed fluorescent troffers or industrial fluorescent lighting format. Eiko's LED PL-L tubes eliminate the need to remove or bi-pass your existing ballast. This plug-n-play direct replacement for 2 foot 40 watt PL-L fluorescent tubes is compatible with most instant start or program start electronic ballasts and requires no rewiring during installation. The Eiko LED23W/PLL/840-G7DR is an electronic ballast compatible, LED plug-n-play, direct replacement retrofit to replace your existing 40 watt 2G11 PL-L CFL fluorescent lamps like the Sylvania FT40DL/841/RS, GE F40/30BX/SPX41, Philips PL-L 40W/841/RS, Halco PLL40/841/RS/ECO - 109716, Ushio CF-L40SE/841, Eiko DT40/41/RS - 49300, Satco FT40DL/841/RS - S6768 or the NEMA/Generic part number FT40W/2G11/RS/841**. Click here to see the complete Eiko Gen7 Plug-and-Play LED PL-L Tube Lights Installation Instructions. Eiko has provided a ballast compatibility chart (see the link below) for guidance when selecting a ballast and lamp combination. Lamps were tested for compatibility with the program start ballasts shown in the compatibility chart. Ballasts that do not appear on the chart might still be compatible but have not been tested. All testing has been performed with a stable main supply. The quality of the local main, existing installation and wiring, as well as different manufacturer versions of the above ballasts may affect lamp performance. Since no assurance can be provided regarding these factors, it is a general recommendation to perform a test on-site prior to installing the LED lamps. The Eiko Direct Fit LED 4-pin 2G11 PL-L tubes do NOT operate on magnetic ballasts and they do NOT operate on any T12 ballast. Click here to see the complete Eiko Gen7 Plug-and-Play LED PL-L Tube Lights Ballast Compatibility Chart. The LED23W/PLL/840-G7DR, 23 watt LED lamp has been designed to retrofit existing 40 watt cfl fluorescent PL-L installations, thereby reducing maintenance and energy expenditures in residential, commercial, retail displays, hotel, motel and resort applications and as an energy saving light source for new fixtures and installations. These PL-L LED bulbs are rated for use in either dry or damp locations, they are NOT dimmable and are RoHS compliant. Eiko 2 Foot 23 Watt 2800 Lumen 2G11 Base Ballast Compatible LED PL-L Light Bulb 4000K | 4000 | 80 | 2800 | 121.7391 | 50000 | 23 | 1 | 15.23 | 15.23 | 17.8958 | 2020Q3 | https://www.greenelectricalsupply.com/23-watt-led-2g11-40-watt-fluorescent-pl-l-direct-replacement-bulb-4000k.aspx | Green Electrical Supply | 2020 | No
LED Lighting | Decorative | Manufacturer: Satco | True |  |  | G40 | Medium E26 | Home > LED Light Bulbs > LED Globe Bulbs > LED G40 Globe > 4.5 Watt Clear LED G40 Globe Filament Bulb 120V 2700K ** Non-CEC Compliant - NOT Lawful for Sale in California ** Product Specifications - Quick Reference Lamp Wattage: Working Voltage: 4.5 Watts 120 Volt Dimensions: Beam Angle: 4 7/8" x 6 3/8" (MOL) 360 Degree Omni-directional Lumen Output: Incandescent Equivalent: 470 Lumens 40 Watt Dimmable: Rated Life: Yes 15,000 Hours Color Temperature: 2700K Warm White Warranty: 3 Year Limited If you are looking for the antique style, traditional incandescent globe look and feel with all the energy efficient benefits LED technology can provide, this is the bulb for you. The Satco LED Filament Lamps are the perfect vintage light bulb with an historically accurate and beautifully reproduced design, perfect for restaurants or hospitalityapplications. The LEDs are aligned inside a clear lamp to maintain the look of clear incandescent filaments. This Satco S9565 2700K warm white smooth dimming LED filament light operates on your existing 120V circuit and consumes just 4.5 watts. These clear G40 incandescent LED retrofit lights generate 470 lumens with a CRI of 80. The omni-directional filament LED vintage light bulbs have a 360® beam angle to perfectly replace your 40 watt incandescent bulbs. The S9565 is uL listed for totally enclosed fixtures and is damp location rated. Want that rustic look in your business or even wedding? These old fashioned light bulbs are perfect for you. They create that warm orange glow all while creating that steampunk or industrial design. Click here to see the complete Satco LED Filament Lamp S9565 Specification Sheet. Instant on at full brightness and mercury free - environmentally positive - generates no IR or UV - protects valuable objects - these Satco G40 incandescent globe shape LED bulbs are rated for 15,000 hours. These 120 volt LED light bulbs fit most fixtures with E26 base. The bulb's dimensions are 4 7/8" wide by 6 3/8" inches MOL. These antique LED lights are compatible with many timers and dimmable using most 120V wall box dimmers (see a compatible dimmer option in the related products below). Satco 4.5 Watt Clear LED G40 Globe Filament Bulb 120V 2700K | 2700 | 80 | 450 | 100 | 15000 | 4.5 | 1 | 8.95 | 8.95 | 10.5166 | 2020Q3 | https://www.greenelectricalsupply.com/4-5w-g40-gen2-led-filament-bulb.aspx | Green Electrical Supply | 2020 | Yes
LED Lighting | Decorative | Manufacturer: Satco | True |  |  | ST19 | Medium E26 | Home > LED Light Bulbs > LED Filament Bulbs > LED ST19/S19 Filament > 4.5 Watt Dimmable Amber ST19 LED Filament Bulb 400 Lumens 2300K Product Specifications - Quick Reference Lamp Wattage: Working Voltage: 4.5 Watts 120 Volt Dimensions: Bulb Finish: 2.38" x 5.375" (MOL) Transparent Amber Lumen Output: Incandescent Equivalent: 400 Lumens 40 Watt Dimmable: Rated Life: Yes 15,000 Hours Color Temperature: 2300K Warm White Warranty: 3 Year Limited If you are looking for the old fashioned Edison style ST19 incandescent look and feel with all the energy efficient benefits LED technology can provide, this is the bulb for you. The Satco antique style LED Filament Lamps are the perfect vintage light bulb with an historically accurate and beautifully reproduced design, perfect for restaurant and hospitality applications. The LEDs are aligned inside a transparent amber lamp to maintain the look of traditional incandescent filaments. This Satco S9578 2300K warm white smooth dimming LED filament light operates on your existing 120V circuit and consumes just 4.5 watts. These transparent amber ST19 incandescent LED retrofit lights generate 400 lumens with a CRI of 80. The omni-directional filament vintage style LED light bulbs have a 360® beam angle to perfectly replace your 40 watt incandescent bulbs. The S9578 is UL listed for totally enclosed fixtures and is damp location rated. Want that rustic look in your business or even wedding? These old fashioned light bulbs are perfect for you. They create that warm orange glow all while creating that steampunk or industrial design. Click here to see the complete Satco LED Filament Lamp S9578 Specification Sheet. Instant on at full brightness and mercury free - environmentally positive - generates no IR or UV - protects valuable objects - these Satco ST19 incandescent shape LED bulbs are rated for 15,000 hours. These 120 volt LED light bulbs fit most fixtures with E26 base. The bulb's dimensions are 2.38" wide by 5.375" inches MOL. These antique LED lights are compatible with many timers and dimmable using most 120V wall box dimmers (see a compatible dimmer option in the related products below). Satco 4.5 Watt Dimmable Amber ST19 LED Filament Bulb 400 Lumens 2300K | 2300 | 80 | 400 | 88.8889 | 15000 | 4.5 | 1 | 7.95 | 7.95 | 9.3416 | 2020Q3 | https://www.greenelectricalsupply.com/4-5w-st19-gen2-led-filament.aspx | Green Electrical Supply | 2020 | Yes
LED Lighting | Downlight | Manufacturer: Satco | True |  |  |  |  | Recessed, 4" Recessed Recessed, 4" Recessed Home > LED Indoor Light Fixtures > LED Downlights and Trims > 4 Inch Retrofits > Square > 4000K Cool White > 4 Inch 10 Watt Square Low Profile Edge Lit LED Downlight White Trim 90 CRI 4000K Cool White Product Specifications - Quick Reference Lamp Wattage: Working Voltage: 10 Watts 120 Volt Beam Degree: Rated Life: 108 Degree Beam Angle 50,000 Hours Lumen Output: Dimmable: 620 Lumens Yes Finish Color: Installation: White Direct Wire Light Color: CRI: 4000K Cool White 90 CRI Certifications: Warranty: Title 24, Wet Location 5 Year Limited Founded in 1966, Satco is well known as a premier supplier of a variety of lighting products. Satco's extensive catalog includes nearly everything you may be looking for, including these low profile edge lit LED downlight retrofits. Satco's line of Slim LED downlight retrofits come in 4 inch versions as well as 6 and 8 inch versions, all are available in round or square fixtures. These downlight kits have a slim profile and an external remote driver that offers almost limitless installation options. These are perfect for renovations with tight or hard to reach spaces - as little as 1 inch height clearance is required. This is the Satco S11610 (10WLED/DW/EL/4/940/SQ/RD, a square dimmable 4" low profile recessed 4000K Cool White LED Retrofit with a White Baffle and White Trim Ring. Satco's Slim Edge Lit Retrofit LED Downlights are ultra-efficient, super-easy and very affordable. These low profile wafer LED downlight kits provide 620 lumens of brilliant illumination but only requires 10 watts of energy use. These dedicated 120 volt trims meet ENERGY STAR requirements, as well as being Wet Location Rated, and Title 24 certified. The S11610 from Satco does not require a recessed can and are air-tight for safe use with insulated or non-insulated ceilings. The external driver, or j-box, makes for easy placement and installation, as well as easy install spring clips that are included with each fixture. This LED downlight has an incredible CRI of 90! All your colors will stand out under this light. The Satco Low Profile Downlight Retrofit Series has many different application uses including: healthcare, hospitality, office, property management, residential, and retail. Click here to see the complete Satco Low Profile Edge Lit LED Downlight Specification Sheet. Satco 4 Inch 10 Watt Square Low Profile Edge Lit LED Downlight White Trim 90 CRI 4000K Cool White | 4000 | 90 | 620 | 62 | 50000 | 10 | 1 | 32.95 | 32.95 | 38.7175 | 2020Q3 | https://www.greenelectricalsupply.com/4-inch-10-watt-square-low-profile-edge-lit-led-downlight-white-trim-90-cri-4000k-cool-white.aspx | Green Electrical Supply | 2020 | Yes
LED Lighting | Downlight | Manufacturer: Satco | True | Daylighting/Photocell, |  |  |  | Recessed, 4" Recessed Recessed, 4" Recessed Home > LED Indoor Light Fixtures > LED Downlights and Trims > 4 Inch Retrofits > Square > 5000K Daylight > 4 Inch 10 Watt Square Low Profile Edge Lit LED Downlight White Trim 90 CRI 5000K Daylight Product Specifications - Quick Reference Lamp Wattage: Working Voltage: 10 Watts 120 Volt Beam Degree: Rated Life: 108 Degree Beam Angle 50,000 Hours Lumen Output: Dimmable: 620 Lumens Yes Finish Color: Installation: White Direct Wire Light Color: CRI: 5000K Daylight 90 CRI Certifications: Warranty: Title 24, Wet Location 5 Year Limited Founded in 1966, Satco is well known as a premier supplier of a variety of lighting products. Satco's extensive catalog includes nearly everything you may be looking for, including these low profile edge lit LED downlight retrofits. Satco's line of Slim LED downlight retrofits come in 4 inch versions as well as 6 and 8 inch versions, all are available in round or square fixtures. These downlight kits have a slim profile and an external remote driver that offers almost limitless installation options. These are perfect for renovations with tight or hard to reach spaces - as little as 1 inch height clearance is required. This is the Satco S11611 (10WLED/DW/EL/4/950/SQ/RD, a square dimmable 4" low profile recessed 5000K Daylight LED Retrofit with a White Baffle and White Trim Ring. Satco's Slim Edge Lit Retrofit LED Downlights are ultra-efficient, super-easy and very affordable. These low profile wafer LED downlight kits provide 620 lumens of brilliant illumination but only requires 10 watts of energy use. These dedicated 120 volt trims meet ENERGY STAR requirements, as well as being Wet Location Rated, and Title 24 certified. The S11611 from Satco does not require a recessed can and are air-tight for safe use with insulated or non-insulated ceilings. The external driver, or j-box, makes for easy placement and installation, as well as easy install spring clips that are included with each fixture. This LED downlight has an incredible CRI of 90! All your colors will stand out under this light. The Satco Low Profile Downlight Retrofit Series has many different application uses including: healthcare, hospitality, office, property management, residential, and retail. Click here to see the complete Satco Low Profile Edge Lit LED Downlight Specification Sheet. Satco 4 Inch 10 Watt Square Low Profile Edge Lit LED Downlight White Trim 90 CRI 5000K Daylight | 5000 | 90 | 620 | 62 | 50000 | 10 | 1 | 32.95 | 32.95 | 38.7175 | 2020Q3 | https://www.greenelectricalsupply.com/4-inch-10-watt-square-low-profile-edge-lit-led-downlight-white-trim-90-cri-5000k-daylight.aspx | Green Electrical Supply | 2020 | Yes
LED Lighting | Downlight | Manufacturer: Eiko | True |  |  |  | Medium E26, GU24 | Recessed, 4" Recessed Recessed, 4" Recessed Home > LED Indoor Light Fixtures > LED Downlights and Trims > 4 Inch Retrofits > Round > 4000K Cool White > 4 Inch 11 Watt 650 Lumen Rotatable LED Recessed Down Light Kit 4000K - E26 and GU24 Adapter Included Product Specifications - Quick Reference Lamp Wattage: Working Voltage: 11 Watts 120 Volt Dimensions: Rated Life: 5.14" W x 3.34" H 35,000 Hours Incandescent Equiv: Dimmable: 65 Watts - 650 Lumens Yes - Down to 10% Baffle Color: Trim Ring Color: White White Light Color: CRI: 4000K Cool White 80 CRI Certifications: Warranty: Energy Star, Damp Location 5 Year Limited For over 38 years, EiKO has been delivering one of the industry's best lighting products. Carrying over 5,000 SKUs and a broad selection, EiKO is committed to providing innovative products, unique solutions, and unmatched support to its customers. Now, EiKO has released their DK4 Series, 4 inch LED downlight retrofit kits. These downlight kits are ultra-efficient and designed to retrofit into existing incandescent recessed downlights. The inegrated LEDs reduce energy consumption up to 80% when compared to 65 Watt incandescent light bulbs and they last 30 times longer! These downlight retrofits come with both Medium E26 bases and GU24 for easy direct replacement. This is the EiKO LED-DK4RT-11W840-DIM-G5 (09084), dimmable 4" rotatable recessed 4000K Cool White LED downlight Retrofit with a White Baffle and White Trim Ring. EiKO's Eyeball Retrofit LED Downlights are ultra-efficient, super-easy and very affordable. These adjustable LED downlight kits provide 650 lumens of either , 3000K or 4000K brilliant illumination equivalent to the output of a 65 watt BR30 or 18 watt CFL.but requires just 11 watts of energy use. These dedicated 120 volt trims meet ENERGY STAR requirements, as well as being Damp Location Rated. The 09083 from EiKO is instant-on with no warm-up time, and it does fit many popular 4" recessed downlight fixtures and is great for accents, displays or wall washing. This downlight is 30° aimable and 355° rotatable and has a CRI of 80. All your colors will stand out under this light. Click here to see the complete EiKO DK4 Series Rotatable LED Downlight Retrofit Specification Sheet. The EiKO Rotatable DK4 Series has many different application uses including: healthcare, hospitality, office, property management, residential, and retail. Click here to see the complete EiKO DK4 Series Rotatable LED Downlight Retrofit Installation Instructions. Eiko 4 Inch 11 Watt 650 Lumen Rotatable LED Recessed Down Light Kit 4000K - E26 and GU24 Adapter Included | 4000 | 80 | 650 | 59.0909 | 35000 | 11 | 1 | 14.63 | 14.63 | 17.1908 | 2020Q3 | https://www.greenelectricalsupply.com/4-inch-11-watt-rotatable-recessed-downlight-led-retrofit-kit-4000k.aspx | Green Electrical Supply | 2020 | Yes
LED Lighting | Downlight | Manufacturer: Eiko | True |  |  |  | Medium E26, GU24 | Recessed, 4" Recessed Recessed, 4" Recessed Home > LED Indoor Light Fixtures > LED Downlights and Trims > 4 Inch Retrofits > Round > 3000K Warm White > 4 Inch 11 Watt 650 Lumen Rotatable LED Recessed Down Light Kit 3000K - E26 and GU24 Adapter Included Product Specifications - Quick Reference Lamp Wattage: Working Voltage: 11 Watts 120 Volt Dimensions: Rated Life: 5.14" W x 3.34" H 35,000 Hours Incandescent Equiv: Dimmable: 65 Watts - 650 Lumens Yes - Down to 10% Baffle Color: Trim Ring Color: White White Light Color: CRI: 3000K Warm White 80 CRI Certifications: Warranty: Energy Star, Damp Location 5 Year Limited For over 38 years, EiKO has been delivering one of the industry's best lighting products. Carrying over 5,000 SKUs and a broad selection, EiKO is committed to providing innovative products, unique solutions, and unmatched support to its customers. Now, EiKO has released their DK4 Series, 4 inch LED downlight retrofit kits. These downlight kits are ultra-efficient and designed to retrofit into existing incandescent recessed downlights. The inegrated LEDs reduce energy consumption up to 80% when compared to 65 Watt incandescent light bulbs and they last 30 times longer! These downlight retrofits come with both Medium E26 bases and GU24 for easy direct replacement. This is the EiKO LED-DK4RT-11W830-DIM-G5 (09083), dimmable 4" rotatable recessed 3000K Warm White LED downlight Retrofit with a White Baffle and White Trim Ring. EiKO's Eyeball Retrofit LED Downlights are ultra-efficient, super-easy and very affordable. These adjustable LED downlight kits provide 650 lumens of either 3000K or 4000K brilliant illumination equivalent to the output of a 65 watt BR30 or 18 watt CFL.but requires just 11 watts of energy use. These dedicated 120 volt trims meet ENERGY STAR requirements, as well as being Damp Location Rated. The 09083 from EiKO is instant-on with no warm-up time, and it does fit many popular 4" recessed downlight fixtures and is great for accents, displays or wall washing. This downlight is 30° aimable and 355° rotatable and has a CRI of 80. All your colors will stand out under this light. Click here to see the complete EiKO DK4 Series Rotatable LED Downlight Retrofit Specification Sheet. The EiKO Rotatable DK4 Series has many different application uses including: healthcare, hospitality, office, property management, residential, and retail. Click here to see the complete EiKO DK4 Series LED Downlight Retrofit Installation Instructions. Eiko 4 Inch 11 Watt 650 Lumen Rotatable LED Recessed Down Light Kit 3000K - E26 and GU24 Adapter Included | 3000 | 80 | 650 | 59.0909 | 35000 | 11 | 1 | 14.63 | 14.63 | 17.1908 | 2020Q3 | https://www.greenelectricalsupply.com/4-inch-11-watt-rotatable-recessed-downlight-retrofit-led-kit-3000k.aspx | Green Electrical Supply | 2020 | Yes
LED Lighting | Downlight | Manufacturer: MaxLite | True | Daylighting/Photocell, |  | Circular/Circline/Round |  | 4" Recessed 4" Recessed Home > LED Indoor Light Fixtures > LED Downlights and Trims > 4 Inch Retrofits > Round > Color Selectable > 4 Inch 13 Watt Color Selectable LED Slim Round Downlight Fixture and Retrofit 2700K/3000K/4000K/5000K Product Specifications - Quick Reference Lamp Wattage: Working Voltage: 13 Watts 120 Volt Dimensions: Rated Life: 1" H x 4.92" W x 4.92"L 50,000 Hours Delivered Lumens: 796 Lumens Dimmable: YES: TRIAC (120V Only) Light Color: CRI: 2700K/3000K/4000K/5000K 90 CRI Certifications: Warranty: RoHS, ENERGY STAR 5 Year Limited The Color Selectable Slim Downlight Fixture and Retrofit from MaxLite is an economical, all-in-one solution for adding recessed downlighting to residential or commercial applications. The slim downlight (sometimes known as an LED Wafer) is designed with an external driver and mounts directly into the ceiling - no recessed can required! This fixture is low profile and easy to install, also being rated for IC and wet locations. Simply connect the light and use the incorporated spring mounting to place it into the ceiling - no can, bulb or extra labor required! This downlight is easy to install for new construction, remodel, and retrofit projects. The downlight has a slim body that fits into shallow ceilings. Its white baffle trim blends seamlessly into interiors. The newest generation further simplifies product choice by combining 4 CCTs in one product. The MaxLite SDLR413CSWJ (102887) is color selectable and can switch between 2700K or 3000K Warm White, 4000K Cool White, and 5000K Daylight with a CCT selection switch located on top of the fixture. This LED downlight operates on the voltage of 120V and consumes just 13 watts while generating 796 delivered lumens (or 66 Lumens Per Watt) and has a Color Rendering Index (CRI) of 90. The MaxLite SDLR413CSWJ 4 inch LED downlight fixture offers out-of-the-box dimming compatibility using TRIAC controls, on the 120V only, and is suitable for wet locations. Please see a list of compatible dimmers on the specification sheet linked below. These LED lights carry a 5 year limited warranty. Click here to see the complete MaxLite Color Selectable SDL Slim LED Downlight Specification Sheet. Instant on at full brightness and mercury free - environmentally positive - generates no IR or UV - protects valuable objects - these 4 inch recessed can retrofit LED fixtures are rated for 50,000 hours based on the L70 Standard. Typical applications for the MaxLite SDLR413CSWJ 13 watt 4" LED down light retrofit fixtures include commercial atriums, soffets, living room, and general decorative indoor lighting in residential, office, retail, restaurant, school, hospital and hotel/motel locations. Click here to see the complete MaxLite Color Selectable SDL Slim LED Downlight Installation Instructions. MaxLite 4 Inch 13 Watt Color Selectable LED Slim Round Downlight Fixture and Retrofit 2700K/3000K/4000K/5000K | 2700 | 90 | 796 | 61.2308 | 50000 | 13 | 1 | 23.46 | 23.46 | 27.5664 | 2020Q3 | https://www.greenelectricalsupply.com/4-inch-13-watt-color-selectable-led-slim-round-downlight-fixture-and-retrofit-2700k-3000k-4000k-5000k.aspx | Green Electrical Supply | 2020 | No
LED Lighting | Downlight | Manufacturer: MaxLite | True | Daylighting/Photocell, |  | Square or Rectangular |  | 4" Recessed 4" Recessed Home > LED Indoor Light Fixtures > LED Downlights and Trims > 4 Inch Retrofits > Square > Color Selectable > 4 Inch 13 Watt Color Selectable LED Slim Square Downlight Fixture and Retrofit 2700K/3000K/4000K/5000K Product Specifications - Quick Reference Lamp Wattage: Working Voltage: 13 Watts 120 Volt Dimensions: Rated Life: 1" H x 4.92" W x 4.92"L 50,000 Hours Delivered Lumens: 836 Lumens Dimmable: YES: TRIAC (120V Only) Light Color: CRI: 2700K/3000K/4000K/5000K 90 CRI Certifications: Warranty: RoHS, ENERGY STAR 5 Year Limited The Color Selectable Slim Downlight Fixture and Retrofit from MaxLite is an economical, all-in-one solution for adding recessed downlighting to residential or commercial applications. The slim downlight (sometimes known as an LED Wafer) is designed with an external driver and mounts directly into the ceiling - no recessed can required! This fixture is low profile and easy to install, also being rated for IC and wet locations. Simply connect the light and use the incorporated spring mounting to place it into the ceiling - no can, bulb or extra labor required! This downlight is easy to install for new construction, remodel, and retrofit projects. The downlight has a slim body that fits into shallow ceilings. Its white baffle trim blends seamlessly into interiors. The newest generation further simplifies product choice by combining 4 CCTs in one product. The MaxLite SDLS413CSWJ (102890) is color selectable and can switch between 2700K - 3000K Warm White, 4000K Cool White, and 5000K Daylight with a CCT selection switch located on top of the fixture. This LED downlight operates on the voltage of 120V and consumes just 13 watts while generating 836 delivered lumens (or 66 Lumens Per Watt) and has a Color Rendering Index (CRI) of 90. The MaxLite SDLS413CSWJ 4 inch LED downlight fixture offers out-of-the-box dimming compatibility using TRIAC controls, on the 120V only, and is suitable for wet locations. Please see a list of compatible dimmers on the specification sheet linked below. These LED lights carry a 5 year limited warranty. Click here to see the complete MaxLite Color Selectable SDL Slim LED Downlight Specification Sheet. Instant on at full brightness and mercury free - environmentally positive - generates no IR or UV - protects valuable objects - these 4 inch recessed can retrofit LED fixtures are rated for 50,000 hours based on the L70 Standard. Typical applications for the MaxLite SDLS413CSWJ 13 watt 4" LED down light retrofit fixtures include commercial atriums, soffets, living room, and general decorative indoor lighting in residential, office, retail, restaurant, school, hospital and hotel/motel locations. Click here to see the complete MaxLite Color Selectable SDL Slim LED Downlight Installation Instructions. MaxLite 4 Inch 13 Watt Color Selectable LED Slim Square Downlight Fixture and Retrofit 2700K/3000K/4000K/5000K | 2700 | 90 | 836 | 64.3077 | 50000 | 13 | 1 | 28.84 | 28.84 | 33.8881 | 2020Q3 | https://www.greenelectricalsupply.com/4-inch-13-watt-color-selectable-led-slim-square-downlight-fixture-and-retrofit-2700k-3000k-4000k-5000k.aspx | Green Electrical Supply | 2020 | No
LED Lighting | Downlight | Manufacturer: Eiko | True |  |  | Circular/Circline/Round |  | Recessed, 4" Recessed Recessed, 4" Recessed Home > LED Indoor Light Fixtures > LED Downlights and Trims > 4 Inch Retrofits > Round > Color Selectable > 4 Inch 6/8/12 Watt LED Commercial Downlight Retrofit Color Selectable 3000/3500/4000K Product Specifications - Quick Reference Lamp Wattage: Working Voltage: 6/8/12 Watts 120-277 Volt Dimensions: Rated Life: 5.94" Diameter x 3.63" H 60,000 Hours (L85) Lumens: 540-1,140 Lumens Dimmable: Yes - 0-10V Dimming Color Temperature: CRI: 3000/3500/4000K 80 CRI Certifications: Warranty: RoHS, Wet Location 5 Year Limited EiKO's CD Commercial Downlights are economical LED commercial retrofit options with multiple “set and forget” lumen stops and CCT options in each fixture. Available in 4”, 6”, 8”, and 10” options, EiKO's CD Downlights feature a spring installation that can be installed directly in the ceiling without a housing. They are suitable for new construction or remodel applications. They are NOT suitable for enclosed cans or for use with pin base or screw base applications. They feature a flexible steel conduit with 1/2 inch KP snap in connector. Click here to see the complete EiKO Wattage and Color Selectable Commercial Downlight Installation Instructions. The 4 inch LED Downlight EiKO 11024 (CD4/PS12/FCCT/UD) is color selectable and can switch between three different color temperatures including: 3000K Warm White, 3500K Bright White, and 4000K Cool White, via the switch is located at the top of the driver. This LED downlight operates on the universal voltage of 120-277V and is also wattage/lumen adjustable controlled by the same switch on the driver. The 11024 can switch between 6 watts, 8 watts, and 12 watts, ranging between 540-1140 lumens respectively and has a Color Rendering Index (CRI) of 80. The EiKO 4 inch LED downlight fixture is dimmable via 0-10v dimming and is suitable for wet locations. This LED Downlight has a white finish. These LED lights carry a 5 year limited warranty. Click here to see the complete EiKO Wattage and Color Selectable Commercial Downlight Specification Sheet. Typical applications include: Hotel Lobby, Shopping Center, Supermarkets, Recreation Centers, Offices, Schools, Hospitality and Retail. Have a large job or can't find what you are looking for? Contact our customer service at 248-276-9640 and we will be happy to help. Eiko 4 Inch 6/8/12 Watt LED Commercial Downlight Retrofit Color Selectable 3000/3500/4000K | 3000 | 80 | 540 | 90 | 60000 | 6 | 1 | 33.74 | 33.74 | 39.6458 | 2020Q3 | https://www.greenelectricalsupply.com/4-inch-6-8-12-watt-led-commercial-downlight-retrofit-color-selectable-3000-3500-4000k.aspx | Green Electrical Supply | 2020 | No
LED Lighting | Downlight | Manufacturer: Satco | True |  |  |  |  | Recessed, 4" Recessed Recessed, 4" Recessed Home > Closeout Fixtures and Light Bulbs > 4 Inch 10 Watt 630 Lumen 120V LED Recessed Downlight Retrofit Kit 4000K - E26 Adapter Included ** Non-CEC Compliant - NOT Lawful for Sale in California ** Product Specifications - Quick Reference Lamp Wattage: Working Voltage: 9.5 Watts 120 Volt Beam Degree: Rated Life: 90° Beam Angle 50,000 Hours Incandescent Equiv: Dimmable: 50 Watts - 630 Lumens Yes Finish Color: Base Type: White Connector (Direct Wire) Light Color: CRI: 4000K Cool White 90 CRI Certifications: Warranty: Energy Star, Wet Location 5 Year Limited Founded in 1966, Satco is well known as a premier supplier of a variety of lighting products. Satco's extensive catalog includes nearly everything you may be looking for, including LED downlight retrofits. Satco's line of LED downlight retrofits come in 4 inch versions as well as 5 or 6 inch versions. These downlight kits are ultra-efficient and designed to retrofit into existing incandescent recessed downlights. The inegrated LEDs reduce energy consumption up to 80% when compared to 50 Watt incandescent light bulbs and they last 30 times longer! These downlight retrofits are installed with a connector and DO NOT include a Medium E26 base option. This is the Satco S9715 (9.5WLED/RDL/4/40K/120V), dimmable 4" recessed 4000K Cool White LED Retrofit with a White Baffle and White Trim Ring. Satco's Retrofit LED Downlights are ultra-efficient, super-easy and very affordable. These LED downlight kits provide 630 lumens of either 2700K, 3000K, 4000K or 5000K brilliant illumination equivalent to the output of a 50 watt BR30 or 18 watt CFL.but requires just 9.5 watts of energy use. These dedicated 120 volt trims meet ENERGY STAR requirements, as well as being Wet Location Rated. The S9715 from Satco fits into many popular 4" recessed downlight fixtures. This LED downlight has an incredible CRI of 90! All your colors will stand out under this light. The Satco Downlight Retrofit Series has many different application uses including: healthcare, hospitality, office, property management, residential, and retail. Click here to see the complete Satco S9715 4 Inch LED Downlight Retrofit Specification Sheet. Satco 4 Inch 10 Watt 630 Lumen 120V LED Recessed Downlight Retrofit Kit 4000K - E26 Adapter Included | 4000 | 90 | 630 | 66.3158 | 50000 | 9.5 | 1 | 9.23 | 9.23 | 10.8456 | 2020Q3 | https://www.greenelectricalsupply.com/4-inch-9-watt-led-recessed-down-light-retrofit-kit-4000k.aspx | Green Electrical Supply | 2020 | Yes
LED Lighting | Downlight | Manufacturer: Satco | True | Daylighting/Photocell, |  |  |  | Recessed, 4" Recessed Recessed, 4" Recessed Home > Closeout Fixtures and Light Bulbs > 4 Inch 10 Watt 630 Lumen 120V LED Recessed Downlight Retrofit Kit 5000K - E26 Adapter Included ** Non-CEC Compliant - NOT Lawful for Sale in California ** Product Specifications - Quick Reference Lamp Wattage: Working Voltage: 9.5 Watts 120 Volt Beam Degree: Rated Life: 90° Beam Angle 50,000 Hours Incandescent Equiv: Dimmable: 50 Watts - 630 Lumens Yes Finish Color: Base Type: White Connector (Direct Wire) Light Color: CRI: 5000K Daylight 90 CRI Certifications: Warranty: Energy Star, Wet Location 5 Year Limited Founded in 1966, Satco is well known as a premier supplier of a variety of lighting products. Satco's extensive catalog includes nearly everything you may be looking for, including LED downlight retrofits. Satco's line of LED downlight retrofits come in 4 inch versions as well as 5 or 6 inch versions. These downlight kits are ultra-efficient and designed to retrofit into existing incandescent recessed downlights. The inegrated LEDs reduce energy consumption up to 80% when compared to 50 Watt incandescent light bulbs and they last 30 times longer! These downlight retrofits are installed with a connector and DO NOT include a Medium E26 base option. This is the Satco S9716 (9.5WLED/RDL/4/50K/120V), dimmable 4" recessed 5000K Daylight LED Retrofit with a White Baffle and White Trim Ring. Satco's Retrofit LED Downlights are ultra-efficient, super-easy and very affordable. These LED downlight kits provide 630 lumens of either 2700K, 3000K, 4000K or 5000K brilliant illumination equivalent to the output of a 50 watt BR30 or 18 watt CFL.but requires just 9.5 watts of energy use. These dedicated 120 volt trims meet ENERGY STAR requirements, as well as being Wet Location Rated. The S9716 from Satco fits into many popular 4" recessed downlight fixtures. This LED downlight has an incredible CRI of 90! All your colors will stand out under this light. The Satco Downlight Retrofit Series has many different application uses including: healthcare, hospitality, office, property management, residential, and retail. Click here to see the complete Satco S9716 4 Inch LED Downlight Retrofit Specification Sheet. Satco 4 Inch 10 Watt 630 Lumen 120V LED Recessed Downlight Retrofit Kit 5000K - E26 Adapter Included | 5000 | 90 | 630 | 66.3158 | 50000 | 9.5 | 1 | 9.23 | 9.23 | 10.8456 | 2020Q3 | https://www.greenelectricalsupply.com/4-inch-9-watt-led-recessed-down-light-retrofit-kit-5000k.aspx | Green Electrical Supply | 2020 | Yes
LED Lighting | Downlight | Manufacturer: Satco | True |  |  |  |  | Recessed, 4" Recessed Recessed, 4" Recessed Home > Closeout Fixtures and Light Bulbs > 4 Inch 10 Watt 600 Lumen 120V LED Recessed Downlight Retrofit Kit 2700K - E26 Adapter Included ** Non-CEC Compliant - NOT Lawful for Sale in California ** Product Specifications - Quick Reference Lamp Wattage: Working Voltage: 9.5 Watts 120 Volt Beam Degree: Rated Life: 90° Beam Angle 50,000 Hours Incandescent Equiv: Dimmable: 50 Watts - 600 Lumens Yes Finish Color: Base Type: White Connector (Direct Wire) Light Color: CRI: 2700K Warm White 90 CRI Certifications: Warranty: Energy Star, Wet Location 5 Year Limited Founded in 1966, Satco is well known as a premier supplier of a variety of lighting products. Satco's extensive catalog includes nearly everything you may be looking for, including LED downlight retrofits. Satco's line of LED downlight retrofits come in 4 inch versions as well as 5 or 6 inch versions. These downlight kits are ultra-efficient and designed to retrofit into existing incandescent recessed downlights. The inegrated LEDs reduce energy consumption up to 80% when compared to 50 Watt incandescent light bulbs and they last 30 times longer! These downlight retrofits are installed with a connector and DO NOT include a Medium E26 base option. This is the Satco S9713 (9.5WLED/RDL/4/27K/120V), dimmable 4" recessed 2700K Warm White LED Retrofit with a White Baffle and White Trim Ring. Satco's Retrofit LED Downlights are ultra-efficient, super-easy and very affordable. These LED downlight kits provide 600 lumens of either 2700K, 3000K, 4000K or 5000K brilliant illumination equivalent to the output of a 50 watt BR30 or 18 watt CFL.but requires just 9.5 watts of energy use. These dedicated 120 volt trims meet ENERGY STAR requirements, as well as being Wet Location Rated. The S9713 from Satco fits into many popular 4" recessed downlight fixtures. This LED downlight has an incredible CRI of 90! All your colors will stand out under this light. The Satco Downlight Retrofit Series has many different application uses including: healthcare, hospitality, office, property management, residential, and retail. Click here to see the complete Satco S9713 4 Inch LED Downlight Retrofit Specification Sheet. Satco 4 Inch 10 Watt 600 Lumen 120V LED Recessed Downlight Retrofit Kit 2700K - E26 Adapter Included | 2700 | 90 | 600 | 63.1579 | 50000 | 9.5 | 1 | 9.23 | 9.23 | 10.8456 | 2020Q3 | https://www.greenelectricalsupply.com/4-inch-9-watt-led-recessed-downlight-retrofit-kit-2700k-2.aspx | Green Electrical Supply | 2020 | Yes
LED Lighting | Downlight | Manufacturer: Eiko | True |  |  |  | Medium E26, GU24 | Recessed, 4" Recessed Recessed, 4" Recessed Home > LED Indoor Light Fixtures > LED Downlights and Trims > 4 Inch Retrofits > Round > 2700K Soft White > 4 Inch 9 Watt 600 Lumen 120V LED Downlight Retrofit Kit 2700K - E26 and GU24 Adapter Included Product Specifications - Quick Reference Lamp Wattage: Working Voltage: 9 Watts 120 Volt Dimensions: Rated Life: 5.51" W x 3.04" H 50,000 Hours Incandescent Equiv: Dimmable: 65 Watts - 600 Lumens Yes - Down to 10% Baffle Color: Trim Ring Color: White White Light Color: CRI: 2700K Warm White 90 CRI Certifications: Warranty: Energy Star, Wet Location 5 Year Limited For over 38 years, EiKO has been delivering one of the industry's best lighting products. Carrying over 5,000 SKUs and a broad selection, EiKO is committed to providing innovative products, unique solutions, and unmatched support to its customers. Now, EiKO has released their DK4 Series, 4 inch LED downlight retrofit kits. These downlight kits are ultra-efficient and designed to retrofit into existing incandescent recessed downlights. The inegrated LEDs reduce energy consumption up to 80% when compared to 65 Watt incandescent light bulbs and they last 30 times longer! These downlight retrofits come with both Medium E26 bases and GU24 for easy direct replacement. This is the EiKO LED-DK4-9W927-DIM-G7 (09677), dimmable 4" recessed 2700K LED Retrofit with a White Baffle and White Trim Ring. EiKO's Retrofit LED Downlights are ultra-efficient, super-easy and very affordable. These LED downlight kits provide 600 lumens of either 2700K, 3000K, 4000K or 5000K brilliant illumination equivalent to the output of a 65 watt BR30 or 18 watt CFL.but requires just 9 watts of energy use. These dedicated 120 volt trims meet ENERGY STAR requirements, as well as being Wet Location Rated and IC Rated for use in insulated ceilings. The 09677 from EiKO is instant-on with no warm-up time, and it does fit many popular 4" recessed downlight fixtures. The trim is integrated white alumnium that is power coated. This LED downlight has an incredible CRI of 90! All your colors will stand out under this light. Click here to see the complete EiKO DK4 Series LED Downlight Retrofit Specification Sheet. The EiKO DK4 Series has many different application uses including: healthcare, hospitality, office, property management, residential, and retail. Click here to see the complete EiKO DK4 Series LED Downlight Retrofit Installation Instructions. Eiko 4 Inch 9 Watt 600 Lumen 120V LED Downlight Retrofit Kit 2700K - E26 and GU24 Adapter Included | 2700 | 90 | 600 | 66.6667 | 50000 | 9 | 1 | 11.48 | 11.48 | 13.4894 | 2020Q3 | https://www.greenelectricalsupply.com/4-inch-9-watt-led-recessed-downlight-retrofit-kit-2700k.aspx | Green Electrical Supply | 2020 | Yes
LED Lighting | Downlight | Manufacturer: Eiko | True | Daylighting/Photocell, |  |  | Medium E26, GU24 | Recessed, 4" Recessed Recessed, 4" Recessed Home > LED Indoor Light Fixtures > LED Downlights and Trims > 4 Inch Retrofits > Round > 5000K Daylight > 4 Inch 9 Watt 600 Lumen 120V LED Downlight Retrofit Kit 5000K - E26 and GU24 Adapter Included Product Specifications - Quick Reference Lamp Wattage: Working Voltage: 9 Watts 120 Volt Dimensions: Rated Life: 5.51" W x 3.04" H 50,000 Hours Incandescent Equiv: Dimmable: 65 Watts - 600 Lumens Yes - Down to 10% Baffle Color: Trim Ring Color: White White Light Color: CRI: 5000K Daylight 90 CRI Certifications: Warranty: Energy Star, Wet Location 5 Year Limited For over 38 years, EiKO has been delivering one of the industry's best lighting products. Carrying over 5,000 SKUs and a broad selection, EiKO is committed to providing innovative products, unique solutions, and unmatched support to its customers. Now, EiKO has released their DK4 Series, 4 inch LED downlight retrofit kits. These downlight kits are ultra-efficient and designed to retrofit into existing incandescent recessed downlights. The inegrated LEDs reduce energy consumption up to 80% when compared to 65 Watt incandescent light bulbs and they last 30 times longer! These downlight retrofits come with both Medium E26 bases and GU24 for easy direct replacement. This is the EiKO LED-DK4-9W950-DIM-G7 (09680), dimmable 4" recessed 5000K Daylight LED Retrofit with a White Baffle and White Trim Ring. EiKO's Retrofit LED Downlights are ultra-efficient, super-easy and very affordable. These LED downlight kits provide 600 lumens of either 2700K, 3000K, 4000K or 5000K brilliant illumination equivalent to the output of a 65 watt BR30 or 18 watt CFL.but requires just 9 watts of energy use. These dedicated 120 volt trims meet ENERGY STAR requirements, as well as being Wet Location Rated and IC Rated for use in insulated ceilings. The 09680 from EiKO is instant-on with no warm-up time, and it does fit many popular 4" recessed downlight fixtures. The trim is integrated white alumnium that is power coated. This LED downlight has an incredible CRI of 90! All your colors will stand out under this light. Click here to see the complete EiKO DK4 Series LED Downlight Retrofit Specification Sheet. The EiKO DK4 Series has many different application uses including: healthcare, hospitality, office, property management, residential, and retail. Click here to see the complete EiKO DK4 Series LED Downlight Retrofit Installation Instructions. Eiko 4 Inch 9 Watt 600 Lumen 120V LED Downlight Retrofit Kit 5000K - E26 and GU24 Adapter Included | 5000 | 90 | 600 | 66.6667 | 50000 | 9 | 1 | 11.48 | 11.48 | 13.4894 | 2020Q3 | https://www.greenelectricalsupply.com/4-inch-9-watt-led-recessed-downlight-retrofit-kit-5000k.aspx | Green Electrical Supply | 2020 | Yes
LED Lighting | Downlight | Manufacturer: Universal Lighting | True |  |  |  |  | 4" Recessed 4" Recessed Home > LED Indoor Light Fixtures > LED Downlights and Trims > LED Recessed Cans > 4 Inch > 4" LED 2000 Lumen Clr/Wht 3000K Product Specifications - Quick Reference Lamp Wattage: Working Voltage: 22 Watts 120-277 Volt Dimensions: Reflector / Trim Ring: 5.5" H x 9.2" L x 3.1" W Silver Diffused / White Insulation: Non-IC Dimmable: YES: 0-10V Light Color: Delivered Lumens: 3000K 1,798 Lumens Certifications: Warranty: UL1598, CSA, FCC, RoHS 5 Year Limited Special Note: This item is a Build To Order item. Please allow 3-4 Weeks for manufacturing. Universal's 4" LED Commercial Recessed Down Light fixtures are a perfect choice for any new work or remodel 4" recessed can application. The Universal NON-IC commercial recessed down light fixtures are a high output (2,000 nominal lumens with 1,798 delivered lumens) LED lighting solution. Available in 3000K, 3500K or 4000K these LED down lights are designed for applications including offices, healthcare facilities, airports, educational institutions and other buildings that want to reduce maintenance and energy consumption without sacrificing quality of light. Click here to see the Universal 4" Commercial LED Down Light Specification Sheet. This item is the Universal SD4-W20L830CDW-U. It is a 3000 Kelvin (K) warm white LED light that operates on your existing 120 through 277 volt circuit and consumes just 22 watts. These LED recessed downlights can be installed as either cut-in cans or new construction down lights. They generate 2,000 nominal lumens (an amazing 90 Lumens per watt efficacy) with a light distribution of 85-95 degrees. Installation note: These 2,000 lumen models must be spaced a minimum of 24" from adjacent luminaires and a minimum of 12" from the nearest wall with a minimum of 1/2" clearance above the housing. The Universal SD4-W20L830CDW-U 4" commercial LED downlight is NON-IC rated (IC=Insulation Contact - all insulation must be kept a minimum of 3" away from all sides and the top of the housing). This LED recessed can is dimmable (0-10V dimming controls required - sold separately) down to 10% when operated at either 120V or 277V. It is suitable for use in either dry or damp indoor locations and has a 5 year limited warranty. Instant on at full brightness and mercury free - environmentally positive - generates no IR or UV - protects valuable objects - these 4" recessed cans are rated for 50,000 hours. Each LED can light is constructed with an integral housing and optic in one unit. The SD4-W20L830CDW-U has a clear (silver) diffused reflector and a satin white, painted, cast aluminum flange. The chip-on-board LED module reduces shadowing versus diode devices. Spherical phosphor coating is used for color uniformity across all fixtures being installed. The stated 50,000 hour life is based on functional light quality. After 30% lumen depreciation the functionality of the LED is rated to be ended, even though the lamp is still generating 70% of initial lumens (the L70 standard). These 4" commercial LED down lights operate on universal 120-277 volt input power. The junction box, which has two 1/2" and two combination 1/2"-3/4" knockouts, is listed for through branch circuit wiring (a maximum of eight 12-AWG 90C conductors - 4 in and 4 out) although these 2,000 lumen, dimming light engines are 2 in and 2 out wiring ONLY. The dimensions of the fixture can are 5.5" high x 9.2" long x 3.1" wide. This commercial recessed downlight housing is CSA listed to both US and Canadian UL1598, RoHS compliant and FCC Title 47 CFR, Part 15, Class A. The optional DFK4 drywall frame-in kit (sold separately) is required for new construction, ceiling rafter mounting. Typical applications for the Universal SD4-W20L830CDW-U 22 watt 4" LED commercial grade downlight fixtures include commercial atriums, soffets, high ceilings in living rooms and general decorative indoor lighting in residential, office, retail, restaurant, school, hospital and hotel/motel locations. Universal Lighting 4" LED 2000 Lumen Clr/Wht 3000K | 3000 | 85 | 2000 | 90.9091 | 50000 | 22 | 1 | 101.28 | 101.28 | 119.0079 | 2020Q3 | https://www.greenelectricalsupply.com/4-inch-commercial-led-down-light-2000-lumen-3000k.aspx | Green Electrical Supply | 2020 | Yes
LED Lighting | Downlight | Manufacturer: Universal Lighting | True |  |  |  |  | 4" Recessed 4" Recessed Home > LED Indoor Light Fixtures > LED Downlights and Trims > LED Recessed Cans > 4 Inch > 4" LED 2000 Lumen Clr/Wht 4000K Product Specifications - Quick Reference Lamp Wattage: Working Voltage: 22 Watts 120-277 Volt Dimensions: Reflector / Trim Ring: 5.5" H x 9.2" L x 3.1" W Silver Diffused / White Insulation: Non-IC Dimmable: YES: 0-10V Light Color: Delivered Lumens: 4000K 1,798 Lumens Certifications: Warranty: UL1598, CSA, FCC, RoHS 5 Year Limited Special Note: This item is a Build To Order item. Please allow 3-4 Weeks for manufacturing. Universal's 4" LED Commercial Recessed Down Light fixtures are a perfect choice for any new work or remodel 4" recessed can application. The Universal NON-IC commercial recessed down light fixtures are a high output (2,000 nominal lumens with 1,798 delivered lumens) LED lighting solution. Available in 3000K, 3500K or 4000K these LED down lights are designed for applications including offices, healthcare facilities, airports, educational institutions and other buildings that want to reduce maintenance and energy consumption without sacrificing quality of light. Click here to see the Universal 4" Commercial LED Down Light Specification Sheet. This item is the Universal SD4-W20L840CDW-U. It is a 4000 Kelvin (K) cool white LED light that operates on your existing 120 through 277 volt circuit and consumes just 22 watts. These LED recessed downlights can be installed as either cut-in cans or new construction down lights. They generate 2,000 nominal lumens (an amazing 90 Lumens per watt efficacy) with a light distribution of 85-95 degrees. Installation note: These 2,000 lumen models must be spaced a minimum of 24" from adjacent luminaires and a minimum of 12" from the nearest wall with a minimum of 1/2" clearance above the housing. The Universal SD4-W20L840CDW-U 4" commercial LED downlight is NON-IC rated (IC=Insulation Contact - all insulation must be kept a minimum of 3" away from all sides and the top of the housing). This LED recessed can is dimmable (0-10V dimming controls required - sold separately) down to 10% when operated at either 120V or 277V. It is suitable for use in either dry or damp indoor locations and has a 5 year limited warranty. Instant on at full brightness and mercury free - environmentally positive - generates no IR or UV - protects valuable objects - these 4" recessed cans are rated for 50,000 hours. Each LED can light is constructed with an integral housing and optic in one unit. The SD4-W20L840CDW-U has a clear (silver) diffused reflector and a satin white, painted, cast aluminum flange. The chip-on-board LED module reduces shadowing versus diode devices. Spherical phosphor coating is used for color uniformity across all fixtures being installed. The stated 50,000 hour life is based on functional light quality. After 30% lumen depreciation the functionality of the LED is rated to be ended, even though the lamp is still generating 70% of initial lumens (the L70 standard). These 4" commercial LED down lights operate on universal 120-277 volt input power. The junction box, which has two 1/2" and two combination 1/2"-3/4" knockouts, is listed for through branch circuit wiring (a maximum of eight 12-AWG 90C conductors - 4 in and 4 out) although these 2,000 lumen, dimming light engines are 2 in and 2 out wiring ONLY. The dimensions of the fixture can are 5.5" high x 9.2" long x 3.1" wide. This commercial recessed downlight housing is CSA listed to both US and Canadian UL1598, RoHS compliant and FCC Title 47 CFR, Part 15, Class A. The optional DFK4 drywall frame-in kit (sold separately) is required for new construction, ceiling rafter mounting. Typical applications for the Universal SD4-W20L840CDW-U 22 watt 4" LED commercial grade downlight fixtures include commercial atriums, soffets, high ceilings in living rooms and general decorative indoor lighting in residential, office, retail, restaurant, school, hospital and hotel/motel locations. Universal Lighting 4" LED 2000 Lumen Clr/Wht 4000K | 4000 | 85 | 2000 | 90.9091 | 50000 | 22 | 1 | 101.28 | 101.28 | 119.0079 | 2020Q3 | https://www.greenelectricalsupply.com/4-inch-commercial-led-down-light-2000-lumen-4000k.aspx | Green Electrical Supply | 2020 | Yes
LED Lighting | Downlight | Manufacturer: Universal Lighting | True |  |  |  |  | 4" Recessed 4" Recessed Home > LED Indoor Light Fixtures > LED Downlights and Trims > LED Recessed Cans > 4 Inch > 4" LED 2000 Lumen Wht/Wht 3000K Product Specifications - Quick Reference Lamp Wattage: Working Voltage: 22 Watts 120-277 Volt Dimensions: Reflector / Trim Ring: 5.5" H x 9.2" L x 3.1" W White / White Insulation: Non-IC Dimmable: YES: 0-10V Light Color: Delivered Lumens: 3000K 1,798 Lumens Certifications: Warranty: UL1598, CSA, FCC, RoHS 5 Year Limited Special Note: This item is a Build To Order item. Please allow 3-4 Weeks for manufacturing. Universal's 4" LED Commercial Recessed Down Light fixtures are a perfect choice for any new work or remodel 4" recessed can application. The Universal NON-IC commercial recessed down light fixtures are a high output (2,000 nominal lumens with 1,798 delivered lumens) LED lighting solution. Available in 3000K, 3500K or 4000K these LED down lights are designed for applications including offices, healthcare facilities, airports, educational institutions and other buildings that want to reduce maintenance and energy consumption without sacrificing quality of light. Click here to see the Universal 4" Commercial LED Down Light Specification Sheet. This item is the Universal SD4-W20L830WW-U. It is a 3000 Kelvin (K) warm white LED light that operates on your existing 120 through 277 volt circuit and consumes just 22 watts. These LED recessed downlights can be installed as either cut-in cans or new construction down lights. They generate 2,000 nominal lumens (an amazing 90 Lumens per watt efficacy) with a light distribution of 85-95 degrees. Installation note: These 2,000 lumen models must be spaced a minimum of 24" from adjacent luminaires and a minimum of 12" from the nearest wall with a minimum of 1/2" clearance above the housing. The Universal SD4-W20L830WW-U 4" commercial LED downlight is NON-IC rated (IC=Insulation Contact - all insulation must be kept a minimum of 3" away from all sides and the top of the housing). This LED recessed can is dimmable (0-10V dimming controls required - sold separately) down to 10% when operated at either 120V or 277V. It is suitable for use in either dry or damp indoor locations and has a 5 year limited warranty. Instant on at full brightness and mercury free - environmentally positive - generates no IR or UV - protects valuable objects - these 4" recessed cans are rated for 50,000 hours. Each LED can light is constructed with an integral housing and optic in one unit. The SD4-W20L830WW-U has a white reflector and a satin white, painted, cast aluminum flange. The chip-on-board LED module reduces shadowing versus diode devices. Spherical phosphor coating is used for color uniformity across all fixtures being installed. The stated 50,000 hour life is based on functional light quality. After 30% lumen depreciation the functionality of the LED is rated to be ended, even though the lamp is still generating 70% of initial lumens (the L70 standard). These 4" commercial LED down lights operate on universal 120-277 volt input power. The junction box, which has two 1/2" and two combination 1/2"-3/4" knockouts, is listed for through branch circuit wiring (a maximum of eight 12-AWG 90C conductors - 4 in and 4 out) although these 2,000 lumen, dimming light engines are 2 in and 2 out wiring ONLY. The dimensions of the fixture can are 5.5" high x 9.2" long x 3.1" wide. This commercial recessed downlight housing is CSA listed to both US and Canadian UL1598, RoHS compliant and FCC Title 47 CFR, Part 15, Class A. The optional DFK4 drywall frame-in kit (sold separately) is required for new construction, ceiling rafter mounting. Typical applications for the Universal SD4-W20L830WW-U 22 watt 4" LED commercial grade downlight fixtures include commercial atriums, soffets, high ceilings in living rooms and general decorative indoor lighting in residential, office, retail, restaurant, school, hospital and hotel/motel locations. Universal Lighting 4" LED 2000 Lumen Wht/Wht 3000K | 3000 | 85 | 2000 | 90.9091 | 50000 | 22 | 1 | 101.28 | 101.28 | 119.0079 | 2020Q3 | https://www.greenelectricalsupply.com/4-inch-commercial-led-downlight-new-construction-cut-in-can-3000k.aspx | Green Electrical Supply | 2020 | Yes
LED Lighting | Downlight | Manufacturer: Universal Lighting | True |  |  |  |  | 4" Recessed 4" Recessed Home > LED Indoor Light Fixtures > LED Downlights and Trims > LED Recessed Cans > 4 Inch > 4" LED 2000 Lumen Wht/Wht 3500K Product Specifications - Quick Reference Lamp Wattage: Working Voltage: 22 Watts 120-277 Volt Dimensions: Reflector / Trim Ring: 5.5" H x 9.2" L x 3.1" W White / White Insulation: Non-IC Dimmable: YES: 0-10V Light Color: Delivered Lumens: 3500K 1,798 Lumens Certifications: Warranty: UL1598, CSA, FCC, RoHS 5 Year Limited Special Note: This item is a Build To Order item. Please allow 3-4 Weeks for manufacturing. Universal's 4" LED Commercial Recessed Down Light fixtures are a perfect choice for any new work or remodel 4" recessed can application. The Universal NON-IC commercial recessed down light fixtures are a high output (2,000 nominal lumens with 1,798 delivered lumens) LED lighting solution. Available in 3000K, 3500K or 4000K these LED down lights are designed for applications including offices, healthcare facilities, airports, educational institutions and other buildings that want to reduce maintenance and energy consumption without sacrificing quality of light. Click here to see the Universal 4" Commercial LED Down Light Specification Sheet. This item is the Universal SD4-W20L835WW-U. It is a 3500 Kelvin (K) bright white LED light that operates on your existing 120 through 277 volt circuit and consumes just 22 watts. These LED recessed downlights can be installed as either cut-in cans or new construction down lights. They generate 2,000 nominal lumens (an amazing 90 Lumens per watt efficacy) with a light distribution of 85-95 degrees. Installation note: These 2,000 lumen models must be spaced a minimum of 24" from adjacent luminaires and a minimum of 12" from the nearest wall with a minimum of 1/2" clearance above the housing. The Universal SD4-W20L835WW-U 4" commercial LED downlight is NON-IC rated (IC=Insulation Contact - all insulation must be kept a minimum of 3" away from all sides and the top of the housing). This LED recessed can is dimmable (0-10V dimming controls required - sold separately) down to 10% when operated at either 120V or 277V. It is suitable for use in either dry or damp indoor locations and has a 5 year limited warranty. Instant on at full brightness and mercury free - environmentally positive - generates no IR or UV - protects valuable objects - these 4" recessed cans are rated for 50,000 hours. Each LED can light is constructed with an integral housing and optic in one unit. The SD4-W20L835WW-U has a white reflector and a satin white, painted, cast aluminum flange. The chip-on-board LED module reduces shadowing versus diode devices. Spherical phosphor coating is used for color uniformity across all fixtures being installed. The stated 50,000 hour life is based on functional light quality. After 30% lumen depreciation the functionality of the LED is rated to be ended, even though the lamp is still generating 70% of initial lumens (the L70 standard). These 4" commercial LED down lights operate on universal 120-277 volt input power. The junction box, which has two 1/2" and two combination 1/2"-3/4" knockouts, is listed for through branch circuit wiring (a maximum of eight 12-AWG 90C conductors - 4 in and 4 out) although these 2,000 lumen, dimming light engines are 2 in and 2 out wiring ONLY. The dimensions of the fixture can are 5.5" high x 9.2" long x 3.1" wide. This commercial recessed downlight housing is CSA listed to both US and Canadian UL1598, RoHS compliant and FCC Title 47 CFR, Part 15, Class A. The optional DFK4 drywall frame-in kit (sold separately) is required for new construction, ceiling rafter mounting. Typical applications for the Everline SD4-W20L835WW-U 22 watt 4" LED commercial grade downlight fixtures include commercial atriums, soffets, high ceilings in living rooms and general decorative indoor lighting in residential, office, retail, restaurant, school, hospital and hotel/motel locations. Universal Lighting 4" LED 2000 Lumen Wht/Wht 3500K | 3500 | 85 | 2000 | 90.9091 | 50000 | 22 | 1 | 101.28 | 101.28 | 119.0079 | 2020Q3 | https://www.greenelectricalsupply.com/4-inch-commercial-led-downlight-new-construction-cut-in-can-3500k.aspx | Green Electrical Supply | 2020 | Yes
LED Lighting | Downlight | Manufacturer: Universal Lighting | True |  |  |  |  | 4" Recessed 4" Recessed Home > LED Indoor Light Fixtures > LED Downlights and Trims > LED Recessed Cans > 4 Inch > 4" LED 2000 Lumen Wht/Wht 4000K Product Specifications - Quick Reference Lamp Wattage: Working Voltage: 22 Watts 120-277 Volt Dimensions: Reflector / Trim Ring: 5.5" H x 9.2" L x 3.1" W White / White Insulation: Non-IC Dimmable: YES: 0-10V Light Color: Delivered Lumens: 4000K 1,798 Lumens Certifications: Warranty: UL1598, CSA, FCC, RoHS 5 Year Limited Special Note: This item is a Build To Order item. Please allow 3-4 Weeks for manufacturing. Universal's 4" LED Commercial Recessed Down Light fixtures are a perfect choice for any new work or remodel 4" recessed can application. The Everline NON-IC commercial recessed down light fixtures are a high output (2,000 nominal lumens with 1,798 delivered lumens) LED lighting solution. Available in 3000K, 3500K or 4000K these LED down lights are designed for applications including offices, healthcare facilities, airports, educational institutions and other buildings that want to reduce maintenance and energy consumption without sacrificing quality of light. Click here to see the Universal 4" Commercial LED Down Light Specification Sheet. This item is the Universal SD4-W20L840WW-U. It is a 4000 Kelvin (K) cool white LED light that operates on your existing 120 through 277 volt circuit and consumes just 22 watts. These LED recessed downlights can be installed as either cut-in cans or new construction down lights. They generate 2,000 nominal lumens (an amazing 90 Lumens per watt efficacy) with a light distribution of 85-95 degrees. Installation note: These 2,000 lumen models must be spaced a minimum of 24" from adjacent luminaires and a minimum of 12" from the nearest wall with a minimum of 1/2" clearance above the housing. The Universal SD4-W20L840WW-U 4" commercial LED downlight is NON-IC rated (IC=Insulation Contact - all insulation must be kept a minimum of 3" away from all sides and the top of the housing). This LED recessed can is dimmable (0-10V dimming controls required - sold separately) down to 10% when operated at either 120V or 277V. It is suitable for use in either dry or damp indoor locations and has a 5 year limited warranty. Instant on at full brightness and mercury free - environmentally positive - generates no IR or UV - protects valuable objects - these 4" recessed cans are rated for 50,000 hours. Each LED can light is constructed with an integral housing and optic in one unit. The SD4-W20L840WW-U has a white reflector and a satin white, painted, cast aluminum flange. The chip-on-board LED module reduces shadowing versus diode devices. Spherical phosphor coating is used for color uniformity across all fixtures being installed. The stated 50,000 hour life is based on functional light quality. After 30% lumen depreciation the functionality of the LED is rated to be ended, even though the lamp is still generating 70% of initial lumens (the L70 standard). These 4" commercial LED down lights operate on universal 120-277 volt input power. The junction box, which has two 1/2" and two combination 1/2"-3/4" knockouts, is listed for through branch circuit wiring (a maximum of eight 12-AWG 90C conductors - 4 in and 4 out) although these 2,000 lumen, dimming light engines are 2 in and 2 out wiring ONLY. The dimensions of the fixture can are 5.5" high x 9.2" long x 3.1" wide. This commercial recessed downlight housing is CSA listed to both US and Canadian UL1598, RoHS compliant and FCC Title 47 CFR, Part 15, Class A. The optional DFK4 drywall frame-in kit (sold separately) is required for new construction, ceiling rafter mounting. Typical applications for the Universal SD4-W20L840WW-U 22 watt 4" LED commercial grade downlight fixtures include commercial atriums, soffets, high ceilings in living rooms and general decorative indoor lighting in residential, office, retail, restaurant, school, hospital and hotel/motel locations. Universal Lighting 4" LED 2000 Lumen Wht/Wht 4000K | 4000 | 85 | 2000 | 90.9091 | 50000 | 22 | 1 | 101.28 | 101.28 | 119.0079 | 2020Q3 | https://www.greenelectricalsupply.com/4-inch-commercial-led-downlight-new-construction-cut-in-can-4000k.aspx | Green Electrical Supply | 2020 | Yes
LED Lighting | Downlight | Manufacturer: Lotus LED Lights | True |  |  |  |  | 4" Recessed 4" Recessed Home > LED Indoor Light Fixtures > LED Downlights and Trims > 4 Inch Retrofits > Round > 3000K Warm White > 4 Inch 12 Watt Round Gimbal LED Downlight White Finish 3000K Warm White 1000 Lumens Product Specifications - Quick Reference Wattage: Dimensions: 11.4 Watts 4.0" Diameter x 2.25" High Beam Angle Tilt Angle: 40 degrees 30 degrees Working Voltage: Color Temp: 120 Volt 3000K Warranty: 5 Year Limited (Commercial) 10 Year Limited (Residential) Delivered Lumens: 1000 Certifications: Energy Star, cULus, FCC Since its first super slim products launch in 2010, Lotus LED Lights have set the competitive bar extremely high and are the most preferred super slim recessed LED lights used by architects, interior decorators, designers, builders, electricians and homeowners in North America. Lotus LED Lights offers superior flexibility, unlimited layout options and can be installed anywhere in your home to create a gorgeous high-end living environment by delivering warm and inviting light. These ultra thin recessed LED down lights are absolutely perfect for tight spaces, soffits, sloped ceilings, insulated and dropped ceilings. The Lotus LED Lights super slim recessed LED fixtures are cULus Listed, FCC, Energy Star Certified, rated Type IC (Direct Contact with Insulation) and they are air-tight. A recessed downlight housing (also called out as a Pot Light Housing) is NOT Required - even for Insulated Ceilings. This 2.25 Thick, low profile LED fixture fits directly under joists giving you maximum lighting layout flexibility in even the tightest spaces. Click here to see the Lotus 4 Inch Gimbal Recessed LED Specification Sheet. Every Lotus LED fixture is constructed with integral Epistar LEDs and the 120 volt, 60Hz, isolated, external, magnetic, constant current driver is factory installed inside the junction box. Lotus engineered all of their fixtures with the constant current driver in order run their fixtures at 90% of their rated current. This provides additional reliability and longer life. You need one driver for every fixture. Lotus engineers believe that if you have one driver for multiple fixtures you need to have an additional current regulator on every fixture if you want all fixtures to have the same brightness and the ability to dim simultaneously. The Lotus LED system is more reliable. Should you need to disconnect one fixture you would not effect the operation of the others. (Note: All connections in any ceiling requires a junction box, which Lotus provides as the driver compartment). Fixture comes connected to the driver by 12 long low voltage cable with waterproof connector in the middle. Depending on where you want the driver to be you have 2 options: To locate the driver next to the fixture simply run your line voltage wiring to the first junction box in your circuit and daisy chain to the junction boxes of the other fixtures, or install all of your drivers at one location and use low voltage extension cables to the fixtures (Use only extensions provided by the manufacturer. Available jumper cables are 6 feet (1.8m) and 20 feet (6m). Cables are linkable). The maximum run should not exceed 40 feet (12m). Click here to see the Lotus Damp Location Down Light Installation Instructions There are two 4" Gimbal models available to you from Lotus. The two primary differences are the brightness generated and the light color. As for brightness: model LL4G/30K generates 1000 lumens and model LL4G/41K generates 1050 lumens. Both 4" recessed gimbal down lights offer a true color 94 CRI. They are available in either a white, black or brushed nickel finish. The trim diameter and width on the two models are the same: 4 15/16 inch diameter (Note: The hole has to be carefully cut since there is no room for mistakes). How much space do you need in the ceiling for the Gimbal? For these inch fixtures you need 2.5 inches of space above the drywall for Romex and 3 1/2 inches for MC or BX installations. The Lotus LED Light fixtures are really easy to install. Just check out the short video below. This item is the Lotus LED Lights LL4G/30K/WH. It is the slim, low profile, 11.4 watt, 4" x 2 1/4" thin, round, Gimbal, LED recessed down light with a white trim (a black or brushed nickel trim option is also available). The LL4G/30K/WH is Air-Tight and is rated for Wet Locations. This 4 inch LED retrofit has a beam angle of 40 degrees, tilt angle of 30 degrees with a 360 degree rotation. The 3000K Gimbal generates 1000 lumens and is designed for recessed downlight applications. They operate on 120V, 60Hz input voltage (a 277v version is also available) and are dimmable down to about 10% when using approved dimmer switches. Click here to see the Lotus LED Light Dimmer Compatibility List Each Lotus LED Lights recessed down light carries a 10 year residential or 5 year commercial limited warranty. Click here to see the complete Lotus LED Light Limited Warranty Information. Lotus can offer this because every single driver is powered for a minimum of 24 hours together with the fixture that it is shipped with. Every LED is visually checked before and after the PCB is mounted on the fixture. No Random Tests Lotus Hand Tests Every Fixture And Driver. Lotus LED Lights 4 Inch 12 Watt Round Gimbal LED Downlight White Finish 3000K Warm White 1000 Lumens | 3000 | 94 | 1000 | 87.7193 | 24 | 11.4 | 1 | 66.15 | 66.15 | 77.7288 | 2020Q3 | https://www.greenelectricalsupply.com/4-inch-gimbal-round-white-trim-3000k.aspx | Green Electrical Supply | 2020 | Yes
LED Lighting | Downlight | Manufacturer: Acuity - Juno Lighting | True |  |  |  |  | 4" Recessed 4" Recessed Home > LED Indoor Light Fixtures > LED Downlights and Trims > LED Recessed Cans > 4 Inch > 4 Inch New Construction LED Downlight 600 Lumens 120-277V 2700K Dims Down to 10% Product Specifications - Quick Reference Lamp Wattage: Working Voltage: 9 Watts 120-277 Volt Dimensions: Rated Life: 12 1/4" x 6 3/4" x 6" 50,000 Hours Incandescent Equivalent: 65 Watt Incandescent Dimmable: Yes - Down to 10% Light Color: CRI: 2700K Warm White 90 CRI Certifications: Warranty: Energy Star, RoHS, UL 5 Year Limited Juno Lighting Group by Acuity Brands, has an extensive line of recessed can fixtures for your residential and commercial lighting needs. This model is the Juno IC1LED G4 06LM 27K 90CRI MVOLT ZT10, 4" IC-Rated New Construction LED recessed can downlight. The Juno Lighting 4 inch LED recessed downlights are a fantastic alternative to incandescent 65 watt lighting. This model consumes around 9 watts while producing 600 lumens of light output. Juno Lighting's IC-Rated 600 Lumen LED recessed downlights are the ultra-efficient LED light fixtures that will offer you extra style and flair, while being great for the environment and your pocket. The Juno Generation 4 600 Lumen downlights are available in either 2700K, 3000K, 3500K, and 4000K offering the "designer-look" to perfectly complement any home decor theme. These downlights are manufactured to maximize energy efficiency by having Air-Loc sealed housings. This housing stops the infiltration and ex-filtration of air, reducing heating and cooling costs. They also contain no lead or mercury, making them RoHS compliant. This series is offered in new construction and remodel can styles and are approved for both insulated and non-insulated ceilings. Click here to see the complete Juno IC1LED G4 New Construction Specification Sheet. The Juno IC1LED G4 06LM 27K 90CRI MVOLT ZT10, a replacement of the IC1LEDG4-27K-U, has a 2700K warm white color temperature and has a minimum of 90 CRI that will beautifully show off the color scheme in any room. The LED array is attached to the thermally conductive inner housing to provide superior heat dissipation ensuring the LEDs rated life of 50,000 hours. This model features a dimming driver that dims down to 10%. The dimming driver meets Energy Star dimming requirements and is compatible with most wall box dimmers. Click here to see the complete Juno IC1LED G4 Dimmer Compatibility Sheet. Juno Lighting has made installation of the recessed cans fast and secure. The Air-Loc sealed aluminum housing is vertically adjustable to accommodate up to a 1.5" ceiling thickness. The UL and cUL listed junction box is prewired and equipped with quick connect electrical connectors. The mounting frame is expertly manufactured with 22-gauge die-formed galvanized steel and is fully assembled for ease of installation. Click here to see the complete Juno IC1LED G4 New Construction Installation Instructions. To complete the look of any room using Juno recessed cans, you can choose from Juno's vast selection of trims suited for any room and any application. Click here to explore trim options Juno Lighting 4" Recessed Downlighting Trim Kits. Acuity - Juno Lighting 4 Inch New Construction LED Downlight 600 Lumens 120-277V 2700K Dims Down to 10% | 2700 | 90 | 600 | 66.6667 | 50000 | 9 | 1 | 114.76 | 114.76 | 134.8474 | 2020Q3 | https://www.greenelectricalsupply.com/4-inch-new-construction-led-downlight-600-lumens-120-277v-2700k-dims-down-to-10.aspx | Green Electrical Supply | 2020 | Yes
LED Lighting | Downlight | Manufacturer: Acuity - Juno Lighting | True |  |  |  |  | 4" Recessed 4" Recessed Home > LED Indoor Light Fixtures > LED Downlights and Trims > LED Recessed Cans > 4 Inch > 4 Inch New Construction LED Downlight 600 Lumens 120-277V 3000K Dims Down to 10% Product Specifications - Quick Reference Lamp Wattage: Working Voltage: 9 Watts 120-277 Volt Dimensions: Rated Life: 12 1/4" x 6 3/4" x 6" 50,000 Hours Incandescent Equivalent: 65 Watt Incandescent Dimmable: Yes - Down to 10% Light Color: CRI: 3000K Warm White 90 CRI Certifications: Warranty: Energy Star, RoHS, UL 5 Year Limited Juno Lighting Group by Acuity Brands, has an extensive line of recessed can fixtures for your residential and commercial lighting needs. This model is the Juno IC1LED G4 06LM 30K 90CRI MVOLT ZT10, 4" IC-Rated New Construction LED recessed can downlight. The Juno Lighting 4 inch LED recessed downlights are a fantastic alternative to incandescent 65 watt lighting. This model consumes around 9 watts while producing 600 lumens of light output. Juno Lighting's IC-Rated 600 Lumen LED recessed downlights are the ultra-efficient LED light fixtures that will offer you extra style and flair, while being great for the environment and your pocket. The Juno Generation 4 600 Lumen downlights are available in either 2700K, 3000K, 3500K, and 4000K offering the "designer-look" to perfectly complement any home decor theme. These downlights are manufactured to maximize energy efficiency by having Air-Loc sealed housings. This housing stops the infiltration and ex-filtration of air, reducing heating and cooling costs. They also contain no lead or mercury, making them RoHS compliant. This series is offered in new construction and remodel can styles and are approved for both insulated and non-insulated ceilings. Click here to see the complete Juno IC1LED G4 New Construction Specification Sheet. The Juno IC1LED G4 06LM 30K 90CRI MVOLT ZT10, a replacement of the IC1LEDG4-30K-U, has a 3000K warm white color temperature and has a minimum of 90 CRI that will beautifully show off the color scheme in any room. The LED array is attached to the thermally conductive inner housing to provide superior heat dissipation ensuring the LEDs rated life of 50,000 hours. This model features a dimming driver that dims down to 10%. The dimming driver meets Energy Star dimming requirements and is compatible with most wall box dimmers. Click here to see the complete Juno IC1LED G4 Dimmer Compatibility Sheet. Juno Lighting has made installation of the recessed cans fast and secure. The Air-Loc sealed aluminum housing is vertically adjustable to accommodate up to a 1.5" ceiling thickness. The UL and cUL listed junction box is prewired and equipped with quick connect electrical connectors. The mounting frame is expertly manufactured with 22-gauge die-formed galvanized steel and is fully assembled for ease of installation. Click here to see the complete Juno IC1LED G4 New Construction Installation Instructions. To complete the look of any room using Juno recessed cans, you can choose from Juno's vast selection of trims suited for any room and any application. Click here to explore trim options Juno Lighting 4" Recessed Downlighting Trim Kits. Acuity - Juno Lighting 4 Inch New Construction LED Downlight 600 Lumens 120-277V 3000K Dims Down to 10% | 3000 | 90 | 600 | 66.6667 | 50000 | 9 | 1 | 114.76 | 114.76 | 134.8474 | 2020Q3 | https://www.greenelectricalsupply.com/4-inch-new-construction-led-downlight-600-lumens-120-277v-3000k-dims-down-to-10.aspx | Green Electrical Supply | 2020 | Yes
LED Lighting | Downlight | Manufacturer: Acuity - Juno Lighting | True |  |  |  |  | 4" Recessed 4" Recessed Home > LED Indoor Light Fixtures > LED Downlights and Trims > LED Recessed Cans > 4 Inch > 4 Inch New Construction LED Downlight 600 Lumens 120-277V 3500K Dims Down to 10% Product Specifications - Quick Reference Lamp Wattage: Working Voltage: 9 Watts 120-277 Volt Dimensions: Rated Life: 12 1/4" x 6 3/4" x 6" 50,000 Hours Incandescent Equivalent: 65 Watt Incandescent Dimmable: Yes - Down to 10% Light Color: CRI: 3500K Bright White 90 CRI Certifications: Warranty: Energy Star, RoHS, UL 5 Year Limited Juno Lighting Group by Acuity Brands, has an extensive line of recessed can fixtures for your residential and commercial lighting needs. This model is the Juno IC1LED G4 06LM 35K 90CRI MVOLT ZT10, 4" IC-Rated New Construction LED recessed can downlight. The Juno Lighting 4 inch LED recessed downlights are a fantastic alternative to incandescent 65 watt lighting. This model consumes around 9 watts while producing 600 lumens of light output. Juno Lighting's IC-Rated 600 Lumen LED recessed downlights are the ultra-efficient LED light fixtures that will offer you extra style and flair, while being great for the environment and your pocket. The Juno Generation 4 600 Lumen downlights are available in either 2700K, 3000K, 3500K, and 4000K offering the "designer-look" to perfectly complement any home decor theme. These downlights are manufactured to maximize energy efficiency by having Air-Loc sealed housings. This housing stops the infiltration and ex-filtration of air, reducing heating and cooling costs. They also contain no lead or mercury, making them RoHS compliant. This series is offered in new construction and remodel can styles and are approved for both insulated and non-insulated ceilings. Click here to see the complete Juno IC1LED G4 New Construction Specification Sheet. The Juno IC1LED G4 06LM 35K 90CRI MVOLT ZT10, a replacement of the IC1LEDG4-35K-U, has a 3500K bright white color temperature and has a minimum of 90 CRI that will beautifully show off the color scheme in any room. The LED array is attached to the thermally conductive inner housing to provide superior heat dissipation ensuring the LEDs rated life of 50,000 hours. This model features a dimming driver that dims down to 10%. The dimming driver meets Energy Star dimming requirements and is compatible with most wall box dimmers. Click here to see the complete Juno IC1LED G4 Dimmer Compatibility Sheet. Juno Lighting has made installation of the recessed cans fast and secure. The Air-Loc sealed aluminum housing is vertically adjustable to accommodate up to a 1.5" ceiling thickness. The UL and cUL listed junction box is prewired and equipped with quick connect electrical connectors. The mounting frame is expertly manufactured with 22-gauge die-formed galvanized steel and is fully assembled for ease of installation. Click here to see the complete Juno IC1LED G4 New Construction Installation Instructions. To complete the look of any room using Juno recessed cans, you can choose from Juno's vast selection of trims suited for any room and any application. Click here to explore trim options Juno Lighting 4" Recessed Downlighting Trim Kits. Acuity - Juno Lighting 4 Inch New Construction LED Downlight 600 Lumens 120-277V 3500K Dims Down to 10% | 3500 | 90 | 600 | 66.6667 | 50000 | 9 | 1 | 114.76 | 114.76 | 134.8474 | 2020Q3 | https://www.greenelectricalsupply.com/4-inch-new-construction-led-downlight-600-lumens-120-277v-3500k-dims-down-to-10.aspx | Green Electrical Supply | 2020 | Yes
LED Lighting | Downlight | Manufacturer: Lotus LED Lights | True |  |  |  |  | 4" Recessed 4" Recessed Home > LED Indoor Light Fixtures > LED Downlights and Trims > 4 Inch Retrofits > Round > 3000K Warm White > 4 Inch 12 Watt Round Gimbal LED Downlight Black Finish 3000K Warm White 1000 Lumens Product Specifications - Quick Reference Wattage: Dimensions: 11.4 Watts 4.0" Diameter x 2.25" High Beam Angle Tilt Angle: 40 degrees 30 degrees Working Voltage: Color Temp: 120 Volt 3000K Warranty: 5 Year Limited (Commercial) 10 Year Limited (Residential) Delivered Lumens: 1000 Certifications: Energy Star, cULus, FCC Since its first super slim products launch in 2010, Lotus LED Lights have set the competitive bar extremely high and are the most preferred super slim recessed LED lights used by architects, interior decorators, designers, builders, electricians and homeowners in North America. Lotus LED Lights offers superior flexibility, unlimited layout options and can be installed anywhere in your home to create a gorgeous high-end living environment by delivering warm and inviting light. These ultra thin recessed LED down lights are absolutely perfect for tight spaces, soffits, sloped ceilings, insulated and dropped ceilings. The Lotus LED Lights super slim recessed LED fixtures are cULus Listed, FCC, Energy Star Certified, rated Type IC (Direct Contact with Insulation) and they are air-tight. A recessed downlight housing (also called out as a Pot Light Housing) is NOT Required - even for Insulated Ceilings. This 2.25 Thick, low profile LED fixture fits directly under joists giving you maximum lighting layout flexibility in even the tightest spaces. Click here to see the Lotus 4 Inch Gimbal Recessed LED Specification Sheet. Every Lotus LED fixture is constructed with integral Epistar LEDs and the 120 volt, 60Hz, isolated, external, magnetic, constant current driver is factory installed inside the junction box. Lotus engineered all of their fixtures with the constant current driver in order run their fixtures at 90% of their rated current. This provides additional reliability and longer life. You need one driver for every fixture. Lotus engineers believe that if you have one driver for multiple fixtures you need to have an additional current regulator on every fixture if you want all fixtures to have the same brightness and the ability to dim simultaneously. The Lotus LED system is more reliable. Should you need to disconnect one fixture you would not effect the operation of the others. (Note: All connections in any ceiling requires a junction box, which Lotus provides as the driver compartment). Fixture comes connected to the driver by 12 long low voltage cable with waterproof connector in the middle. Depending on where you want the driver to be you have 2 options: To locate the driver next to the fixture simply run your line voltage wiring to the first junction box in your circuit and daisy chain to the junction boxes of the other fixtures, or install all of your drivers at one location and use low voltage extension cables to the fixtures (Use only extensions provided by the manufacturer. Available jumper cables are 6 feet (1.8m) and 20 feet (6m). Cables are linkable). The maximum run should not exceed 40 feet (12m). Click here to see the Lotus Damp Location Down Light Installation Instructions There are two 4" Gimbal models available to you from Lotus. The two primary differences are the brightness generated and the light color. As for brightness: model LL4G/30K generates 1000 lumens and model LL4G/41K generates 1050 lumens. Both 4" recessed gimbal down lights offer a true color 94 CRI. They are available in either a white, black or brushed nickel finish. The trim diameter and width on the two models are the same: 4 15/16 inch diameter (Note: The hole has to be carefully cut since there is no room for mistakes). How much space do you need in the ceiling for the Gimbal? For these inch fixtures you need 2.5 inches of space above the drywall for Romex and 3 1/2 inches for MC or BX installations. The Lotus LED Light fixtures are really easy to install. Just check out the short video below. This item is the Lotus LED Lights LL4G/30K/BK. It is the slim, low profile, 11.4 watt, 4" x 2 1/4" thin, round, Gimbal, LED recessed down light with a black trim (a white or brushed nickel trim option is also available). The LL4G/30K/BK is Air-Tight and is rated for Wet locations. This 4 inch LED retrofit has a beam angle of 40 degrees, tilt angle of 30 degrees with a 360 degree rotation. The 3000K Gimbal generates 1000 lumens and is designed for recessed downlight applications. They operate on 120V, 60Hz input voltage (a 277v version is also available) and are dimmable down to about 10% when using approved dimmer switches. Click here to see the Lotus LED Light Dimmer Compatibility List Each Lotus LED Lights recessed down light carries a 10 year residential or 5 year commercial limited warranty. Click here to see the complete Lotus LED Light Limited Warranty Information. Lotus can offer this because every single driver is powered for a minimum of 24 hours together with the fixture that it is shipped with. Every LED is visually checked before and after the PCB is mounted on the fixture. No Random Tests Lotus Hand Tests Every Fixture And Driver. Lotus LED Lights 4 Inch 12 Watt Round Gimbal LED Downlight Black Finish 3000K Warm White 1000 Lumens | 3000 | 94 | 1000 | 87.7193 | 24 | 11.4 | 1 | 66.15 | 66.15 | 77.7288 | 2020Q3 | https://www.greenelectricalsupply.com/4-inch-recessed-gimbal-down-light-black-trim-3000k.aspx | Green Electrical Supply | 2020 | Yes
LED Lighting | Downlight | Manufacturer: Lotus LED Lights | True |  |  |  |  | 4" Recessed 4" Recessed Home > LED Indoor Light Fixtures > LED Downlights and Trims > 4 Inch Retrofits > Round > 4000K Cool White > 4 Inch 12 Watt Round Gimbal LED Downlight Black Finish 4100K Cool White 1050 Lumens Product Specifications - Quick Reference Wattage: Dimensions: 11.4 Watts 4.0" Diameter x 2.25" High Beam Angle Tilt Angle: 40 degrees 30 degrees Working Voltage: Color Temp: 120 Volt 4100K Warranty: 5 Year Limited (Commercial) 10 Year Limited (Residential) Delivered Lumens: 1050 Certifications: Energy Star, cULus, FCC Since its first super slim products launch in 2010, Lotus LED Lights have set the competitive bar extremely high and are the most preferred super slim recessed LED lights used by architects, interior decorators, designers, builders, electricians and homeowners in North America. Lotus LED Lights offers superior flexibility, unlimited layout options and can be installed anywhere in your home to create a gorgeous high-end living environment by delivering warm and inviting light. These ultra thin recessed LED down lights are absolutely perfect for tight spaces, soffits, sloped ceilings, insulated and dropped ceilings. The Lotus LED Lights super slim recessed LED fixtures are cULus Listed, FCC, Energy Star Certified, rated Type IC (Direct Contact with Insulation) and they are air-tight. A recessed downlight housing (also called out as a Pot Light Housing) is NOT Required - even for Insulated Ceilings. This 2.25 Thick, low profile LED fixture fits directly under joists giving you maximum lighting layout flexibility in even the tightest spaces. Click here to see the Lotus 4 Inch Gimbal Recessed LED Specification Sheet. Every Lotus LED fixture is constructed with integral Epistar LEDs and the 120 volt, 60Hz, isolated, external, magnetic, constant current driver is factory installed inside the junction box. Lotus engineered all of their fixtures with the constant current driver in order run their fixtures at 90% of their rated current. This provides additional reliability and longer life. You need one driver for every fixture. Lotus engineers believe that if you have one driver for multiple fixtures you need to have an additional current regulator on every fixture if you want all fixtures to have the same brightness and the ability to dim simultaneously. The Lotus LED system is more reliable. Should you need to disconnect one fixture you would not effect the operation of the others. (Note: All connections in any ceiling requires a junction box, which Lotus provides as the driver compartment). Fixture comes connected to the driver by 12 long low voltage cable with waterproof connector in the middle. Depending on where you want the driver to be you have 2 options: To locate the driver next to the fixture simply run your line voltage wiring to the first junction box in your circuit and daisy chain to the junction boxes of the other fixtures, or install all of your drivers at one location and use low voltage extension cables to the fixtures (Use only extensions provided by the manufacturer. Available jumper cables are 6 feet (1.8m) and 20 feet (6m). Cables are linkable). The maximum run should not exceed 40 feet (12m). Click here to see the Lotus Damp Location Down Light Installation Instructions There are two 4" Gimbal models available to you from Lotus. The two primary differences are the brightness generated and the light color. As for brightness: model LL4G/30K generates 1000 lumens and model LL4G/41K generates 1050 lumens. Both 4" recessed gimbal down lights offer a true color 94 CRI. They are available in either a white, black or brushed nickel finish. The trim diameter and width on the two models are the same: 4 15/16 inch diameter (Note: The hole has to be carefully cut since there is no room for mistakes). How much space do you need in the ceiling for the Gimbal? For these inch fixtures you need 2.5 inches of space above the drywall for Romex and 3 1/2 inches for MC or BX installations. The Lotus LED Light fixtures are really easy to install. Just check out the short video below. This item is the Lotus LED Lights LL4G/41K/BK. It is the slim, low profile, 11.4 watt, 4" x 2 1/4" thin, round, Gimbal, LED recessed down light with a black trim (a white or brushed nickel trim option is also available). The LL4G/41K/BK is Air-Tight and is rated for Wet locations. This 4 inch LED retrofit has a beam angle of 40 degrees, tilt angle of 30 degrees with a 360 degree rotation. The 4100K Gimbal generates 1050 lumens and is designed for recessed downlight applications. They operate on 120V, 60Hz input voltage (a 277v version is also available) and are dimmable down to about 10% when using approved dimmer switches. Click here to see the Lotus LED Light Dimmer Compatibility List Each Lotus LED Lights recessed down light carries a 10 year residential or 5 year commercial limited warranty. Click here to see the complete Lotus LED Light Limited Warranty Information. Lotus can offer this because every single driver is powered for a minimum of 24 hours together with the fixture that it is shipped with. Every LED is visually checked before and after the PCB is mounted on the fixture. No Random Tests Lotus Hand Tests Every Fixture And Driver. Lotus LED Lights 4 Inch 12 Watt Round Gimbal LED Downlight Black Finish 4100K Cool White 1050 Lumens | 4100 | 94 | 1050 | 92.1053 | 24 | 11.4 | 1 | 66.15 | 66.15 | 77.7288 | 2020Q3 | https://www.greenelectricalsupply.com/4-inch-recessed-gimbal-down-light-black-trim-4100k.aspx | Green Electrical Supply | 2020 | Yes
LED Lighting | Downlight | Manufacturer: Lotus LED Lights | True |  |  |  |  | 4" Recessed 4" Recessed Home > LED Indoor Light Fixtures > LED Downlights and Trims > 4 Inch Retrofits > Round > 4000K Cool White > 4 Inch 12 Watt Round Gimbal LED Downlight Brushed Nickel Finish 4100K Cool White 1050 Lumens Product Specifications - Quick Reference Wattage: Dimensions: 11.4 Watts 4.0" Diameter x 2.25" High Beam Angle Tilt Angle: 40 degrees 30 degrees Working Voltage: Color Temp: 120 Volt 4100K Warranty: 5 Year Limited (Commercial) 10 Year Limited (Residential) Delivered Lumens: 1050 Certifications: Energy Star, cULus, FCC Since its first super slim products launch in 2010, Lotus LED Lights have set the competitive bar extremely high and are the most preferred super slim recessed LED lights used by architects, interior decorators, designers, builders, electricians and homeowners in North America. Lotus LED Lights offers superior flexibility, unlimited layout options and can be installed anywhere in your home to create a gorgeous high-end living environment by delivering warm and inviting light. These ultra thin recessed LED down lights are absolutely perfect for tight spaces, soffits, sloped ceilings, insulated and dropped ceilings. The Lotus LED Lights super slim recessed LED fixtures are cULus Listed, FCC, Energy Star Certified, rated Type IC (Direct Contact with Insulation) and they are air-tight. A recessed downlight housing (also called out as a Pot Light Housing) is NOT Required - even for Insulated Ceilings. This 2.25 Thick, low profile LED fixture fits directly under joists giving you maximum lighting layout flexibility in even the tightest spaces. Click here to see the Lotus 4 Inch Gimbal Recessed LED Specification Sheet. Every Lotus LED fixture is constructed with integral Epistar LEDs and the 120 volt, 60Hz, isolated, external, magnetic, constant current driver is factory installed inside the junction box. Lotus engineered all of their fixtures with the constant current driver in order run their fixtures at 90% of their rated current. This provides additional reliability and longer life. You need one driver for every fixture. Lotus engineers believe that if you have one driver for multiple fixtures you need to have an additional current regulator on every fixture if you want all fixtures to have the same brightness and the ability to dim simultaneously. The Lotus LED system is more reliable. Should you need to disconnect one fixture you would not effect the operation of the others. (Note: All connections in any ceiling requires a junction box, which Lotus provides as the driver compartment). Fixture comes connected to the driver by 12 long low voltage cable with waterproof connector in the middle. Depending on where you want the driver to be you have 2 options: To locate the driver next to the fixture simply run your line voltage wiring to the first junction box in your circuit and daisy chain to the junction boxes of the other fixtures, or install all of your drivers at one location and use low voltage extension cables to the fixtures (Use only extensions provided by the manufacturer. Available jumper cables are 6 feet (1.8m) and 20 feet (6m). Cables are linkable). The maximum run should not exceed 40 feet (12m). Click here to see the Lotus Damp Location Down Light Installation Instructions There are two 4" Gimbal models available to you from Lotus. The two primary differences are the brightness generated and the light color. As for brightness: model LL4G/30K generates 1000 lumens and model LL4G/41K generates 1050 lumens. Both 4" recessed gimbal down lights offer a true color 94 CRI. They are available in either a white, black or brushed nickel finish. The trim diameter and width on the two models are the same: 4 15/16 inch diameter (Note: The hole has to be carefully cut since there is no room for mistakes). How much space do you need in the ceiling for the Gimbal? For these inch fixtures you need 2.5 inches of space above the drywall for Romex and 3 1/2 inches for MC or BX installations. The Lotus LED Light fixtures are really easy to install. Just check out the short video below. This item is the Lotus LED Lights LL4G/41K/BN. It is the slim, low profile, 11.4 watt, 4" x 2 1/4" thin, round, Gimbal, LED recessed down light with a brushed nickel trim (a white or black trim option is also available). The LL4G/41K/BN is Air-Tight and is rated for Wet locations. This 4 inch LED retrofit has a beam angle of 40 degrees, tilt angle of 30 degrees with a 360 degree rotation. The 4100K Gimbal generates 1050 lumens and is designed for recessed downlight applications. They operate on 120V, 60Hz input voltage (a 277v version is also available) and are dimmable down to about 10% when using approved dimmer switches. Click here to see the Lotus LED Light Dimmer Compatibility List Each Lotus LED Lights recessed down light carries a 10 year residential or 5 year commercial limited warranty. Click here to see the complete Lotus LED Light Limited Warranty Information. Lotus can offer this because every single driver is powered for a minimum of 24 hours together with the fixture that it is shipped with. Every LED is visually checked before and after the PCB is mounted on the fixture. No Random Tests Lotus Hand Tests Every Fixture And Driver. Lotus LED Lights 4 Inch 12 Watt Round Gimbal LED Downlight Brushed Nickel Finish 4100K Cool White 1050 Lumens | 4100 | 94 | 1050 | 92.1053 | 24 | 11.4 | 1 | 73.84 | 73.84 | 86.7649 | 2020Q3 | https://www.greenelectricalsupply.com/4-inch-recessed-gimbal-down-light-bruched-nickel-trim-4100k.aspx | Green Electrical Supply | 2020 | Yes
LED Lighting | Downlight | Manufacturer: Lotus LED Lights | True |  |  |  |  | 4" Recessed 4" Recessed Home > LED Indoor Light Fixtures > LED Downlights and Trims > 4 Inch Retrofits > Round > 3000K Warm White > 4 Inch 12 Watt Round Gimbal LED Downlight Brushed Nickel Finish 3000K Warm White 1000 Lumens Product Specifications - Quick Reference Wattage: Dimensions: 11.4 Watts 4.0" Diameter x 2.25" High Beam Angle Tilt Angle: 40 degrees 30 degrees Working Voltage: Color Temp: 120 Volt 3000K Warranty: 5 Year Limited (Commercial) 10 Year Limited (Residential) Delivered Lumens: 1000 Certifications: Energy Star, cULus, FCC Since its first super slim products launch in 2010, Lotus LED Lights have set the competitive bar extremely high and are the most preferred super slim recessed LED lights used by architects, interior decorators, designers, builders, electricians and homeowners in North America. Lotus LED Lights offers superior flexibility, unlimited layout options and can be installed anywhere in your home to create a gorgeous high-end living environment by delivering warm and inviting light. These ultra thin recessed LED down lights are absolutely perfect for tight spaces, soffits, sloped ceilings, insulated and dropped ceilings. The Lotus LED Lights super slim recessed LED fixtures are cULus Listed, FCC, Energy Star Certified, rated Type IC (Direct Contact with Insulation) and they are air-tight. A recessed downlight housing (also called out as a Pot Light Housing) is NOT Required - even for Insulated Ceilings. This 2.25 Thick, low profile LED fixture fits directly under joists giving you maximum lighting layout flexibility in even the tightest spaces. Click here to see the Lotus 4 Inch Gimbal Recessed LED Specification Sheet. Every Lotus LED fixture is constructed with integral Epistar LEDs and the 120 volt, 60Hz, isolated, external, magnetic, constant current driver is factory installed inside the junction box. Lotus engineered all of their fixtures with the constant current driver in order run their fixtures at 90% of their rated current. This provides additional reliability and longer life. You need one driver for every fixture. Lotus engineers believe that if you have one driver for multiple fixtures you need to have an additional current regulator on every fixture if you want all fixtures to have the same brightness and the ability to dim simultaneously. The Lotus LED system is more reliable. Should you need to disconnect one fixture you would not effect the operation of the others. (Note: All connections in any ceiling requires a junction box, which Lotus provides as the driver compartment). Fixture comes connected to the driver by 12 long low voltage cable with waterproof connector in the middle. Depending on where you want the driver to be you have 2 options: To locate the driver next to the fixture simply run your line voltage wiring to the first junction box in your circuit and daisy chain to the junction boxes of the other fixtures, or install all of your drivers at one location and use low voltage extension cables to the fixtures (Use only extensions provided by the manufacturer. Available jumper cables are 6 feet (1.8m) and 20 feet (6m). Cables are linkable). The maximum run should not exceed 40 feet (12m). Click here to see the Lotus Damp Location Down Light Installation Instructions There are two 4" Gimbal models available to you from Lotus. The two primary differences are the brightness generated and the light color. As for brightness: model LL4G/30K generates 1000 lumens and model LL4G/41K generates 1050 lumens. Both 4" recessed gimbal down lights offer a true color 94 CRI. They are available in either a white, black or brushed nickel finish. The trim diameter and width on the two models are the same: 4 15/16 inch diameter (Note: The hole has to be carefully cut since there is no room for mistakes). How much space do you need in the ceiling for the Gimbal? For these inch fixtures you need 2.5 inches of space above the drywall for Romex and 3 1/2 inches for MC or BX installations. The Lotus LED Light fixtures are really easy to install. Just check out the short video below. This item is the Lotus LED Lights LL4G/30K/BN. It is the slim, low profile, 11.4 watt, 4" x 2 1/4" thin, round, Gimbal, LED recessed down light with a brushed nickel trim (a white or black trim option is also available). The LL4G/30K/BN is Air-Tight and is rated for Wet locations. This 4 inch LED retrofit has a beam angle of 40 degrees, tilt angle of 30 degrees with a 360 degree rotation. The 3000K Gimbal generates 1000 lumens and is designed for recessed downlight applications. They operate on 120V, 60Hz input voltage (a 277v version is also available) and are dimmable down to about 10% when using approved dimmer switches. Click here to see the Lotus LED Light Dimmer Compatibility List Each Lotus LED Lights recessed down light carries a 10 year residential or 5 year commercial limited warranty. Click here to see the complete Lotus LED Light Limited Warranty Information. Lotus can offer this because every single driver is powered for a minimum of 24 hours together with the fixture that it is shipped with. Every LED is visually checked before and after the PCB is mounted on the fixture. No Random Tests Lotus Hand Tests Every Fixture And Driver. Lotus LED Lights 4 Inch 12 Watt Round Gimbal LED Downlight Brushed Nickel Finish 3000K Warm White 1000 Lumens | 3000 | 94 | 1000 | 87.7193 | 24 | 11.4 | 1 | 73.84 | 73.84 | 86.7649 | 2020Q3 | https://www.greenelectricalsupply.com/4-inch-recessed-gimbal-down-light-brushed-nickel-trim-3000k.aspx | Green Electrical Supply | 2020 | Yes
LED Lighting | Downlight | Manufacturer: Lotus LED Lights | True |  |  |  |  | 4" Recessed 4" Recessed Home > LED Indoor Light Fixtures > LED Downlights and Trims > 4 Inch Retrofits > Round > 4000K Cool White > 4 Inch 12 Watt Round Gimbal LED Downlight White Finish 4100K Cool White 1050 Lumens Product Specifications - Quick Reference Wattage: Dimensions: 11.4 Watts 4.0" Diameter x 2.25" High Beam Angle Tilt Angle: 40 degrees 30 degrees Working Voltage: Color Temp: 120 Volt 4100K Warranty: 5 Year Limited (Commercial) 10 Year Limited (Residential) Delivered Lumens: 1050 Certifications: Energy Star, cULus, FCC Since its first super slim products launch in 2010, Lotus LED Lights have set the competitive bar extremely high and are the most preferred super slim recessed LED lights used by architects, interior decorators, designers, builders, electricians and homeowners in North America. Lotus LED Lights offers superior flexibility, unlimited layout options and can be installed anywhere in your home to create a gorgeous high-end living environment by delivering warm and inviting light. These ultra thin recessed LED down lights are absolutely perfect for tight spaces, soffits, sloped ceilings, insulated and dropped ceilings. The Lotus LED Lights super slim recessed LED fixtures are cULus Listed, FCC, Energy Star Certified, rated Type IC (Direct Contact with Insulation) and they are air-tight. A recessed downlight housing (also called out as a Pot Light Housing) is NOT Required - even for Insulated Ceilings. This 2.25 Thick, low profile LED fixture fits directly under joists giving you maximum lighting layout flexibility in even the tightest spaces. Click here to see the Lotus 4 Inch Gimbal Recessed LED Specification Sheet. Every Lotus LED fixture is constructed with integral Epistar LEDs and the 120 volt, 60Hz, isolated, external, magnetic, constant current driver is factory installed inside the junction box. Lotus engineered all of their fixtures with the constant current driver in order run their fixtures at 90% of their rated current. This provides additional reliability and longer life. You need one driver for every fixture. Lotus engineers believe that if you have one driver for multiple fixtures you need to have an additional current regulator on every fixture if you want all fixtures to have the same brightness and the ability to dim simultaneously. The Lotus LED system is more reliable. Should you need to disconnect one fixture you would not effect the operation of the others. (Note: All connections in any ceiling requires a junction box, which Lotus provides as the driver compartment). Fixture comes connected to the driver by 12 long low voltage cable with waterproof connector in the middle. Depending on where you want the driver to be you have 2 options: To locate the driver next to the fixture simply run your line voltage wiring to the first junction box in your circuit and daisy chain to the junction boxes of the other fixtures, or install all of your drivers at one location and use low voltage extension cables to the fixtures (Use only extensions provided by the manufacturer. Available jumper cables are 6 feet (1.8m) and 20 feet (6m). Cables are linkable). The maximum run should not exceed 40 feet (12m). Click here to see the Lotus Damp Location Down Light Installation Instructions There are two 4" Gimbal models available to you from Lotus. The two primary differences are the brightness generated and the light color. As for brightness: model LL4G/30K generates 1000 lumens and model LL4G/41K generates 1050 lumens. Both 4" recessed gimbal down lights offer a true color 94 CRI. They are available in either a white, black or brushed nickel finish. The trim diameter and width on the two models are the same: 4 15/16 inch diameter (Note: The hole has to be carefully cut since there is no room for mistakes). How much space do you need in the ceiling for the Gimbal? For these inch fixtures you need 2.5 inches of space above the drywall for Romex and 3 1/2 inches for MC or BX installations. The Lotus LED Light fixtures are really easy to install. Just check out the short video below. This item is the Lotus LED Lights LL4G/41K/WH. It is the slim, low profile, 11.4 watt, 4" x 2 1/4" thin, round, Gimbal, LED recessed down light with a white trim (a black or brushed nickel trim option is also available). The LL4G/41K/WH is Air-Tight and is rated for Wet locations. This 4 inch LED retrofit has a beam angle of 40 degrees, tilt angle of 30 degrees with a 360 degree rotation. The 4100K Gimbal generates 1050 lumens and is designed for recessed downlight applications. They operate on 120V, 60Hz input voltage (a 277v version is also available) and are dimmable down to about 10% when using approved dimmer switches. Click here to see the Lotus LED Light Dimmer Compatibility List Each Lotus LED Lights recessed down light carries a 10 year residential or 5 year commercial limited warranty. Click here to see the complete Lotus LED Light Limited Warranty Information. Lotus can offer this because every single driver is powered for a minimum of 24 hours together with the fixture that it is shipped with. Every LED is visually checked before and after the PCB is mounted on the fixture. No Random Tests Lotus Hand Tests Every Fixture And Driver. Lotus LED Lights 4 Inch 12 Watt Round Gimbal LED Downlight White Finish 4100K Cool White 1050 Lumens | 4100 | 94 | 1050 | 92.1053 | 24 | 11.4 | 1 | 66.15 | 66.15 | 77.7288 | 2020Q3 | https://www.greenelectricalsupply.com/4-inch-recessed-gimbal-down-light-white-trim-4100k.aspx | Green Electrical Supply | 2020 | Yes
LED Lighting | Downlight | Manufacturer: Lotus LED Lights | False |  |  |  |  | 4" Recessed 4" Recessed Home > LED Indoor Light Fixtures > LED Downlights and Trims > 4 Inch Retrofits > Round > 3000K Warm White > 4 Inch 9 Watt LED Super Thin Downlight Retrofit White Finish 277 Volt 3000K Warm White 550 Lumens Product Specifications - Quick Reference Wattage: Dimensions: 9 Watts 4.75" Diameter by 1/2" High Beam Angle Dimmable: 110 degrees NO - Not Dimmable Working Voltage: Color Temp: 277 Volt 3000K Warranty: 5 Year Limited (Commercial) 10 Year Limited (Residential) Light Output: 550 Lumens Certifications: cULus, cETLus Since its first super slim products launch in 2010, Lotus LED Lights have set the competitive bar extremely high and are the most preferred super slim recessed LED lights used by architects, interior decorators, designers, builders, electricians and homeowners in North America. Lotus LED Lights offers superior flexibility, unlimited layout options and can be installed anywhere in your home to create a gorgeous high-end living environment by delivering warm and inviting light. These ultra thin recessed LED down lights are absolutely perfect for tight spaces, soffits, insulated and dropped ceilings. The Lotus LED Lights super slim recessed LED fixtures are cULus Listed, cETLus Approved, rated Type IC (Direct Contact with Insulation) and they are air-tight. A recessed downlight housing (also called out as a Pot Light Housing) is NOT Required - even for Insulated Ceilings. This 1/2 Thick, low profile LED fixture fits directly under joists giving you maximum lighting layout flexibility in even the tightest spaces. Click here to see the Lotus 4 Inch Round Slim Recessed LED Specification Sheet. Every Lotus LED fixture is constructed with integral Epistar LEDs and the 277 volt, isolated, external, magnetic, constant current driver is factory installed inside the junction box. Lotus engineered all of their fixtures with the constant current driver in order run their fixtures at 90% of their rated current. This provides additional reliability and longer life. You need one driver for every fixture. Lotus engineers believe that if you have one driver for multiple fixtures you need to have an additional current regulator on every fixture if you want all fixtures to have the same brightness and the ability to dim simultaneously. The Lotus LED system is more reliable. Should you need to disconnect one fixture you would not effect the operation of the others. (Note: All connections in any ceiling requires a junction box, which Lotus provides as the driver compartment). Fixture comes connected to the driver by 12 long low voltage cable with waterproof connector in the middle. Depending on where you want the driver to be you have 2 options: To locate the driver next to the fixture simply run your line voltage wiring to the first junction box in your circuit and daisy chain to the junction boxes of the other fixtures, or install all of your drivers at one location and use low voltage extension cables to the fixtures (Use only extensions provided by the manufacturer. Available jumper cables are 6 feet (1.8m) and 20 feet (6m). Cables are linkable). The maximum run should not exceed 40 feet (12m). Click here to see the Lotus Wet Location Down Light Installation Instructions There are two 4" models available to you from Lotus. The two primary differences are the brightness generated and the trim diameter and width. As for brightness: model LY4RCS generates 550 lumens and is a 50W halogen equivalent and model LY41RCD generates 700 lumens and is a 65W halogen equivalent. The trim diameter and width on model LY4RCS is 4 3/4 inch diameter (Note: The hole has to be carefully cut since there is no room for mistakes). Model LY41RCD is 4 15/16 inch OD. The trim is wider so this model may even cover existing holes. If you do not have the joists restriction go for the 1 inch thick models you can install less fixtures for the same brightness level. How much space do you need in the Ceiling? For the 4 inch fixtures you will need 2 inches of space. The Lotus LED Light fixtures are really easy to install. Just check out the short video below. This item is the Lotus LED Lights LY4RCS/30K/WH/277V. It is the ultra slim, low profile, 9 watt, 4" x 1/2" super thin, round, LED recessed down light with a white trim (a black or brushed nickel trim option is also available). The LY4RCS/30K/WH/277V is Air-Tight and is rated Wet locations and Insulated Ceilings. This 4 inch LED retrofit has a beam angle of 110 degrees, generates 550 lumens of 3000K light and is designed to replace up to 50 watt halogen lights in recessed downlight applications. They operate on 277V input voltage. A 120v version is also available and those are dimmable (on 120V circuits ONLY) down to about 20% when using approved dimmer switches. Each Lotus LED Lights recessed down light carries a 10 year residential or 5 year commercial limited warranty. Click here to see the complete Lotus LED Light Limited Warranty Information. Lotus can offer this because every single driver is powered for a minimum of 24 hours together with the fixture that it is shipped with. Every LED is visually checked before and after the PCB is mounted on the fixture. No Random Tests Lotus Hand Tests Every Fixture And Driver. Lotus LED Lights 4 Inch 9 Watt LED Super Thin Downlight Retrofit White Finish 277 Volt 3000K Warm White 550 Lumens | 3000 | 80 | 550 | 61.1111 | 24 | 9 | 1 | 53.84 | 53.84 | 63.2641 | 2020Q3 | https://www.greenelectricalsupply.com/4-inch-super-thin-led-recessed-downlight-white-trim-277v-3000k.aspx | Green Electrical Supply | 2020 | Yes
LED Lighting | Downlight | Manufacturer: Eiko | True |  |  |  | Medium E26, GU24 | Recessed, 6" Recessed, 5" Recessed, 5" or 6" Recessed Recessed, 6" Recessed, 5" Recessed, 5" or 6" Recessed Home > LED Indoor Light Fixtures > LED Downlights and Trims > 6 Inch Retrofits > Round > 2700K Soft White > 5 Inch to 6 Inch 12 Watt 800 Lumen LED Recessed Downlight Retrofit 2700K - E26 and GU24 Adapter Included Product Specifications - Quick Reference Lamp Wattage: Working Voltage: 12 Watts 120 Volt Dimensions: Rated Life: 7.52" W x 3.03" H 35,000 Hours Incandescent Equiv: Dimmable: 65 Watts - 800 Lumens Yes - Down to 10% Baffle Color: Trim Ring Color: White White Light Color: CRI: 2700K Warm White 90 CRI Certifications: Warranty: Energy Star, T20, T24 5 Year Limited For over 38 years, EiKO has been delivering one of the industry's best lighting products. Carrying over 5,000 SKUs and a broad selection, EiKO is committed to providing innovative products, unique solutions, and unmatched support to its customers. Now, EiKO has released their DK6 Series, 5 or 6 inch LED downlight retrofit kits. These downlight kits are ultra-efficient and designed to retrofit into existing incandescent recessed downlights. The integrated LEDs reduce energy consumption up to 80% when compared to 65 Watt incandescent light bulbs and they last 30 times longer! These downlight retrofits come with Medium E26 bases for easy direct replacement. This is the EiKO DK6-12W/8/927-D-120-W/B (10341), a replacement for LED-DK6-11W927-DIM-G7 (09681), dimmable 5 to 6 inch recessed 2700K LED Retrofit with a White Baffle and White Trim Ring. EiKO's Retrofit LED Downlights are ultra-efficient, super-easy and very affordable. These LED downlight kits provide 800 lumens of either 2700K, 3000K, 4000K or 5000K brilliant illumination equivalent to the output of a 65 watt BR30 incandescent bulb but requires just 12 watts of energy use. These dedicated 120 volt trims meet ENERGY STAR requirements, Title 20 Compliant, Title 24 Compliant, as well as being Wet Location Rated and IC Rated for use in insulated ceilings. The 10341 from EiKO is instant-on with no warm-up time, and it does fit many popular 5" or 6" recessed downlight fixtures. The trim is integrated white aluminum that is power coated. This LED downlight has an incredible CRI of 90! All your colors will stand out under this light. Click here to see the complete EiKO DK6 Series LED Downlight Retrofit Specification Sheet. The EiKO DK6 Series has many different application uses including: healthcare, hospitality, office, property management, residential, and retail. Click here to see the complete EiKO DK6 Series LED Downlight Retrofit Installation Instructions. Eiko 5 Inch to 6 Inch 12 Watt 800 Lumen LED Recessed Downlight Retrofit 2700K - E26 and GU24 Adapter Included | 2700 | 90 | 800 | 66.6667 | 35000 | 12 | 1 | 8.92 | 8.92 | 10.4813 | 2020Q3 | https://www.greenelectricalsupply.com/5-inch-to-6-inch-12-watt-800-lumen-led-recessed-downlight-retrofit-2700k---e26-and-gu24-adapter-included.aspx | Green Electrical Supply | 2020 | Yes
LED Lighting | Downlight | Manufacturer: Eiko | True |  |  |  | Medium E26, GU24 | Recessed, 6" Recessed, 5" Recessed, 5" or 6" Recessed Recessed, 6" Recessed, 5" Recessed, 5" or 6" Recessed Home > Closeout Fixtures and Light Bulbs > 5 Inch to 6 Inch 12 Watt 800 Lumen LED Recessed Downlight Retrofit 3000K - E26 and GU24 Adapter Included Product Specifications - Quick Reference Lamp Wattage: Working Voltage: 12 Watts 120 Volt Dimensions: Rated Life: 7.52" W x 3.03" H 35,000 Hours Incandescent Equiv: Dimmable: 65 Watts - 800 Lumens Yes - Down to 10% Baffle Color: Trim Ring Color: White White Light Color: CRI: 3000K Warm White 90 CRI Certifications: Warranty: Energy Star, T20, T24 5 Year Limited For over 38 years, EiKO has been delivering one of the industry's best lighting products. Carrying over 5,000 SKUs and a broad selection, EiKO is committed to providing innovative products, unique solutions, and unmatched support to its customers. Now, EiKO has released their DK6 Series, 5 or 6 inch LED downlight retrofit kits. These downlight kits are ultra-efficient and designed to retrofit into existing incandescent recessed downlights. The integrated LEDs reduce energy consumption up to 80% when compared to 65 Watt incandescent light bulbs and they last 30 times longer! These downlight retrofits come with Medium E26 bases for easy direct replacement. This is the EiKO DK6-12W/8/930-D-120-W/B (10342), a replacement for LED-DK6-11W930-DIM-G7 (09682), dimmable 5 to 6 inch recessed 3000K LED Retrofit with a White Baffle and White Trim Ring. EiKO's Retrofit LED Downlights are ultra-efficient, super-easy and very affordable. These LED downlight kits provide 800 lumens of either 2700K, 3000K, 4000K or 5000K brilliant illumination equivalent to the output of a 65 watt BR30 incandescent bulb but requires just 12 watts of energy use. These dedicated 120 volt trims meet ENERGY STAR requirements, Title 20 Compliant, Title 24 Compliant, as well as being Wet Location Rated and IC Rated for use in insulated ceilings. The 10342 from EiKO is instant-on with no warm-up time, and it does fit many popular 5" or 6" recessed downlight fixtures. The trim is integrated white aluminum that is power coated. This LED downlight has an incredible CRI of 90! All your colors will stand out under this light. Click here to see the complete EiKO DK6 Series LED Downlight Retrofit Specification Sheet. The EiKO DK6 Series has many different application uses including: healthcare, hospitality, office, property management, residential, and retail. Click here to see the complete EiKO DK6 Series LED Downlight Retrofit Installation Instructions. Eiko 5 Inch to 6 Inch 12 Watt 800 Lumen LED Recessed Downlight Retrofit 3000K - E26 and GU24 Adapter Included | 3000 | 90 | 800 | 66.6667 | 35000 | 12 | 1 | 10.76 | 10.76 | 12.6434 | 2020Q3 | https://www.greenelectricalsupply.com/5-inch-to-6-inch-12-watt-800-lumen-led-recessed-downlight-retrofit-3000k---e26-and-gu24-adapter-included.aspx | Green Electrical Supply | 2020 | Yes
LED Lighting | Downlight | Manufacturer: Eiko | True |  |  |  | Medium E26, GU24 | Recessed, 6" Recessed, 5" Recessed, 5" or 6" Recessed Recessed, 6" Recessed, 5" Recessed, 5" or 6" Recessed Home > Closeout Fixtures and Light Bulbs > 5 Inch to 6 Inch 12 Watt 800 Lumen LED Recessed Downlight Retrofit 4000K - E26 and GU24 Adapter Included Product Specifications - Quick Reference Lamp Wattage: Working Voltage: 12 Watts 120 Volt Dimensions: Rated Life: 7.52" W x 3.03" H 35,000 Hours Incandescent Equiv: Dimmable: 65 Watts - 800 Lumens Yes - Down to 10% Baffle Color: Trim Ring Color: White White Light Color: CRI: 4000K Cool White 90 CRI Certifications: Warranty: Energy Star, T20, T24 5 Year Limited For over 38 years, EiKO has been delivering one of the industry's best lighting products. Carrying over 5,000 SKUs and a broad selection, EiKO is committed to providing innovative products, unique solutions, and unmatched support to its customers. Now, EiKO has released their DK6 Series, 5 or 6 inch LED downlight retrofit kits. These downlight kits are ultra-efficient and designed to retrofit into existing incandescent recessed downlights. The integrated LEDs reduce energy consumption up to 80% when compared to 65 Watt incandescent light bulbs and they last 30 times longer! These downlight retrofits come with Medium E26 bases for easy direct replacement. This is the EiKO DK6-12W/8/940-D-120-W/B (10343), a replacement for LED-DK6-11W940-DIM-G7 (09683), dimmable 5 to 6 inch recessed 4000K LED Retrofit with a White Baffle and White Trim Ring. EiKO's Retrofit LED Downlights are ultra-efficient, super-easy and very affordable. These LED downlight kits provide 800 lumens of either 2700K, 3000K, 4000K or 5000K brilliant illumination equivalent to the output of a 65 watt BR30 incandescent bulb but requires just 12 watts of energy use. These dedicated 120 volt trims meet ENERGY STAR requirements, Title 20 Compliant, Title 24 Compliant, as well as being Wet Location Rated and IC Rated for use in insulated ceilings. The 10343 from EiKO is instant-on with no warm-up time, and it does fit many popular 5" or 6" recessed downlight fixtures. The trim is integrated white aluminum that is power coated. This LED downlight has an incredible CRI of 90! All your colors will stand out under this light. Click here to see the complete EiKO DK6 Series LED Downlight Retrofit Specification Sheet. The EiKO DK6 Series has many different application uses including: healthcare, hospitality, office, property management, residential, and retail. Click here to see the complete EiKO DK6 Series LED Downlight Retrofit Installation Instructions. Eiko 5 Inch to 6 Inch 12 Watt 800 Lumen LED Recessed Downlight Retrofit 4000K - E26 and GU24 Adapter Included | 4000 | 90 | 800 | 66.6667 | 35000 | 12 | 1 | 8.58 | 8.58 | 10.0818 | 2020Q3 | https://www.greenelectricalsupply.com/5-inch-to-6-inch-12-watt-800-lumen-led-recessed-downlight-retrofit-4000k---e26-and-gu24-adapter-included.aspx | Green Electrical Supply | 2020 | Yes
LED Lighting | Downlight | Manufacturer: Eiko | True |  |  |  | Medium E26, GU24 | Recessed, 6" Recessed, 5" Recessed, 5" or 6" Recessed Recessed, 6" Recessed, 5" Recessed, 5" or 6" Recessed Home > LED Indoor Light Fixtures > LED Downlights and Trims > 6 Inch Retrofits > Round > 2700K Soft White > 5 Inch to 6 Inch 18 Watt 1250 Lumen LED Recessed Downlight Retrofit 2700K - E26 and GU24 Adapter Included Product Specifications - Quick Reference Lamp Wattage: Working Voltage: 18 Watts 120 Volt Dimensions: Rated Life: 7.52" W x 3.03" H 35,000 Hours Incandescent Equiv: Dimmable: 100 Watts - 1250 Lumens Yes - Down to 10% Baffle Color: Trim Ring Color: White White Light Color: CRI: 2700K Warm White 90 CRI Certifications: Warranty: Energy Star, T20, T24 5 Year Limited For over 38 years, EiKO has been delivering one of the industry's best lighting products. Carrying over 5,000 SKUs and a broad selection, EiKO is committed to providing innovative products, unique solutions, and unmatched support to its customers. Now, EiKO has released their DK6 Series, 5 or 6 inch LED downlight retrofit kits. These downlight kits are ultra-efficient and designed to retrofit into existing incandescent recessed downlights. The integrated LEDs reduce energy consumption up to 80% when compared to 65 Watt incandescent light bulbs and they last 30 times longer! These downlight retrofits come with Medium E26 bases for easy direct replacement. This is the EiKO DK6-18W/12.5/927-D-120-W/B (10345), a replacement for LED-DK6-15W927-DIM-G7 (09685), dimmable 5 to 6 inch recessed 2700K LED Retrofit with a White Baffle and White Trim Ring. EiKO's Retrofit LED Downlights are ultra-efficient, super-easy and very affordable. These LED downlight kits provide 1250 lumens of either 2700K, 3000K, 4000K or 5000K brilliant illumination equivalent to the output of a 100 watt BR30 incandescent bulb but requires just 18 watts of energy use. These dedicated 120 volt trims meet ENERGY STAR requirements, Title 20 Compliant, Title 24 Compliant, as well as being Wet Location Rated and IC Rated for use in insulated ceilings. The 10345 from EiKO is instant-on with no warm-up time, and it does fit many popular 5" or 6" recessed downlight fixtures. The trim is integrated white aluminum that is power coated. This LED downlight has an incredible CRI of 90! All your colors will stand out under this light. Click here to see the complete EiKO DK6 Series LED Downlight Retrofit Specification Sheet. The EiKO DK6 Series has many different application uses including: healthcare, hospitality, office, property management, residential, and retail. Click here to see the complete EiKO DK6 Series LED Downlight Retrofit Installation Instructions. Eiko 5 Inch to 6 Inch 18 Watt 1250 Lumen LED Recessed Downlight Retrofit 2700K - E26 and GU24 Adapter Included | 2700 | 90 | 1250 | 69.4444 | 35000 | 18 | 1 | 11.47 | 11.47 | 13.4777 | 2020Q3 | https://www.greenelectricalsupply.com/5-inch-to-6-inch-18-watt-1250-lumen-led-recessed-downlight-retrofit-2700k---e26-and-gu24-adapter-included.aspx | Green Electrical Supply | 2020 | Yes
LED Lighting | Downlight | Manufacturer: Satco | True |  |  |  |  | Recessed, 6" Recessed, 5" Recessed, 5" or 6" Recessed Recessed, 6" Recessed, 5" Recessed, 5" or 6" Recessed Home > Closeout Fixtures and Light Bulbs > 5 Inch to 6 Inch 12 Watt 800 Lumen LED Recessed Downlight Retrofit 2700K - E26 Adapter Included Product Specifications - Quick Reference Lamp Wattage: Working Voltage: 11.5 Watts 120 Volt Dimensions: Rated Life: 7-3/8" W x 2-5/16" H 35,000 Hours Incandescent Equiv: Dimmable: 65 Watts - 800 Lumens Yes Finish Color: Base Type: White Connector Light Color: CRI: 2700K Warm White 90 CRI Certifications: Warranty: Energy Star, Wet Location 5 Year Limited Founded in 1966, Satco is well known as a premier supplier of a variety of lighting products. Satco's extensive catalog includes nearly everything you may be looking for, including LED downlight retrofits. Satco's line of LED downlight retrofits come in 4 inch versions as well as 5 or 6 inch versions. These downlight kits are ultra-efficient and designed to retrofit into existing incandescent recessed downlights. The inegrated LEDs reduce energy consumption up to 80% when compared to 65 Watt incandescent light bulbs and they last 30 times longer! These downlight retrofits are installed with a connector and do include pressure brackets as an alternate installation option. This is the Satco S9724 (11.5WLED/RDL/5-6/27K/120V), dimmable 5/6" recessed 2700K Warm White LED Retrofit with a White Baffle and White Trim Ring. Satco's Retrofit LED Downlights are ultra-efficient, super-easy and very affordable. These LED downlight kits provide 800 lumens of either 2700K, 3000K, 4000K or 5000K brilliant illumination equivalent to the output of a 65 watt BR30 or 18 watt CFL.but requires just 11.5 watts of energy use. These dedicated 120 volt trims meet ENERGY STAR requirements, as well as being Wet Location Rated. The S9724 from Satco fits into many popular 5" or 6" recessed downlight fixtures. This LED downlight has an incredible CRI of 90! All your colors will stand out under this light. The Satco Downlight Retrofit Series has many different application uses including: healthcare, hospitality, office, property management, residential, and retail. Click here to see the complete Satco S9724 5 or 6 Inch LED Downlight Retrofit Specification Sheet. Satco 5 Inch to 6 Inch 12 Watt 800 Lumen LED Recessed Downlight Retrofit 2700K - E26 Adapter Included | 2700 | 90 | 800 | 69.5652 | 35000 | 11.5 | 1 | 11.95 | 11.95 | 14.0417 | 2020Q3 | https://www.greenelectricalsupply.com/5-or-6-11-watt-led-recessed-down-light-retrofit-kit-2700k.aspx | Green Electrical Supply | 2020 | Yes
LED Lighting | Downlight | Manufacturer: Satco | True |  |  |  |  | Recessed, 6" Recessed, 5" Recessed, 5" or 6" Recessed Recessed, 6" Recessed, 5" Recessed, 5" or 6" Recessed Home > Closeout Fixtures and Light Bulbs > 5 Inch to 6 Inch 12 Watt 840 Lumen LED Recessed Downlight Retrofit 4000K - E26 Adapter Included Product Specifications - Quick Reference Lamp Wattage: Working Voltage: 11.5 Watts 120 Volt Dimensions: Rated Life: 7-3/8" W x 2-5/16" H 35,000 Hours Incandescent Equiv: Dimmable: 65 Watts - 840 Lumens Yes Finish Color: Base Type: White Connector Light Color: CRI: 4000K Cool White 90 CRI Certifications: Warranty: Energy Star, Wet Location 5 Year Limited Founded in 1966, Satco is well known as a premier supplier of a variety of lighting products. Satco's extensive catalog includes nearly everything you may be looking for, including LED downlight retrofits. Satco's line of LED downlight retrofits come in 4 inch versions as well as 5 or 6 inch versions. These downlight kits are ultra-efficient and designed to retrofit into existing incandescent recessed downlights. The inegrated LEDs reduce energy consumption up to 80% when compared to 65 Watt incandescent light bulbs and they last 30 times longer! These downlight retrofits are installed with a connector and do include pressure brackets as an alternate installation option. This is the Satco S9726 (11.5WLED/RDL/5-6/40K/120V), dimmable 5/6" recessed 4000K Cool White LED Retrofit with a White Baffle and White Trim Ring. Satco's Retrofit LED Downlights are ultra-efficient, super-easy and very affordable. These LED downlight kits provide 840 lumens of either 2700K, 3000K, 4000K or 5000K brilliant illumination equivalent to the output of a 65 watt BR30 or 18 watt CFL.but requires just 11.5 watts of energy use. These dedicated 120 volt trims meet ENERGY STAR requirements, as well as being Wet Location Rated. The S9726 from Satco fits into many popular 5" or 6" recessed downlight fixtures. This LED downlight has an incredible CRI of 90! All your colors will stand out under this light. The Satco Downlight Retrofit Series has many different application uses including: healthcare, hospitality, office, property management, residential, and retail. Click here to see the complete Satco S9726 5 or 6 Inch LED Downlight Retrofit Specification Sheet. Satco 5 Inch to 6 Inch 12 Watt 840 Lumen LED Recessed Downlight Retrofit 4000K - E26 Adapter Included | 4000 | 90 | 840 | 73.0435 | 35000 | 11.5 | 1 | 11.95 | 11.95 | 14.0417 | 2020Q3 | https://www.greenelectricalsupply.com/5-or-6-inch-11-watt-led-recessed-down-light-retrofit-kit-4000k.aspx | Green Electrical Supply | 2020 | Yes
LED Lighting | Downlight | Manufacturer: Satco | True | Daylighting/Photocell, |  |  |  | Recessed, 6" Recessed, 5" Recessed, 5" or 6" Recessed Recessed, 6" Recessed, 5" Recessed, 5" or 6" Recessed Home > Closeout Fixtures and Light Bulbs > 5 Inch to 6 Inch 12 Watt 840 Lumen LED Recessed Downlight Retrofit 5000K - E26 Adapter Included Product Specifications - Quick Reference Lamp Wattage: Working Voltage: 11.5 Watts 120 Volt Dimensions: Rated Life: 7-3/8" W x 2-5/16" H 35,000 Hours Incandescent Equiv: Dimmable: 65 Watts - 840 Lumens Yes Finish Color: Base Type: White Connector Light Color: CRI: 5000K Daylight 90 CRI Certifications: Warranty: Energy Star, Wet Location 5 Year Limited Founded in 1966, Satco is well known as a premier supplier of a variety of lighting products. Satco's extensive catalog includes nearly everything you may be looking for, including LED downlight retrofits. Satco's line of LED downlight retrofits come in 4 inch versions as well as 5 or 6 inch versions. These downlight kits are ultra-efficient and designed to retrofit into existing incandescent recessed downlights. The inegrated LEDs reduce energy consumption up to 80% when compared to 65 Watt incandescent light bulbs and they last 30 times longer! These downlight retrofits are installed with a connector and do include pressure brackets as an alternate installation option. This is the Satco S9727 (11.5WLED/RDL/5-6/50K/120V), dimmable 5/6" recessed 5000K Daylight LED Retrofit with a White Baffle and White Trim Ring. Satco's Retrofit LED Downlights are ultra-efficient, super-easy and very affordable. These LED downlight kits provide 840 lumens of either 2700K, 3000K, 4000K or 5000K brilliant illumination equivalent to the output of a 65 watt BR30 or 18 watt CFL.but requires just 11.5 watts of energy use. These dedicated 120 volt trims meet ENERGY STAR requirements, as well as being Wet Location Rated. The S9727 from Satco fits into many popular 5" or 6" recessed downlight fixtures. This LED downlight has an incredible CRI of 90! All your colors will stand out under this light. The Satco Downlight Retrofit Series has many different application uses including: healthcare, hospitality, office, property management, residential, and retail. Click here to see the complete Satco S9727 5 or 6 Inch LED Downlight Retrofit Specification Sheet. Satco 5 Inch to 6 Inch 12 Watt 840 Lumen LED Recessed Downlight Retrofit 5000K - E26 Adapter Included | 5000 | 90 | 840 | 73.0435 | 35000 | 11.5 | 1 | 11.95 | 11.95 | 14.0417 | 2020Q3 | https://www.greenelectricalsupply.com/5-or-6-inch-11-watt-led-recessed-down-light-retrofit-kit-5000k.aspx | Green Electrical Supply | 2020 | Yes
LED Lighting | Downlight | Manufacturer: Eiko | True |  |  |  | Medium E26, GU24 | Recessed, 6" Recessed, 5" Recessed, 5" or 6" Recessed Recessed, 6" Recessed, 5" Recessed, 5" or 6" Recessed Home > LED Indoor Light Fixtures > LED Downlights and Trims > 6 Inch Retrofits > Round > 2700K Soft White > 5 Inch to 6 Inch 11 Watt 700 Lumen LED Recessed Downlight Retrofit 2700K - E26 and GU24 Adapter Included Product Specifications - Quick Reference Lamp Wattage: Working Voltage: 11 Watts 120 Volt Dimensions: Rated Life: 7.48" W x 3.2" H 50,000 Hours Incandescent Equiv: Dimmable: 65 Watts - 700 Lumens Yes - Down to 10% Baffle Color: Trim Ring Color: White White Light Color: CRI: 2700K Warm White 90 CRI Certifications: Warranty: Energy Star, Wet Location 5 Year Limited For over 38 years, EiKO has been delivering one of the industry's best lighting products. Carrying over 5,000 SKUs and a broad selection, EiKO is committed to providing innovative products, unique solutions, and unmatched support to its customers. Now, EiKO has released their DK6 Series, 5 or 6 inch LED downlight retrofit kits. These downlight kits are ultra-efficient and designed to retrofit into existing incandescent recessed downlights. The inegrated LEDs reduce energy consumption up to 80% when compared to 65 Watt incandescent light bulbs and they last 30 times longer! These downlight retrofits come with both Medium E26 bases and GU24 for easy direct replacement. This is the EiKO LED-DK6-11W927-DIM-G7 (09681), dimmable 5/6" recessed 2700K LED Retrofit with a White Baffle and White Trim Ring. EiKO's Retrofit LED Downlights are ultra-efficient, super-easy and very affordable. These LED downlight kits provide 700 lumens of either 2700K, 3000K, 4000K or 5000K brilliant illumination equivalent to the output of a 65 watt BR30 or 18 watt CFL.but requires just 11 watts of energy use. These dedicated 120 volt trims meet ENERGY STAR requirements, as well as being Wet Location Rated and IC Rated for use in insulated ceilings. The 09681 from EiKO is instant-on with no warm-up time, and it does fit many popular 5" or 6" recessed downlight fixtures. The trim is integrated white alumnium that is power coated. This LED downlight has an incredible CRI of 90! All your colors will stand out under this light. Click here to see the complete EiKO DK6 Series LED Downlight Retrofit Specification Sheet. The EiKO DK6 Series has many different application uses including: healthcare, hospitality, office, property management, residential, and retail. Click here to see the complete EiKO DK6 Series LED Downlight Retrofit Installation Instructions. Eiko 5 Inch to 6 Inch 11 Watt 700 Lumen LED Recessed Downlight Retrofit 2700K - E26 and GU24 Adapter Included | 2700 | 90 | 700 | 63.6364 | 50000 | 11 | 1 | 8.33 | 8.33 | 9.7881 | 2020Q3 | https://www.greenelectricalsupply.com/5-or-6-inch-11-watt-led-recessed-downlight-retrofit-kit-2700k.aspx | Green Electrical Supply | 2020 | Yes
LED Lighting | Downlight | Manufacturer: Eiko | True |  |  |  | Medium E26, GU24 | Recessed, 6" Recessed, 5" Recessed, 5" or 6" Recessed Recessed, 6" Recessed, 5" Recessed, 5" or 6" Recessed Home > Closeout Fixtures and Light Bulbs > 5 Inch to 6 Inch 11 Watt 700 Lumen LED Recessed Downlight Retrofit 3000K - E26 and GU24 Adapter Included Product Specifications - Quick Reference Lamp Wattage: Working Voltage: 11 Watts 120 Volt Dimensions: Rated Life: 7.48" W x 3.2" H 50,000 Hours Incandescent Equiv: Dimmable: 65 Watts - 700 Lumens Yes - Down to 10% Baffle Color: Trim Ring Color: White White Light Color: CRI: 3000K Warm White 90 CRI Certifications: Warranty: Energy Star, Wet Location 5 Year Limited For over 38 years, EiKO has been delivering one of the industry's best lighting products. Carrying over 5,000 SKUs and a broad selection, EiKO is committed to providing innovative products, unique solutions, and unmatched support to its customers. Now, EiKO has released their DK6 Series, 5 or 6 inch LED downlight retrofit kits. These downlight kits are ultra-efficient and designed to retrofit into existing incandescent recessed downlights. The inegrated LEDs reduce energy consumption up to 80% when compared to 65 Watt incandescent light bulbs and they last 30 times longer! These downlight retrofits come with both Medium E26 bases and GU24 for easy direct replacement. This is the EiKO LED-DK6-11W930-DIM-G7 (09682), dimmable 5/6" recessed 3000K LED Retrofit with a White Baffle and White Trim Ring. EiKO's Retrofit LED Downlights are ultra-efficient, super-easy and very affordable. These LED downlight kits provide 700 lumens of either 2700K, 3000K, 4000K or 5000K brilliant illumination equivalent to the output of a 65 watt BR30 or 18 watt CFL.but requires just 11 watts of energy use. These dedicated 120 volt trims meet ENERGY STAR requirements, as well as being Wet Location Rated and IC Rated for use in insulated ceilings. The 09682 from EiKO is instant-on with no warm-up time, and it does fit many popular 5" or 6" recessed downlight fixtures. The trim is integrated white alumnium that is power coated. This LED downlight has an incredible CRI of 90! All your colors will stand out under this light. Click here to see the complete EiKO DK6 Series LED Downlight Retrofit Specification Sheet. The EiKO DK6 Series has many different application uses including: healthcare, hospitality, office, property management, residential, and retail. Click here to see the complete EiKO DK6 Series LED Downlight Retrofit Installation Instructions. Eiko 5 Inch to 6 Inch 11 Watt 700 Lumen LED Recessed Downlight Retrofit 3000K - E26 and GU24 Adapter Included | 3000 | 90 | 700 | 63.6364 | 50000 | 11 | 1 | 8.12 | 8.12 | 9.5413 | 2020Q3 | https://www.greenelectricalsupply.com/5-or-6-inch-11-watt-led-recessed-downlight-retrofit-kit-3000k.aspx | Green Electrical Supply | 2020 | Yes
LED Lighting | Downlight | Manufacturer: Eiko | True |  |  |  | Medium E26, GU24 | Recessed, 6" Recessed, 5" Recessed, 5" or 6" Recessed Recessed, 6" Recessed, 5" Recessed, 5" or 6" Recessed Home > Closeout Fixtures and Light Bulbs > 5 Inch to 6 Inch 11 Watt 700 Lumen LED Recessed Downlight Retrofit 4000K - E26 and GU24 Adapter Included Product Specifications - Quick Reference Lamp Wattage: Working Voltage: 11 Watts 120 Volt Dimensions: Rated Life: 7.48" W x 3.2" H 50,000 Hours Incandescent Equiv: Dimmable: 65 Watts - 700 Lumens Yes - Down to 10% Baffle Color: Trim Ring Color: White White Light Color: CRI: 4000K Cool White 90 CRI Certifications: Warranty: Energy Star, Wet Location 5 Year Limited For over 38 years, EiKO has been delivering one of the industry's best lighting products. Carrying over 5,000 SKUs and a broad selection, EiKO is committed to providing innovative products, unique solutions, and unmatched support to its customers. Now, EiKO has released their DK6 Series, 5 or 6 inch LED downlight retrofit kits. These downlight kits are ultra-efficient and designed to retrofit into existing incandescent recessed downlights. The inegrated LEDs reduce energy consumption up to 80% when compared to 65 Watt incandescent light bulbs and they last 30 times longer! These downlight retrofits come with both Medium E26 bases and GU24 for easy direct replacement. This is the EiKO LED-DK6-11W940-DIM-G7 (09683), dimmable 5/6" recessed 4000K LED Retrofit with a White Baffle and White Trim Ring. EiKO's Retrofit LED Downlights are ultra-efficient, super-easy and very affordable. These LED downlight kits provide 700 lumens of either 2700K, 3000K, 4000K or 5000K brilliant illumination equivalent to the output of a 65 watt BR30 or 18 watt CFL.but requires just 11 watts of energy use. These dedicated 120 volt trims meet ENERGY STAR requirements, as well as being Wet Location Rated and IC Rated for use in insulated ceilings. The 09681 from EiKO is instant-on with no warm-up time, and it does fit many popular 5" or 6" recessed downlight fixtures. The trim is integrated white alumnium that is power coated. This LED downlight has an incredible CRI of 90! All your colors will stand out under this light. Click here to see the complete EiKO DK6 Series LED Downlight Retrofit Specification Sheet. The EiKO DK6 Series has many different application uses including: healthcare, hospitality, office, property management, residential, and retail. Click here to see the complete EiKO DK6 Series LED Downlight Retrofit Installation Instructions. Eiko 5 Inch to 6 Inch 11 Watt 700 Lumen LED Recessed Downlight Retrofit 4000K - E26 and GU24 Adapter Included | 4000 | 90 | 700 | 63.6364 | 50000 | 11 | 1 | 9.23 | 9.23 | 10.8456 | 2020Q3 | https://www.greenelectricalsupply.com/5-or-6-inch-11-watt-led-recessed-downlight-retrofit-kit-4000k.aspx | Green Electrical Supply | 2020 | Yes
LED Lighting | Downlight | Manufacturer: Eiko | True | Daylighting/Photocell, |  |  | Medium E26, GU24 | Recessed, 6" Recessed, 5" Recessed, 5" or 6" Recessed Recessed, 6" Recessed, 5" Recessed, 5" or 6" Recessed Home > Closeout Fixtures and Light Bulbs > 5 Inch to 6 Inch 11 Watt 700 Lumen LED Recessed Downlight Retrofit 5000K - E26 and GU24 Adapter Included Product Specifications - Quick Reference Lamp Wattage: Working Voltage: 11 Watts 120 Volt Dimensions: Rated Life: 7.48" W x 3.2" H 50,000 Hours Incandescent Equiv: Dimmable: 65 Watts - 700 Lumens Yes - Down to 10% Baffle Color: Trim Ring Color: White White Light Color: CRI: 5000K Daylight 90 CRI Certifications: Warranty: Energy Star, Wet Location 5 Year Limited For over 38 years, EiKO has been delivering one of the industry's best lighting products. Carrying over 5,000 SKUs and a broad selection, EiKO is committed to providing innovative products, unique solutions, and unmatched support to its customers. Now, EiKO has released their DK6 Series, 5 or 6 inch LED downlight retrofit kits. These downlight kits are ultra-efficient and designed to retrofit into existing incandescent recessed downlights. The inegrated LEDs reduce energy consumption up to 80% when compared to 65 Watt incandescent light bulbs and they last 30 times longer! These downlight retrofits come with both Medium E26 bases and GU24 for easy direct replacement. This is the EiKO LED-DK6-11W950-DIM-G7 (09684), dimmable 5/6" recessed 5000K LED Retrofit with a White Baffle and White Trim Ring. EiKO's Retrofit LED Downlights are ultra-efficient, super-easy and very affordable. These LED downlight kits provide 700 lumens of either 2700K, 3000K, 4000K or 5000K brilliant illumination equivalent to the output of a 65 watt BR30 or 18 watt CFL.but requires just 11 watts of energy use. These dedicated 120 volt trims meet ENERGY STAR requirements, as well as being Wet Location Rated and IC Rated for use in insulated ceilings. The 09684 from EiKO is instant-on with no warm-up time, and it does fit many popular 5" or 6" recessed downlight fixtures. The trim is integrated white alumnium that is power coated. This LED downlight has an incredible CRI of 90! All your colors will stand out under this light. Click here to see the complete EiKO DK6 Series LED Downlight Retrofit Specification Sheet. The EiKO DK6 Series has many different application uses including: healthcare, hospitality, office, property management, residential, and retail. Click here to see the complete EiKO DK6 Series LED Downlight Retrofit Installation Instructions. Eiko 5 Inch to 6 Inch 11 Watt 700 Lumen LED Recessed Downlight Retrofit 5000K - E26 and GU24 Adapter Included | 5000 | 90 | 700 | 63.6364 | 50000 | 11 | 1 | 9.23 | 9.23 | 10.8456 | 2020Q3 | https://www.greenelectricalsupply.com/5-or-6-inch-11-watt-led-recessed-downlight-retrofit-kit-5000k.aspx | Green Electrical Supply | 2020 | Yes
LED Lighting | Downlight | Manufacturer: Halco Lighting Technologies | True |  |  |  | Medium E26 | 6" Recessed, 5" Recessed, 5" or 6" Recessed 6" Recessed, 5" Recessed, 5" or 6" Recessed Home > LED Indoor Light Fixtures > LED Downlights and Trims > 6 Inch Retrofits > Round > 3000K Warm White > 5 or 6 Inch 13 Watt 1100 Lumen 90CRI 120V Wet Location Dimmable LED Downlight Retrofit 3000K Product Specifications - Quick Reference Lamp Wattage: Working Voltage: 12.5 Watts 120 Volt Dimensions: Rated Life: 7.32" W x 2.92" H 50,000 Hours Incandescent Equiv: Dimmable: 100 Watts - 1100 Lumens Yes Finish Color: Base Type: White Medium E26 Connector Light Color: CRI: 3000K Warm White 90 CRI Certifications: Warranty: Energy Star, Wet Location 5 Year Limited Halco Lighting Technologies continues to expand their ProLED line of incredible LED products. These LED downlights provide a reliable performance in a budget-friendly design. Halco's line of LED downlight retrofits come in 4 inch versions as well as 5/6 inch versions. The inegrated LEDs reduce energy consumption up to 85% when compared to 100 Watt incandescent light bulbs and they last 30 times longer! These ENERGY STAR certified downlight retrofits come with Medium E26 socket adapter for an easy direct replacement, saving you time and money! This is the Halco ProLED 99746 (DL6FR12/930/LED3), replacement for 99646 (DL6FR15/930/ECO/LED2), a dimmable 5"/6" recessed 3000K Warm White LED Retrofit with a White Baffle and White Trim Ring. Halco's Retrofit LED Downlights are ultra-efficient, super-easy and very affordable. These LED downlight kits provide 1100 lumens of either 2700K, 3000K, 4000K or 5000K brilliant illumination equivalent to the output of a 100 watt BR30 but requires just 12 watts of energy use. These dedicated 120 volt trims meet ENERGY STAR requirements, as well as being Wet Location Rated. The 99746 from Halco fits into many popular 5" and 6" recessed downlight fixtures. The retrofit is for use with recessed housings with an E26 socket only. This LED downlight has an incredible CRI of 90! All your colors will stand out under this light. The Halco Downlight Retrofit Series has many different application uses including: healthcare, hospitality, office, property management, residential, and retail. Click here to see the complete Halco 6 Inch ProLED Series 3 Downlight Retrofit Specification Sheet. Halco Lighting Technologies 5 or 6 Inch 13 Watt 1100 Lumen 90CRI 120V Wet Location Dimmable LED Downlight Retrofit 3000K | 3000 | 90 | 1100 | 88 | 50000 | 12.5 | 1 | 10.23 | 10.23 | 12.0206 | 2020Q3 | https://www.greenelectricalsupply.com/5-or-6-inch-13-watt-1100-lumen-led-downlight-retrofit-3000k.aspx | Green Electrical Supply | 2020 | Yes
LED Lighting | Downlight | Manufacturer: Eiko | True |  |  |  | Medium E26, GU24 | Recessed, 6" Recessed, 5" Recessed, 5" or 6" Recessed Recessed, 6" Recessed, 5" Recessed, 5" or 6" Recessed Home > Closeout Fixtures and Light Bulbs > 5 Inch to 6 Inch 15 Watt 1100 Lumen LED Recessed Downlight Retrofit 2700K - E26 and GU24 Adapter Included Product Specifications - Quick Reference Lamp Wattage: Working Voltage: 15 Watts 120 Volt Dimensions: Rated Life: 7.48" W x 3.2" H 50,000 Hours Incandescent Equiv: Dimmable: 90 Watts - 1100 Lumens Yes - Down to 10% Baffle Color: Trim Ring Color: White White Light Color: CRI: 2700K Warm White 90 CRI Certifications: Warranty: Energy Star, Wet Location 5 Year Limited For over 38 years, EiKO has been delivering one of the industry's best lighting products. Carrying over 5,000 SKUs and a broad selection, EiKO is committed to providing innovative products, unique solutions, and unmatched support to its customers. Now, EiKO has released their DK6 Series, 5 or 6 inch LED downlight retrofit kits. These downlight kits are ultra-efficient and designed to retrofit into existing incandescent recessed downlights. The inegrated LEDs reduce energy consumption up to 80% when compared to 65 Watt incandescent light bulbs and they last 30 times longer! These downlight retrofits come with both Medium E26 bases and GU24 for easy direct replacement. This is the EiKO LED-DK6-15W927-DIM-G7 (09685), dimmable 5/6" recessed 2700K LED Retrofit with a White Baffle and White Trim Ring. EiKO's Retrofit LED Downlights are ultra-efficient, super-easy and very affordable. These LED downlight kits provide 1100 lumens of either 2700K, 3000K, 4000K or 5000K brilliant illumination equivalent to the output of a 90 watt BR30 incandescent bulb.but requires just 15 watts of energy use. These dedicated 120 volt trims meet ENERGY STAR requirements, as well as being Wet Location Rated and IC Rated for use in insulated ceilings. The 09685 from EiKO is instant-on with no warm-up time, and it does fit many popular 5" or 6" recessed downlight fixtures. The trim is integrated white alumnium that is power coated. This LED downlight has an incredible CRI of 90! All your colors will stand out under this light. Click here to see the complete EiKO DK6 Series LED Downlight Retrofit Specification Sheet. The EiKO DK6 Series has many different application uses including: healthcare, hospitality, office, property management, residential, and retail. Click here to see the complete EiKO DK6 Series LED Downlight Retrofit Installation Instructions. Eiko 5 Inch to 6 Inch 15 Watt 1100 Lumen LED Recessed Downlight Retrofit 2700K - E26 and GU24 Adapter Included | 2700 | 90 | 1100 | 73.3333 | 50000 | 15 | 1 | 12.3 | 12.3 | 14.453 | 2020Q3 | https://www.greenelectricalsupply.com/5-or-6-inch-15-watt-led-recessed-downlight-retrofit-kit-2700k.aspx | Green Electrical Supply | 2020 | Yes
LED Lighting | Downlight | Manufacturer: Eiko | True |  |  |  | Medium E26, GU24 | Recessed, 6" Recessed, 5" Recessed, 5" or 6" Recessed Recessed, 6" Recessed, 5" Recessed, 5" or 6" Recessed Home > Closeout Fixtures and Light Bulbs > 5 Inch to 6 Inch 15 Watt 1100 Lumen LED Recessed Downlight Retrofit 3000K - E26 and GU24 Adapter Included Product Specifications - Quick Reference Lamp Wattage: Working Voltage: 15 Watts 120 Volt Dimensions: Rated Life: 7.48" W x 3.2" H 50,000 Hours Incandescent Equiv: Dimmable: 90 Watts - 1100 Lumens Yes - Down to 10% Baffle Color: Trim Ring Color: White White Light Color: CRI: 3000K Warm White 90 CRI Certifications: Warranty: Energy Star, Wet Location 5 Year Limited For over 38 years, EiKO has been delivering one of the industry's best lighting products. Carrying over 5,000 SKUs and a broad selection, EiKO is committed to providing innovative products, unique solutions, and unmatched support to its customers. Now, EiKO has released their DK6 Series, 5 or 6 inch LED downlight retrofit kits. These downlight kits are ultra-efficient and designed to retrofit into existing incandescent recessed downlights. The inegrated LEDs reduce energy consumption up to 80% when compared to 65 Watt incandescent light bulbs and they last 30 times longer! These downlight retrofits come with both Medium E26 bases and GU24 for easy direct replacement. This is the EiKO LED-DK6-15W930-DIM-G7 (09686), dimmable 5/6" recessed 3000K LED Retrofit with a White Baffle and White Trim Ring. EiKO's Retrofit LED Downlights are ultra-efficient, super-easy and very affordable. These LED downlight kits provide 1100 lumens of either 2700K, 3000K, 4000K or 5000K brilliant illumination equivalent to the output of a 90 watt BR30 incandescent bulb.but requires just 15 watts of energy use. These dedicated 120 volt trims meet ENERGY STAR requirements, as well as being Wet Location Rated and IC Rated for use in insulated ceilings. The 09686 from EiKO is instant-on with no warm-up time, and it does fit many popular 5" or 6" recessed downlight fixtures. The trim is integrated white alumnium that is power coated. This LED downlight has an incredible CRI of 90! All your colors will stand out under this light. Click here to see the complete EiKO DK6 Series LED Downlight Retrofit Specification Sheet. The EiKO DK6 Series has many different application uses including: healthcare, hospitality, office, property management, residential, and retail. Click here to see the complete EiKO DK6 Series LED Downlight Retrofit Installation Instructions. Eiko 5 Inch to 6 Inch 15 Watt 1100 Lumen LED Recessed Downlight Retrofit 3000K - E26 and GU24 Adapter Included | 3000 | 90 | 1100 | 73.3333 | 50000 | 15 | 1 | 12.3 | 12.3 | 14.453 | 2020Q3 | https://www.greenelectricalsupply.com/5-or-6-inch-15-watt-led-recessed-downlight-retrofit-kit-3000k.aspx | Green Electrical Supply | 2020 | Yes
LED Lighting | Downlight | Manufacturer: Satco | True |  |  |  | Medium E26 | Recessed, 6" Recessed, 5" Recessed, 5" or 6" Recessed Recessed, 6" Recessed, 5" Recessed, 5" or 6" Recessed Home > LED Indoor Light Fixtures > LED Downlights and Trims > 6 Inch Retrofits > Round > 3000K Warm White > 5 Inch to 6 Inch 10 Watt 650 Lumen LED Recessed Downlight Retrofit Kit 3000K - E26 Adapter Included ** Non-CEC Compliant - NOT Lawful for Sale in California ** Product Specifications - Quick Reference Lamp Wattage: Working Voltage: 9.8 Watts 120 Volt Dimensions: Rated Life: 7-3/8" W x 2-5/16" H 35,000 Hours Incandescent Equiv: Dimmable: 65 Watts - 650 Lumens Yes Finish Color: Base Type: White Medium E26 Connector Light Color: CRI: 3000K Warm White 90 CRI Certifications: Warranty: Energy Star, Wet Location 5 Year Limited Founded in 1966, Satco is well known as a premier supplier of a variety of lighting products. Satco's extensive catalog includes nearly everything you may be looking for, including LED downlight retrofits. Satco's line of LED downlight retrofits come in 4 inch versions as well as 5 or 6 inch versions. These downlight kits are ultra-efficient and designed to retrofit into existing incandescent recessed downlights. The inegrated LEDs reduce energy consumption up to 80% when compared to 65 Watt incandescent light bulbs and they last 30 times longer! These downlight retrofits come with Medium E26 bases for easy direct replacement. This is the Satco S29313 (9.8WLED/RDL/5-6/30K/120V), a replacement of S9313, dimmable 5/6" recessed 3000K Warm White LED Retrofit with a White Baffle and White Trim Ring. Satco's Retrofit LED Downlights are ultra-efficient, super-easy and very affordable. These LED downlight kits provide 650 lumens of either 2700K, 3000K, 4000K or 5000K brilliant illumination equivalent to the output of a 65 watt BR30 or 18 watt CFL.but requires just 9.8 watts of energy use. These dedicated 120 volt trims meet ENERGY STAR requirements, as well as being Wet Location Rated. The S29313 from Satco fits into many popular 5" or 6" recessed downlight fixtures. The retrofit is for use with recessed housings with an E26 socket only. This LED downlight has an incredible CRI of 90! All your colors will stand out under this light. The Satco Downlight Retrofit Series has many different application uses including: healthcare, hospitality, office, property management, residential, and retail. Click here to see the complete Satco S29313 5 or 6 Inch LED Downlight Retrofit Specification Sheet. Satco 5 Inch to 6 Inch 10 Watt 650 Lumen LED Recessed Downlight Retrofit Kit 3000K - E26 Adapter Included | 3000 | 90 | 650 | 66.3265 | 35000 | 9.8 | 1 | 11.95 | 11.95 | 14.0417 | 2020Q3 | https://www.greenelectricalsupply.com/5-or-6-inch-led-recessed-down-light-retrofit-kit-3000k.aspx | Green Electrical Supply | 2020 | Yes
LED Lighting | Downlight | Manufacturer: Satco | True |  |  |  | Medium E26 | Recessed, 6" Recessed, 5" Recessed, 5" or 6" Recessed Recessed, 6" Recessed, 5" Recessed, 5" or 6" Recessed Home > LED Indoor Light Fixtures > LED Downlights and Trims > 6 Inch Retrofits > Round > 4000K Cool White > 5 Inch to 6 Inch 10 Watt 650 Lumen LED Recessed Downlight Retrofit Kit 4000K - E26 Adapter Included ** Non-CEC Compliant - NOT Lawful for Sale in California ** Product Specifications - Quick Reference Lamp Wattage: Working Voltage: 9.8 Watts 120 Volt Dimensions: Rated Life: 7-3/8" W x 2-5/16" H 35,000 Hours Incandescent Equiv: Dimmable: 65 Watts - 650 Lumens Yes Finish Color: Base Type: White Medium E26 Connector Light Color: CRI: 4000K Cool White 90 CRI Certifications: Warranty: Energy Star, Wet Location 5 Year Limited Founded in 1966, Satco is well known as a premier supplier of a variety of lighting products. Satco's extensive catalog includes nearly everything you may be looking for, including LED downlight retrofits. Satco's line of LED downlight retrofits come in 4 inch versions as well as 5 or 6 inch versions. These downlight kits are ultra-efficient and designed to retrofit into existing incandescent recessed downlights. The inegrated LEDs reduce energy consumption up to 80% when compared to 65 Watt incandescent light bulbs and they last 30 times longer! These downlight retrofits come with Medium E26 bases for easy direct replacement. This is the Satco S29314 (9.8WLED/RDL/5-6/40K/120V), a replacement of S9314, dimmable 5/6" recessed 4000K Cool White LED Retrofit with a White Baffle and White Trim Ring. Satco's Retrofit LED Downlights are ultra-efficient, super-easy and very affordable. These LED downlight kits provide 650 lumens of either 2700K, 3000K, 4000K or 5000K brilliant illumination equivalent to the output of a 65 watt BR30 or 18 watt CFL.but requires just 9.8 watts of energy use. These dedicated 120 volt trims meet ENERGY STAR requirements, as well as being Wet Location Rated. The S29314 from Satco fits into many popular 5" or 6" recessed downlight fixtures. The retrofit is for use with recessed housings with an E26 socket only. This LED downlight has an incredible CRI of 90! All your colors will stand out under this light. The Satco Downlight Retrofit Series has many different application uses including: healthcare, hospitality, office, property management, residential, and retail. Click here to see the complete Satco S29314 5 or 6 Inch LED Downlight Retrofit Specification Sheet. Satco 5 Inch to 6 Inch 10 Watt 650 Lumen LED Recessed Downlight Retrofit Kit 4000K - E26 Adapter Included | 4000 | 90 | 650 | 66.3265 | 35000 | 9.8 | 1 | 11.95 | 11.95 | 14.0417 | 2020Q3 | https://www.greenelectricalsupply.com/5-or-6-inch-led-recessed-down-light-retrofit-kit-4000k.aspx | Green Electrical Supply | 2020 | Yes
LED Lighting | Downlight | Manufacturer: Satco | True | Daylighting/Photocell, |  |  | Medium E26 | Recessed, 6" Recessed, 5" Recessed, 5" or 6" Recessed Recessed, 6" Recessed, 5" Recessed, 5" or 6" Recessed Home > LED Indoor Light Fixtures > LED Downlights and Trims > 6 Inch Retrofits > Round > 5000K Daylight > 5 Inch to 6 Inch 10 Watt 650 Lumen LED Recessed Downlight Retrofit Kit 5000K - E26 Adapter Included ** Non-CEC Compliant - NOT Lawful for Sale in California ** Product Specifications - Quick Reference Lamp Wattage: Working Voltage: 9.8 Watts 120 Volt Dimensions: Rated Life: 7-3/8" W x 2-5/16" H 35,000 Hours Incandescent Equiv: Dimmable: 65 Watts - 650 Lumens Yes Finish Color: Base Type: White Medium E26 Connector Light Color: CRI: 5000K Daylight 90 CRI Certifications: Warranty: Energy Star, Wet Location 5 Year Limited Founded in 1966, Satco is well known as a premier supplier of a variety of lighting products. Satco's extensive catalog includes nearly everything you may be looking for, including LED downlight retrofits. Satco's line of LED downlight retrofits come in 4 inch versions as well as 5 or 6 inch versions. These downlight kits are ultra-efficient and designed to retrofit into existing incandescent recessed downlights. The inegrated LEDs reduce energy consumption up to 80% when compared to 65 Watt incandescent light bulbs and they last 30 times longer! These downlight retrofits come with Medium E26 bases for easy direct replacement. This is the Satco S29315 (9.8WLED/RDL/5-6/50K/120V), a replacement of S9315, dimmable 5/6" recessed 5000K Daylight LED Retrofit with a White Baffle and White Trim Ring. Satco's Retrofit LED Downlights are ultra-efficient, super-easy and very affordable. These LED downlight kits provide 650 lumens of either 2700K, 3000K, 4000K or 5000K brilliant illumination equivalent to the output of a 65 watt BR30 or 18 watt CFL.but requires just 9.8 watts of energy use. These dedicated 120 volt trims meet ENERGY STAR requirements, as well as being Wet Location Rated. The S29315 from Satco fits into many popular 5" or 6" recessed downlight fixtures. The retrofit is for use with recessed housings with an E26 socket only. This LED downlight has an incredible CRI of 90! All your colors will stand out under this light. The Satco Downlight Retrofit Series has many different application uses including: healthcare, hospitality, office, property management, residential, and retail. Click here to see the complete Satco S29315 5 or 6 Inch LED Downlight Retrofit Specification Sheet. ="center"> Satco 5 Inch to 6 Inch 10 Watt 650 Lumen LED Recessed Downlight Retrofit Kit 5000K - E26 Adapter Included | 5000 | 90 | 650 | 66.3265 | 35000 | 9.8 | 1 | 11.95 | 11.95 | 14.0417 | 2020Q3 | https://www.greenelectricalsupply.com/5-or-6-inch-led-recessed-down-light-retrofit-kit-5000k.aspx | Green Electrical Supply | 2020 | Yes
LED Lighting | Decorative | Manufacturer: Sunlite | True |  |  | Torpedo | Candelabra E12 | Home > LED Light Bulbs > LED Filament Bulbs > LED Torpedo Filament > 5 Watt Candelabra E12 CTC Chandelier Torpedo Tip Filament LED Bulb 600 Lumen 2700K Product Specifications - Quick Reference Lamp Wattage: Working Voltage: 5 Watts 120 Volt Dimensions: Beam Angle: 1.62" W x 4.54"H x 1.62"D 360 Degree Lumen Output: Incandescent Equivalent: 600 Lumens 60 Watt Dimmable: Rated Life: Yes 15,000 Hours Color Temperature: 2700K Warm White Certifications : UL Listed, Energy Star Sunlite LED clear filament styled CTC chandelier bulbs are extremely energy efficient and will greatly reduce your energy costs. These bulbs can last up to 15,000 hours making them virtually maintenance free. These tiny bulbs contain no mercury elements and do not release any hazardous gasses so there is no need to worry in case a bulb breaks and no need for any special recycling as with competing bulbs. With their high efficiency, Sunlite's Torpedo Tip chandelier bulbs low wattage usage does not mean you lose out on brightness. This 120 Volts, 6 watt 60W Replacement, chandelier bulb features a candelabra (E12) base, which produces a comfortable 2700K warm white light at 600 lumens and can fit right into your highly retro stylized room, a modern backdrop, as well as any lighting design project. These lights have smooth dimming range, it should give you perfect ambiance light just like the original tungsten incandescent it replaces This Sunlite 80664-SU 2700K warm white smooth dimming LED filament light is a beautiful chandelier bulb with a torpedo tip. This filament operates on your existing 120V circuit and consumes just 6 watts. These clear LED retrofit lights generate 600 lumens with a CRI of 80. This B11 bulb filament LED torpedo tip light have a 360 degree beam angle to perfectly replace your 60 watt incandescent bulbs. The 80664-SU is uL listed, energy star and comes with a 1 year limited warranty. Click here to see the complete Sunlite LED Filament 5 Watt Torpedo Tip Bulb Specification Sheet. These antique style Sunlite chandelier LED bulbs are rated for 15,000 hours. They are perfect for use in wall sconces, chandeliers, pendents and ceiling fixtures. These 120 volt LED light bulbs come with an E12 candelabra base. The bulb's dimensions are 1.62" wide by 4.54" height by 1.62" in depth. These antique LED lights are compatible with many timers and dimmable using most 120V wall box dimmers. Sunlite 5 Watt Candelabra E12 CTC Chandelier Torpedo Tip Filament LED Bulb 600 Lumen 2700K | 2700 | 80 | 600 | 120 | 15000 | 5 | 1 | 5.56 | 5.56 | 6.5332 | 2020Q3 | https://www.greenelectricalsupply.com/5-watt-candelabra-e12-ctc-chandelier-torpedo-tip-filament-led-bulb-600-lumen-2700k.aspx | Green Electrical Supply | 2020 | Yes
LED Lighting | Downlight | Manufacturer: Light Efficient Design | False |  |  | PAR38 | Mogul E39 | 6" Recessed, 8" Recessed, By-Pass LED 6" Recessed, 8" Recessed, By-Pass LED Home > LED Commercial Fixtures > 277 Volt LED Lighting > 50 Watt 4886 Lumen 45 Degree Beam 120-277V E39 Mogul PAR38 LED Retrofit Light Bulb 5000K Product Specifications - Quick Reference Input Voltage: Dimmable: 120 to 277 Volt NO - Not Dimmable Dimensions: Base: 4.72" Wide x 7.01" Long E39 Mogul Base LED Color: 5000 Kelvin Rated Life Span: Up To 50,000 Hours Lumens: Lumens Per Watt: 4,886 Lumens 92 Lumens/Watt Beam Angle: HID Retrofit For: 45 Degree 175 Watt HID Traditional HID and HPS warehouse lighting is responsible for up to 3/4 of a warehouse facilitys energy expenditures. This includes not only the cost of energy, but also the cost of maintenance. Factor in the potential for accident when re-lamping highly placed fixtures, and the argument for retrofitting LED is compelling. LED lighting delivers 80% direct energy savings over incandescent technology and at 35,000 to 50,000 hours of operation, LED lights will continue to be in service for a decade or more. As of 2010, the estimated cost of lighting a warehouse is around $1 per square foot per year. With Light Efficient Design's Site / Warehouse / Garage fixtures, energy consumption can be reduced between 50 to 90%. For a 200,000 square foot storage facility lighting costs can fall from $200,000 per annum to as low as $20,000. Coupling these instant on, flicker free lights with intelligent lighting control systems can further help reduce lighting costs to $10,000. Light Efficient Design's LED Site / Warehouse / Garage / Recessed lamps are solid state and are not affected by on-off cycling. They are therefore perfect for pairing with intelligent lighting control systems that provide real time, dynamic lighting level control. Here is Light Efficient Design's Low Bay/Garage Light/ 6"-8" Recessed retrofit LED bulbs. Part number LED-8045M50 (LED-8045-DL) consumes just 50 watts of 120 to 277 volt energy, produces a 5000K 80 CRI light color and is an excellent replacement for your current 175 watt High Pressure Sodium (HPS) or Metal Halide light bulb. Utilizing 3 Chip-On-Board (COB) LEDs, this LED retrofit bulb will produce 4,886 Lumens of light output and a rated life of up to 50,000 hours. Give them a try - You will be very pleasantly surprised. Click here to see the complete LED-8045M 6"-8" Recessed Retrofit LED Specification Sheet. These LED bulbs have a 45 degree beam angle and the screw-in E39 mogul base mounting easily integrates energy saving LED technology into your standard light fixtures. The physical dimensions of the Light Efficient Design LED retrofit are 7.01 long by 4.72 wide. These LED retrofit bulbs carry a 5 Year Limited Warranty. Click here to see the complete Light Efficient Design Limited Warranty. The LED-8045M50 50 watt LED lamp has been designed to retrofit existing E39 mogul base low bay, garage light, 6"-8" recessed lighting or roadway, flood, spot or post top installations, thereby reducing maintenance and energy expenditures in commercial, retail displays, hotel, motel and resort applications and as an energy saving light source for new fixtures and installations. Click here to see the LED-8045 Installation Instructions. Light Efficient Design 50 Watt 4886 Lumen 45 Degree Beam 120-277V E39 Mogul PAR38 LED Retrofit Light Bulb 5000K | 5000 | 80 | 4886 | 97.72 | 50000 | 50 | 1 | 94.63 | 94.63 | 111.1939 | 2020Q3 | https://www.greenelectricalsupply.com/50-watt-par38-led-120v-277v-5000k.aspx | Green Electrical Supply | 2020 | No
LED Lighting | Decorative | Manufacturer: Sylvania Lighting | True |  |  | ST19 | Medium E26 | Home > LED Light Bulbs > LED Filament Bulbs > LED ST19/S19 Filament > 7 Watt LED ST19 Vintage Filament Light Bulb E26 Medium Base 2200K Product Specifications - Quick Reference Lamp Wattage: Working Voltage: 6.5 Watts 120 Volt Dimmable: Rated Life: Yes 15,000 Hours Lumen Output: 590 Lumens Finish: Amber Color Color Temperature: 2200K Soft White Certifications: RoHS If you are looking for the antique style, old fashioned Edison style ST19 incandescent look and feel with all the energy efficient benefits LED technology can provide, this is the bulb for you. The Sylvania LED Filament Lamps are the perfect vintage light bulb with an historically accurate and beautifully reproduced design, perfect for restaurants and hospitality environments. The LEDs are aligned inside a transparent amber coated lamp to maintain the look of traditional vintage incandescent filaments. Rated up to 15,000 hours at 70% lumen maintenance, SYLVANIA LED Vintage lamps offer years of service and reduce energy and maintenance costs. SYLVANIA LED lamps are environmentally preferred products. They are RoHS compliant and contain no mercury, lead or other hazardous materials. They emit no UV or IR radiation. A CRI of 80 ensures good color definition. Available in 2175K CCT, these lamps can be used in many applications. This SYLVANIA LEDVANCE LED6.5ST19/DIM/822/VIN/RP (75353) LED Vinatge Filament Bulb produces a beautiful 2200K Soft White color temperature and operates on your existing 120V circuit consuming just 6.5 watts. These soft white ST19 incandescent LED retrofit lights generate 590 lumens with a CRI of 80. The 75353 are RoHS compliant. Want that old vintage look in your business or even wedding? These LED light bulbs are perfect for you. They create that warm glow of incandescent bulbs and have the look of the old Edison bulbs. Click here to see the complete Sylvania LED Vintage Lamp Specification Sheet. Instant on at full brightness and lead free these SYLVANIA ST19 incandescent shape LED bulbs are rated for 15,000 hours. These 120 volt LED light bulbs fit most fixtures with medium E26 base. The bulb's dimensions are 2.28" wide by 5.43" inches MOL. These LED clear filament lights are dimmable using most 120V wall box dimmers and have a 5 Year Limited Warranty. Sylvania Lighting 7 Watt LED ST19 Vintage Filament Light Bulb E26 Medium Base 2200K | 2200 | 80 | 590 | 90.7692 | 15000 | 6.5 | 1 | 6.57 | 6.57 | 7.72 | 2020Q3 | https://www.greenelectricalsupply.com/6-5-watt-led-st19-vintage-filament-light-bulb-e26-medium-base-2200k.aspx | Green Electrical Supply | 2020 | Yes
LED Lighting | Decorative | Manufacturer: Satco | True |  |  | G25 | Medium E26 | Home > LED Light Bulbs > LED Globe Bulbs > LED G25 Globe > 2700K Warm White > 6.5 Watt Clear LED G25 Globe Filament Bulb E26 120V 2700K ** Non-CEC Compliant - NOT Lawful for Sale in California ** Product Specifications - Quick Reference Lamp Wattage: Working Voltage: 6.5 Watts 120 Volt Dimensions: Beam Angle: 3.13" x 4.375" (MOL) 360 Degree Omni-directional Lumen Output: Incandescent Equivalent: 800 Lumens 40 Watt Dimmable: Rated Life: Yes 15,000 Hours Color Temperature: 2700K Warm White Warranty: 3 Year Limited If you are looking for the antique style, traditional incandescent globe look and feel with all the energy efficient benefits LED technology can provide, this is the bulb for you. The Satco LED Filament Lamps are the perfect vintage light bulb with an historically accurate and beautifully reproduced design, perfect for use in restaurants or hospitality applications. The LEDs are aligned inside a clear lamp to maintain the look of clear incandescent filaments. This Satco S9564 2700K warm white smooth dimming old fashioned style LED filament light operates on your existing 120V circuit and consumes just 6.5 watts. These clear G25 incandescent LED retrofit lights generate 800 lumens with a CRI of 80. The omni-directional filament LED light bulbs have a 360® beam angle to perfectly replace your 60 watt incandescent bulbs. The S9564 is uL listed for totally enclosed fixtures and is damp location rated. Want that rustic look in your business or even wedding? These old fashioned light bulbs are perfect for you. They create that warm orange glow all while creating that steampunk or industrial design. Click here to see the complete Satco LED Filament Lamp S9564 Specification Sheet. Instant on at full brightness and mercury free - environmentally positive - generates no IR or UV - protects valuable objects - these Satco G25 incandescent globe shape LED bulbs are rated for 15,000 hours. These 120 volt LED light bulbs fit most fixtures with E26 base. The bulb's dimensions are 3.13" wide by 4.375" inches MOL. These antique LED lights are compatible with many timers and dimmable using most 120V wall box dimmers (see a compatible dimmer option in the related products below). Satco 6.5 Watt Clear LED G25 Globe Filament Bulb E26 120V 2700K | 2700 | 80 | 800 | 123.0769 | 15000 | 6.5 | 1 | 7.95 | 7.95 | 9.3416 | 2020Q3 | https://www.greenelectricalsupply.com/6-5w-g25-gen2-led-filament-bulb.aspx | Green Electrical Supply | 2020 | Yes
LED Lighting | Decorative | Manufacturer: Satco | True |  |  | G40 | Medium E26 | Home > LED Light Bulbs > LED Globe Bulbs > LED G40 Globe > 6.5 Watt Clear LED G40 Globe Filament Bulb 120V 2700K ** Non-CEC Compliant - NOT Lawful for Sale in California ** Product Specifications - Quick Reference Lamp Wattage: Working Voltage: 6.5 Watts 120 Volt Dimensions: Beam Angle: 5" x 6.375" (MOL) 360 Degree Omni-directional Lumen Output: Incandescent Equivalent: 800 Lumens 60 Watt Dimmable: Rated Life: Yes 15,000 Hours Color Temperature: 2700K Warm White Warranty: 3 Year Limited If you are looking for the antique style, traditional incandescent globe look and feel with all the energy efficient benefits LED technology can provide, this is the bulb for you. The Satco LED Filament Lamps are the perfect vintage light bulb with an historically accurate and beautifully reproduced design, perfect for use in restaurants or hospitality applications. The LEDs are aligned inside a clear lamp to maintain the look of clear incandescent filaments. This Satco S9566 (the next generation product that replaced the S9257) 2700K warm white smooth dimming vintage style LED filament light operates on your existing 120V circuit and consumes just 6.5 watts. These clear G40 incandescent LED retrofit lights generate 800 lumens with a CRI of 80. The omni-directional filament LED light bulbs have a 360® beam angle to perfectly replace your 60 watt incandescent bulbs. The S9566 is UL listed for totally enclosed fixtures and is damp location rated. Want that rustic look in your business or even wedding? These old fashioned light bulbs are perfect for you. They create that warm orange glow all while creating that steampunk or industrial design. Click here to see the complete Satco LED Filament Lamp S9566 Specification Sheet. Instant on at full brightness and mercury free - environmentally positive - generates no IR or UV - protects valuable objects - these Satco G40 incandescent globe shape LED bulbs are rated for 15,000 hours. These 120 volt LED light bulbs fit most fixtures with E26 base. The bulb's dimensions are 5" wide by 6.375" inches MOL. These antique LED lights are compatible with many timers and dimmable using most 120V wall box dimmers (see a compatible dimmer option in the related products below). Satco 6.5 Watt Clear LED G40 Globe Filament Bulb 120V 2700K | 2700 | 80 | 800 | 123.0769 | 15000 | 6.5 | 1 | 8.95 | 8.95 | 10.5166 | 2020Q3 | https://www.greenelectricalsupply.com/6-5w-g40-gen2-led-filament-bulb.aspx | Green Electrical Supply | 2020 | Yes
LED Lighting | Decorative | Manufacturer: Satco | True |  |  | ST19 | Medium E26 | Home > LED Light Bulbs > LED Filament Bulbs > LED ST19/S19 Filament > 6.5 Watt Dimmable Amber ST19 LED Filament Bulb 650 Lumens 2300K Product Specifications - Quick Reference Lamp Wattage: Working Voltage: 6.5 Watts 120 Volt Dimensions: Bulb Finish: 2.38" x 5.375" (MOL) Transparent Amber Lumen Output: Incandescent Equivalent: 650 Lumens 60 Watt Dimmable: Rated Life: Yes 15,000 Hours Color Temperature: 2300K Warm White Warranty: 3 Year Limited If you are looking for the old fashioned Edison style ST19 incandescent look and feel with all the energy efficient benefits LED technology can provide, this is the bulb for you. The Satco LED Filament Lamps are the perfect vintage light bulb with an historically accurate and beautifully reproduced design, perfect for use in restaurants or hospitality applications. The LEDs are aligned inside a transparent amber lamp to maintain the look of traditional incandescent filaments. This Satco S9579 2300K warm white smooth dimming antique style LED filament light operates on your existing 120V circuit and consumes just 6.5 watts. These transparent amber ST19 incandescent LED retrofit lights generate 650 lumens with a CRI of 80. The omni-directional filament LED light bulbs have a 360® beam angle to perfectly replace your 60 watt incandescent bulbs. The S9579 is UL listed for totally enclosed fixtures and is damp location rated. Want that rustic look in your business or even wedding? These old fashioned light bulbs are perfect for you. They create that warm orange glow all while creating that steampunk or industrial design. Click here to see the complete Satco LED Filament Lamp S9579 Specification Sheet. Instant on at full brightness and mercury free - environmentally positive - generates no IR or UV - protects valuable objects - these Satco ST19 incandescent shape LED bulbs are rated for 15,000 hours. These 120 volt LED light bulbs fit most fixtures with E26 base. The bulb's dimensions are 2.38" wide by 5.375" inches MOL. These antique LED lights are compatible with many timers and dimmable using most 120V wall box dimmers (see a compatible dimmer option in the related products below). Satco 6.5 Watt Dimmable Amber ST19 LED Filament Bulb 650 Lumens 2300K | 2300 | 80 | 650 | 100 | 15000 | 6.5 | 1 | 7.95 | 7.95 | 9.3416 | 2020Q3 | https://www.greenelectricalsupply.com/6-5w-st19-gen2-led-filament.aspx | Green Electrical Supply | 2020 | Yes
LED Lighting | Downlight | Manufacturer: Eiko | True |  |  |  | Medium E26, GU24 | Recessed, 6" Recessed Recessed, 6" Recessed Home > LED Indoor Light Fixtures > LED Downlights and Trims > 6 Inch Retrofits > Round > 3000K Warm White > 6 Inch 11 Watt 750 Lumen Rotatable LED Down Light Retrofit Kit 3000K - E26 Adapter Included Product Specifications - Quick Reference Lamp Wattage: Working Voltage: 11 Watts 120 Volt Dimensions: Rated Life: 7.28" W x 3.5" H 35,000 Hours Incandescent Equiv: Dimmable: 65 Watts - 750 Lumens Yes - Down to 10% Baffle Color: Trim Ring Color: White White Light Color: CRI: 3000K Warm White 80 CRI Certifications: Warranty: Energy Star, Damp Location 5 Year Limited For over 38 years, EiKO has been delivering one of the industry's best lighting products. Carrying over 5,000 SKUs and a broad selection, EiKO is committed to providing innovative products, unique solutions, and unmatched support to its customers. Now, EiKO has released their DK6 Series, 6 inch LED downlight retrofit kits. These downlight kits are ultra-efficient and designed to retrofit into existing incandescent recessed downlights. The inegrated LEDs reduce energy consumption up to 80% when compared to 65 Watt incandescent light bulbs and they last 30 times longer! These downlight retrofits come with both Medium E26 bases and GU24 for easy direct replacement. This is the EiKO LED-DK6RT-11W830-DIM-G5 (09085), dimmable 6" rotatable recessed 3000K Warm White LED downlight Retrofit with a White Baffle and White Trim Ring. EiKO's Eyeball Retrofit LED Downlights are ultra-efficient, super-easy and very affordable. These adjustable LED downlight kits provide 750 lumens of either 3000K or 4000K brilliant illumination equivalent to the output of a 65 watt BR30 or 18 watt CFL.but requires just 11 watts of energy use. These dedicated 120 volt trims meet ENERGY STAR requirements, as well as being Damp Location Rated. The 09085 from EiKO is instant-on with no warm-up time, and it does fit many popular 6" recessed downlight fixtures and is great for accents, displays or wall washing. This downlight is 30° aimable and 355° rotatable and has a CRI of 80. All your colors will stand out under this light. Click here to see the complete EiKO DK6 Series Rotatable LED Downlight Retrofit Specification Sheet. The EiKO Rotatable DK6 Series has many different application uses including: healthcare, hospitality, office, property management, residential, and retail. Click here to see the complete EiKO DK6 Series LED Downlight Retrofit Installation Instructions. Eiko 6 Inch 11 Watt 750 Lumen Rotatable LED Down Light Retrofit Kit 3000K - E26 Adapter Included | 3000 | 80 | 750 | 68.1818 | 35000 | 11 | 1 | 19.79 | 19.79 | 23.254 | 2020Q3 | https://www.greenelectricalsupply.com/6-inch-11-watt-rotatable-eyeball-led-recessed-downlight-retrofit-kit-3000k.aspx | Green Electrical Supply | 2020 | Yes
LED Lighting | Downlight | Manufacturer: MaxLite | True |  |  |  |  | 6" Recessed 6" Recessed Home > Closeout Fixtures and Light Bulbs > 6 Inch 12 Watt 940 Lumen 120-277V 3000K Commercial Recessed LED Downlight Retrofit Kit Product Specifications - Quick Reference Lamp Wattage: Working Voltage: 12 Watts 120-277 Volt Dimensions: Rated Life: 6.42" Dia x 6.67" H 50,000 Hours Delivered Lumens: 940 Lumens Dimmable: YES: 0-10V Only Light Color: CRI: 3000K Warm White 80 CRI Certifications: Warranty: RoHS, cULus, ENERGY STAR 5 Year Limited These Commercial Recessed Retrofit LED Downlight Fixtures are a perfect choice for use in your existing 6 inch 2x18 watt fluorescent PL recessed can applications. Maxlite's LED retrofit cans combine low up-front cost, minimal labor, best-in-class energy efficiency and architectural-quality light to deliver an exceptional value for all your retrofit projects. Click here to see the complete Maxlite RRECO Commercial Recessed Retrofit LED Downlight Specification Sheet. This Maxlite RRECO61230W/V2 (1408678) 4000 Kelvin (K) cool white LED light operates on the universal voltage of 120-277V and consumes just 12 watts. These LED retrofit lights generate 940 delivered lumens (or 88 Lumens Per Watt) and has a Color Rendering Index (CRI) of 80. The Maxlite RRECO61230W/V2 6" LED downlight retrofit offers out-of-the-box dimming compatibility using 0-10 volt controls and is suitable for damp locations. These LED bulbs carry a 5 year limited warranty. Instant on at full brightness and mercury free - environmentally positive - generates no IR or UV - protects valuable objects - these 6" recessed can retrofit LED fixtures are rated for 50,000 hours based on the L70 Standard. The white trim is constructed with a heavy gauge anodized aluminum and the reflector has a haze finish. This commercial grade LED retrofit trim module is supplied with optional retaining clips in case the existing frame does not have adequate springs to secure the reflector. This quality retrofit is supplied with an external driver, for easy retrofit and maintenance, and the power supply features integral thermal protection. The one-piece design is quick and easy to install into existing recessed frames. Click here to see the complete Maxlite RRECO Commercial Recessed Retrofit LED Downlight Installation Instructions. Typical Applications Typical applications for the Maxlite RRECO61230W/V2 12 watt 6" LED down light retrofit fixtures include commercial atriums, soffets, living room, and general decorative indoor lighting in residential, office, retail, restaurant, school, hospital and hotel/motel locations. MaxLite 6 Inch 12 Watt 940 Lumen 120-277V 3000K Commercial Recessed LED Downlight Retrofit Kit | 3000 | 80 | 940 | 78.3333 | 50000 | 12 | 1 | 64.62 | 64.62 | 75.931 | 2020Q3 | https://www.greenelectricalsupply.com/6-inch-12-watt-commercial-led-downlight-retrofit-3000k.aspx | Green Electrical Supply | 2020 | Yes
LED Lighting | Downlight | Manufacturer: MaxLite | True |  |  |  |  | 6" Recessed 6" Recessed Home > LED Indoor Light Fixtures > LED Downlights and Trims > 6 Inch Retrofits > Round > 4000K Cool White > 6 Inch 12 Watt 980 Lumen 120-277V 4000K Commercial Recessed LED Downlight Retrofit Kit Product Specifications - Quick Reference Lamp Wattage: Working Voltage: 12 Watts 120-277 Volt Dimensions: Rated Life: 6.42" Dia x 6.67" H 50,000 Hours Delivered Lumens: 980 Lumens Dimmable: YES: 0-10V Only Light Color: CRI: 4000K Cool White 80 CRI Certifications: Warranty: RoHS, cULus, ENERGY STAR 5 Year Limited These Commercial Recessed Retrofit LED Downlight Fixtures are a perfect choice for use in your existing 6 inch 2x18 watt fluorescent PL recessed can applications. Maxlite's LED retrofit cans combine low up-front cost, minimal labor, best-in-class energy efficiency and architectural-quality light to deliver an exceptional value for all your retrofit projects. Click here to see the complete Maxlite RRECO Commercial Recessed Retrofit LED Downlight Specification Sheet. This Maxlite RRECO61240W/V2 (1408357) 4000 Kelvin (K) cool white LED light operates on the universal voltage of 120-277V and consumes just 12 watts. These LED retrofit lights generate 980 delivered lumens (or 92 Lumens Per Watt) and has a Color Rendering Index (CRI) of 80. The Maxlite RRECO61240W/V2 6" LED downlight retrofit offers out-of-the-box dimming compatibility using 0-10 volt controls and is suitable for damp locations. These LED bulbs carry a 5 year limited warranty. Instant on at full brightness and mercury free - environmentally positive - generates no IR or UV - protects valuable objects - these 6" recessed can retrofit LED fixtures are rated for 50,000 hours based on the L70 Standard. The white trim is constructed with a heavy gauge anodized aluminum and the reflector has a haze finish. This commercial grade LED retrofit trim module is supplied with optional retaining clips in case the existing frame does not have adequate springs to secure the reflector. This quality retrofit is supplied with an external driver, for easy retrofit and maintenance, and the power supply features integral thermal protection. The one-piece design is quick and easy to install into existing recessed frames. Click here to see the complete Maxlite RRECO Commercial Recessed Retrofit LED Downlight Installation Instructions. Typical Applications Typical applications for the Maxlite RRECO61240W/V2 12 watt 6" LED down light retrofit fixtures include commercial atriums, soffets, living room, and general decorative indoor lighting in residential, office, retail, restaurant, school, hospital and hotel/motel locations. MaxLite 6 Inch 12 Watt 980 Lumen 120-277V 4000K Commercial Recessed LED Downlight Retrofit Kit | 4000 | 80 | 980 | 81.6667 | 50000 | 12 | 1 | 68.97 | 68.97 | 81.0424 | 2020Q3 | https://www.greenelectricalsupply.com/6-inch-12-watt-commercial-led-downlight-retrofit-4000k.aspx | Green Electrical Supply | 2020 | Yes
LED Lighting | Downlight | Manufacturer: Satco | True |  |  |  |  | Recessed, 6" Recessed Recessed, 6" Recessed Home > LED Indoor Light Fixtures > LED Downlights and Trims > 6 Inch Retrofits > Round > 4000K Cool White > 6 Inch 12 Watt Round Low Profile Edge Lit LED Downlight White Trim 90 CRI 4000K Cool White Product Specifications - Quick Reference Lamp Wattage: Working Voltage: 12 Watts 120 Volt Beam Degree: Rated Life: 108 Degree Beam Angle 50,000 Hours Lumen Output: Dimmable: 850 Lumens Yes Finish Color: Installation: White Direct Wire Light Color: CRI: 4000K Cool White 90 CRI Certifications: Warranty: Title 24, Wet Location 5 Year Limited Founded in 1966, Satco is well known as a premier supplier of a variety of lighting products. Satco's extensive catalog includes nearly everything you may be looking for, including these low profile edge lit LED downlight retrofits. Satco's line of Slim LED downlight retrofits come in 4 inch versions as well as 6 and 8 inch versions, all are available in round or square fixtures. These downlight kits have a slim profile and an external remote driver that offers almost limitless installation options. These are perfect for renovations with tight or hard to reach spaces - as little as 1 inch height clearance is required. This is the Satco S11604 (12WLED/DW/EL/6/940/RND/RD), a round dimmable 6" low profile recessed 4000K Cool White LED Retrofit with a White Baffle and White Trim Ring. Satco's Slim Edge Lit Retrofit LED Downlights are ultra-efficient, super-easy and very affordable. These low profile wafer LED downlight kits provide 850 lumens of brilliant illumination but only requires 12 watts of energy use. These dedicated 120 volt trims meet ENERGY STAR requirements, as well as being Wet Location Rated, and Title 24 certified. The S11604 from Satco does not require a recessed can and are air-tight for safe use with insulated or non-insulated ceilings. The external driver, or j-box, makes for easy placement and installation, as well as easy install spring clips that are included with each fixture. This LED downlight has an incredible CRI of 90! All your colors will stand out under this light. The Satco Low Profile Downlight Retrofit Series has many different application uses including: healthcare, hospitality, office, property management, residential, and retail. Click here to see the complete Satco Low Profile Edge Lit LED Downlight Specification Sheet. Satco 6 Inch 12 Watt Round Low Profile Edge Lit LED Downlight White Trim 90 CRI 4000K Cool White | 4000 | 90 | 850 | 70.8333 | 50000 | 12 | 1 | 34.95 | 34.95 | 41.0676 | 2020Q3 | https://www.greenelectricalsupply.com/6-inch-12-watt-round-low-profile-edge-lit-led-downlight-white-trim-90-cri-4000k-cool-white.aspx | Green Electrical Supply | 2020 | Yes
LED Lighting | Downlight | Manufacturer: Satco | True | Daylighting/Photocell, |  |  |  | Recessed, 6" Recessed Recessed, 6" Recessed Home > LED Indoor Light Fixtures > LED Downlights and Trims > 6 Inch Retrofits > Round > 5000K Daylight > 6 Inch 12 Watt Round Low Profile Edge Lit LED Downlight White Trim 90 CRI 5000K Daylight Product Specifications - Quick Reference Lamp Wattage: Working Voltage: 12 Watts 120 Volt Beam Degree: Rated Life: 108 Degree Beam Angle 50,000 Hours Lumen Output: Dimmable: 850 Lumens Yes Finish Color: Installation: White Direct Wire Light Color: CRI: 5000K Daylight 90 CRI Certifications: Warranty: Title 24, Wet Location 5 Year Limited Founded in 1966, Satco is well known as a premier supplier of a variety of lighting products. Satco's extensive catalog includes nearly everything you may be looking for, including these low profile edge lit LED downlight retrofits. Satco's line of Slim LED downlight retrofits come in 4 inch versions as well as 6 and 8 inch versions, all are available in round or square fixtures. These downlight kits have a slim profile and an external remote driver that offers almost limitless installation options. These are perfect for renovations with tight or hard to reach spaces - as little as 1 inch height clearance is required. This is the Satco S11605 (12WLED/DW/EL/6/950/RND/RD), a round dimmable 6" low profile recessed 5000K Daylight LED Retrofit with a White Baffle and White Trim Ring. Satco's Slim Edge Lit Retrofit LED Downlights are ultra-efficient, super-easy and very affordable. These low profile wafer LED downlight kits provide 850 lumens of brilliant illumination but only requires 12 watts of energy use. These dedicated 120 volt trims meet ENERGY STAR requirements, as well as being Wet Location Rated, and Title 24 certified. The S11605 from Satco does not require a recessed can and are air-tight for safe use with insulated or non-insulated ceilings. The external driver, or j-box, makes for easy placement and installation, as well as easy install spring clips that are included with each fixture. This LED downlight has an incredible CRI of 90! All your colors will stand out under this light. The Satco Low Profile Downlight Retrofit Series has many different application uses including: healthcare, hospitality, office, property management, residential, and retail. Click here to see the complete Satco Low Profile Edge Lit LED Downlight Specification Sheet. Satco 6 Inch 12 Watt Round Low Profile Edge Lit LED Downlight White Trim 90 CRI 5000K Daylight | 5000 | 90 | 850 | 70.8333 | 50000 | 12 | 1 | 34.95 | 34.95 | 41.0676 | 2020Q3 | https://www.greenelectricalsupply.com/6-inch-12-watt-round-low-profile-edge-lit-led-downlight-white-trim-90-cri-5000k-daylight.aspx | Green Electrical Supply | 2020 | Yes
LED Lighting | Downlight | Manufacturer: MaxLite | True |  |  |  |  | Recessed, 6" Recessed Recessed, 6" Recessed Home > LED Indoor Light Fixtures > LED Downlights and Trims > 6 Inch Retrofits > Round > Color Selectable > 6 Inch 13 Watt Color Selectable LED Universal Downlight Fixture and Retrofit 3000K/3500K/4000K Product Specifications - Quick Reference Lamp Wattage: Working Voltage: 13 Watts 120-277 Volt Dimensions: Rated Life: 6" Inner Dia x 4.04" H 50,000 Hours Delivered Lumens: 1,100 Lumens Dimmable: YES: TRIAC (120V Only) Light Color: CRI: 3000/3500/4000K 80 CRI Certifications: Warranty: RoHS, ENERGY STAR 5 Year Limited The Color Selectable Universal Downlight Fixture and Retrofit from MaxLite is an economical, all-in-one solution for adding recessed downlighting to hospitality, retail, office and other commercial lighting applications. The downlight is designed with an integral whip, which connects directly to a junction box (existing or independently mounted), and a universal driver that eliminates the need for a traditional recessed housing, saving installers time and money. Simply connect the light and use the incorporated spring mounting to place it into the ceiling - no can, bulb or extra labor required! This downlight is easy to install for new construction, remodel, and retrofit projects. The downlight has a slim body that fits into shallow ceilings. Its white baffle trim blends seamlessly into interiors. The newest generation further simplifies product choice by combining 3 CCTs in one product. The MaxLite RCF613CSW (14099877), a replacement for RCF61340W (1410028), is color selectable and can switch between 3000K Warm White, 3500K Bright White, and 4000K Cool White with a CCT selection switch located on top of the fixture. This LED downlight operates on the universal voltage of 120-277V and consumes just 13 watts while generating 1100 delivered lumens (or 88 Lumens Per Watt) and has a Color Rendering Index (CRI) of 80. The MaxLite RCF613CSW 6 inch LED downlight fixture offers out-of-the-box dimming compatibility using TRIAC controls, on the 120V only, and is suitable for damp locations. These LED lights carry a 5 year limited warranty. Click here to see the complete MaxLite Color Selectable RCF Universal LED Downlight Specification Sheet. Instant on at full brightness and mercury free - environmentally positive - generates no IR or UV - protects valuable objects - these 6 inch recessed can retrofit LED fixtures are rated for 50,000 hours based on the L70 Standard. Typical applications for the MaxLite RCF613CSW 13 watt 6" LED down light retrofit fixtures include commercial atriums, soffets, living room, and general decorative indoor lighting in residential, office, retail, restaurant, school, hospital and hotel/motel locations. Click here to see the complete MaxLite Color Selectable RCF Universal LED Downlight Installation Instructions. MaxLite 6 Inch 13 Watt Color Selectable LED Universal Downlight Fixture and Retrofit 3000K/3500K/4000K | 3000 | 80 | 1100 | 84.6154 | 50000 | 13 | 1 | 33.84 | 33.84 | 39.7633 | 2020Q3 | https://www.greenelectricalsupply.com/6-inch-13w-color-selectable-led-downlight-retrofit-3000k-3500k-4000k.aspx | Green Electrical Supply | 2020 | Yes
LED Lighting | Downlight | Manufacturer: MaxLite | True | Daylighting/Photocell, |  | Circular/Circline/Round |  | 6" Recessed 6" Recessed Home > LED Indoor Light Fixtures > LED Downlights and Trims > 6 Inch Retrofits > Round > Color Selectable > 6 Inch 16 Watt Color Selectable LED Slim Round Downlight Fixture and Retrofit 2700K/3000K/4000K/5000K Product Specifications - Quick Reference Lamp Wattage: Working Voltage: 13 Watts 120 Volt Dimensions: Rated Life: 1" H x 6.69" W x 6.69"L 50,000 Hours Delivered Lumens: 1,126 Lumens Dimmable: YES: TRIAC (120V Only) Light Color: CRI: 2700K/3000K/4000K/5000K 90 CRI Certifications: Warranty: RoHS, ENERGY STAR 5 Year Limited The Color Selectable Slim Downlight Fixture and Retrofit from MaxLite is an economical, all-in-one solution for adding recessed downlighting to residential or commercial applications. The slim downlight (sometimes known as an LED Wafer) is designed with an external driver and mounts directly into the ceiling - no recessed can required! This fixture is low profile and easy to install, also being rated for IC and wet locations. Simply connect the light and use the incorporated spring mounting to place it into the ceiling - no can, bulb or extra labor required! This downlight is easy to install for new construction, remodel, and retrofit projects. The downlight has a slim body that fits into shallow ceilings. Its white baffle trim blends seamlessly into interiors. The newest generation further simplifies product choice by combining 4 CCTs in one product. The MaxLite SDLR616CSWJ (102888) is color selectable and can switch between 2700K - 3000K Warm White, 4000K Cool White, and 5000K Daylight with a CCT selection switch located on top of the fixture. This LED downlight operates on the voltage of 120V and consumes just 16 watts while generating 1,126 delivered lumens (or 71 Lumens Per Watt) and has a Color Rendering Index (CRI) of 90. The MaxLite SDLR616CSWJ 6 inch LED downlight fixture offers out-of-the-box dimming compatibility using TRIAC controls, on the 120V only, and is suitable for wet locations. Please see a list of compatible dimmers on the specification sheet linked below.These LED lights carry a 5 year limited warranty. Click here to see the complete MaxLite Color Selectable SDL Slim LED Downlight Specification Sheet. Instant on at full brightness and mercury free - environmentally positive - generates no IR or UV - protects valuable objects - these 6 inch recessed can retrofit LED fixtures are rated for 50,000 hours based on the L70 Standard. Typical applications for the MaxLite SDLR616CSWJ 16 watt 6" LED down light retrofit fixtures include commercial atriums, soffets, living room, and general decorative indoor lighting in residential, office, retail, restaurant, school, hospital and hotel/motel locations. Click here to see the complete MaxLite Color Selectable SDL Slim LED Downlight Installation Instructions. MaxLite 6 Inch 16 Watt Color Selectable LED Slim Round Downlight Fixture and Retrofit 2700K/3000K/4000K/5000K | 2700 | 90 | 1126 | 70.375 | 50000 | 16 | 1 | 25.77 | 25.77 | 30.2807 | 2020Q3 | https://www.greenelectricalsupply.com/6-inch-16-watt-color-selectable-led-slim-round-downlight-fixture-and-retrofit-2700k-3000k-4000k-5000k.aspx | Green Electrical Supply | 2020 | No
LED Lighting | Downlight | Manufacturer: MaxLite | True | Daylighting/Photocell, |  | Square or Rectangular |  | 6" Recessed 6" Recessed Home > LED Indoor Light Fixtures > LED Downlights and Trims > 6 Inch Retrofits > Square > Color Selectable > 6 Inch 16 Watt Color Selectable LED Slim Square Downlight Fixture and Retrofit 2700K/3000K/4000K/5000K Product Specifications - Quick Reference Lamp Wattage: Working Voltage: 16 Watts 120 Volt Dimensions: Rated Life: 1" H x 6.69" W x 6.69"L 50,000 Hours Delivered Lumens: 1,126 Lumens Dimmable: YES: TRIAC (120V Only) Light Color: CRI: 2700K/3000K/4000K/5000K 90 CRI Certifications: Warranty: RoHS, ENERGY STAR 5 Year Limited The Color Selectable Slim Downlight Fixture and Retrofit from MaxLite is an economical, all-in-one solution for adding recessed downlighting to residential or commercial applications. The slim downlight (sometimes known as an LED Wafer) is designed with an external driver and mounts directly into the ceiling - no recessed can required! This fixture is low profile and easy to install, also being rated for IC and wet locations. Simply connect the light and use the incorporated spring mounting to place it into the ceiling - no can, bulb or extra labor required! This downlight is easy to install for new construction, remodel, and retrofit projects. The downlight has a slim body that fits into shallow ceilings. Its white baffle trim blends seamlessly into interiors. The newest generation further simplifies product choice by combining 4 CCTs in one product. The MaxLite SDLS616CSWJ (102891) is color selectable and can switch between 2700K - 3000K Warm White, 4000K Cool White, and 5000K Daylight with a CCT selection switch located on top of the fixture. This LED downlight operates on the voltage of 120V and consumes just 16 watts while generating 1,126 delivered lumens (or 71 Lumens Per Watt) and has a Color Rendering Index (CRI) of 90. The MaxLite SDLS616CSWJ 6 inch LED downlight fixture offers out-of-the-box dimming compatibility using TRIAC controls, on the 120V only, and is suitable for wet locations. Please see a list of compatible dimmers on the specification sheet linked below. These LED lights carry a 5 year limited warranty. Click here to see the complete MaxLite Color Selectable SDL Slim LED Downlight Specification Sheet. Instant on at full brightness and mercury free - environmentally positive - generates no IR or UV - protects valuable objects - these 6 inch recessed can retrofit LED fixtures are rated for 50,000 hours based on the L70 Standard. Typical applications for the MaxLite SDLS616CSWJ 16 watt 6" LED down light retrofit fixtures include commercial atriums, soffets, living room, and general decorative indoor lighting in residential, office, retail, restaurant, school, hospital and hotel/motel locations. Click here to see the complete MaxLite Color Selectable SDL Slim LED Downlight Installation Instructions. MaxLite 6 Inch 16 Watt Color Selectable LED Slim Square Downlight Fixture and Retrofit 2700K/3000K/4000K/5000K | 2700 | 90 | 1126 | 70.375 | 50000 | 16 | 1 | 31.15 | 31.15 | 36.6025 | 2020Q3 | https://www.greenelectricalsupply.com/6-inch-16-watt-color-selectable-led-slim-square-downlight-fixture-and-retrofit-2700k-3000k-4000k-5000k.aspx | Green Electrical Supply | 2020 | No
LED Lighting | Downlight | Manufacturer: MaxLite | True |  |  |  |  | 6" Recessed 6" Recessed Home > LED Indoor Light Fixtures > LED Downlights and Trims > 6 Inch Retrofits > Round > 4000K Cool White > 6 Inch 18 Watt 1462 Lumen Gen2 LED Commercial Downlight Retrofit 4000K Product Specifications - Quick Reference Lamp Wattage: Working Voltage: 18 Watts 120-277 Volt Dimensions: Rated Life: 6.42" Dia x 6.67" H 50,000 Hours Delivered Lumens: 1,462 Lumens Dimmable: YES: 0-10V Only Light Color: CRI: 4000K Cool White 80 CRI Certifications: Warranty: RoHS, cULus, ENERGY STAR 5 Year Limited These Commercial Recessed Retrofit LED Downlight Fixtures are a perfect choice for use in your existing 6 inch 2x18 watt fluorescent PL recessed can applications. Maxlite's LED retrofit cans combine low up-front cost, minimal labor, best-in-class energy efficiency and architectural-quality light to deliver an exceptional value for all your retrofit projects. Click here to see the complete Maxlite RRECO Commercial Recessed Retrofit LED Downlight Specification Sheet. This Maxlite RRECO61840W/V2 (1408360) 4000 Kelvin (K) cool white LED light operates on the universal voltage of 120-277V and consumes just 18 watts. These LED retrofit lights generate 1,462 delivered lumens (or 86 Lumens Per Watt) and has a Color Rendering Index (CRI) of 80. The Maxlite RRECO61840W/V2 6" LED downlight retrofit offers out-of-the-box dimming compatibility using 0-10 volt controls and is suitable for damp locations. These LED bulbs carry a 5 year limited warranty. Instant on at full brightness and mercury free - environmentally positive - generates no IR or UV - protects valuable objects - these 6" recessed can retrofit LED fixtures are rated for 50,000 hours based on the L70 Standard. The white trim is constructed with a heavy gauge anodized aluminum and the reflector has a haze finish. This commercial grade LED retrofit trim module is supplied with optional retaining clips in case the existing frame does not have adequate springs to secure the reflector. This quality retrofit is supplied with an external driver, for easy retrofit and maintenance, and the power supply features integral thermal protection. The one-piece design is quick and easy to install into existing recessed frames. Click here to see the complete Maxlite RRECO Commercial Recessed Retrofit LED Downlight Installation Instructions. Typical Applications Typical applications for the Maxlite RRECO61840W/V2 18 watt 6" LED down light retrofit fixtures include commercial atriums, soffets, living room, and general decorative indoor lighting in residential, office, retail, restaurant, school, hospital and hotel/motel locations. MaxLite 6 Inch 18 Watt 1462 Lumen Gen2 LED Commercial Downlight Retrofit 4000K | 4000 | 80 | 1462 | 81.2222 | 50000 | 18 | 1 | 70.26 | 70.26 | 82.5582 | 2020Q3 | https://www.greenelectricalsupply.com/6-inch-18-watt-gen2-led-downlight-retrofit-4000k.aspx | Green Electrical Supply | 2020 | Yes
LED Lighting | Downlight | Manufacturer: MaxLite | True |  |  |  |  | Recessed, 6" Recessed Recessed, 6" Recessed Home > LED Indoor Light Fixtures > LED Downlights and Trims > 6 Inch Retrofits > Round > Color Selectable > 6 Inch 18 Watt Color Selectable LED Universal Downlight Fixture and Retrofit 3000K/3500K/4000K Product Specifications - Quick Reference Lamp Wattage: Working Voltage: 18 Watts 120-277 Volt Dimensions: Rated Life: 6" Inner Dia x 4.04" H 50,000 Hours Delivered Lumens: 1,650 Lumens Dimmable: YES: TRIAC (120V Only) Light Color: CRI: 3000/3500/4000K 80 CRI Certifications: Warranty: RoHS, ENERGY STAR 5 Year Limited The Color Selectable Universal Downlight Fixture and Retrofit from MaxLite is an economical, all-in-one solution for adding recessed downlighting to hospitality, retail, office and other commercial lighting applications. The downlight is designed with an integral whip, which connects directly to a junction box (existing or independently mounted), and a universal driver that eliminates the need for a traditional recessed housing, saving installers time and money. Simply connect the light and use the incorporated spring mounting to place it into the ceiling - no can, bulb or extra labor required! This downlight is easy to install for new construction, remodel, and retrofit projects. The downlight has a slim body that fits into shallow ceilings. Its white baffle trim blends seamlessly into interiors. The newest generation further simplifies product choice by combining 3 CCTs in one product. The MaxLite RCF618CSW (14099878), a replacement for RCF61840W (1410030), is color selectable and can switch between 3000K Warm White, 3500K Bright White, and 4000K Cool White with a CCT selection switch located on top of the fixture. This LED downlight operates on the universal voltage of 120-277V and consumes just 18 watts while generating 1650 delivered lumens (or 94 Lumens Per Watt) and has a Color Rendering Index (CRI) of 80. The MaxLite RCF618CSW 6 inch LED downlight fixture offers out-of-the-box dimming compatibility using TRIAC controls, on the 120V only, and is suitable for damp locations. These LED lights carry a 5 year limited warranty. Click here to see the complete MaxLite Color Selectable RCF Universal LED Downlight Specification Sheet. Instant on at full brightness and mercury free - environmentally positive - generates no IR or UV - protects valuable objects - these 6 inch recessed can retrofit LED fixtures are rated for 50,000 hours based on the L70 Standard. Typical applications for the MaxLite RCF618CSW 18 watt 6" LED down light retrofit fixtures include commercial atriums, soffets, living room, and general decorative indoor lighting in residential, office, retail, restaurant, school, hospital and hotel/motel locations. Click here to see the complete MaxLite Color Selectable RCF Universal LED Downlight Installation Instructions. MaxLite 6 Inch 18 Watt Color Selectable LED Universal Downlight Fixture and Retrofit 3000K/3500K/4000K | 3000 | 80 | 1650 | 91.6667 | 50000 | 18 | 1 | 33.84 | 33.84 | 39.7633 | 2020Q3 | https://www.greenelectricalsupply.com/6-inch-18w-color-selectable-led-downlight-retrofit-3000k-3500k-4000k.aspx | Green Electrical Supply | 2020 | Yes
LED Lighting | Downlight | Manufacturer: Acuity - Juno Lighting | True |  |  |  |  | 6" Recessed 6" Recessed Home > LED Indoor Light Fixtures > LED Downlights and Trims > 6 Inch Retrofits > Round > 3000K Warm White > 6 Inch 27 Watt 2400 Lumen Commercial Downlight Retrofit with Haze Reflector 3000K Product Specifications - Quick Reference Lamp Wattage: Working Voltage: 27.3 Watts 120-277 Volt Housing Dimensions: Rated Life: 8 3/16" Dia x 4 15/16" H 50,000 Hours Delivered Lumens: 2,400 Lumens Dimmable: YES: 0-10V Only Light Color: CRI: 3000K 80 CRI Certifications: Warranty: RoHS, cULus, ENERGY STAR 5 Year Limited Juno® Commercial LED Downlight Retrofit Trim assemblies are the ideal way to upgrade existing incandescent, CFL and HID commercial down light housings to high-performance LED. The all-in-one design features an advanced LED light engine mounted directly to the spun aluminum trim with a regressed diffusing lens in either white or haze finish. Installation is fast and simple with the unique quick disconnect feature from the junction box. The Juno JCLR Series provides an array of options to retrofit traditional incandescent, compact fluorescent and HID commercial recessed downlights. These trim assemblies are available in both small and large 6" and 8" modules for updating a range of varying fixture apertures currently in use today. They replace CFL lamps totaling 42W or greater, while producing as high as 2400 lumens at just 27.5W input. With Juno commercial LED down light retrofit trims, you can upgrade virtually any 6" and 8" non-IC commercial recessed rough-in section to the latest in energy-efficient LED technology. These ENERGY STAR Qualified 6" LED ( Light Emitting Diode ) Commercial High Hat Retrofit Down Light conversion kits are a perfect choice for use in your existing 6" recessed can applications. Juno's LED retrofit cans combine low up-front cost, minimal labor, best-in-class energy efficiency and architectural-quality light to deliver an exceptional value for all your retrofit projects. Click here to see the complete Juno LED 6 Inch Commercial Recessed Down Light Retrofit Specification Sheet. This Juno JCLR6L-24-830KU-HZ or JCLR6L 24LM 30K 80CRI MVOLT ZT HZWH, 3000 Kelvin (K) warm white LED light operates on your existing 120 through 277 volt circuit and consumes just 27.3 watts. These LED retrofit lights generate 2,400 delivered lumens (or 87 Lumens Per Watt) and has a Color Rendering Index (CRI) of 80. The Juno JCLR6L-24-830KU-HZ 6" LED down light retrofit offers out-of-the-box dimming compatibility using 0-10 volt controls and is suitable for damp locations. These LED bulbs carry a 5 year limited warranty. Instant on at full brightness and mercury free - environmentally positive - generates no IR or UV - protects valuable objects - these 6 inch recessed downlight can retrofit LED fixtures are rated for 50,000 hours based on the L70 Standard. The white trim is constructed with a heavy gauge anodized aluminum and the reflector has a haze finish. This commercial grade LED retrofit trim module is supplied with optional retaining clips in case the existing frame does not have adequate springs to secure the reflector. This quality retrofit is supplied with an external driver, for easy retrofit and maintenance, and the power supply features integral thermal protection. The one-piece design is quick and easy to install into existing recessed frames. Click here to see the complete Juno LED 6 Inch Commercial Recessed Down Light Retrofit Installation Instructions or Check out the video below to see just how easily they install! Typical Applications Typical applications for the JCLR6L-24-830KU-HZ 27 watt 6" 80 CRI CFL, PL or Metal Halide LED down light retrofit kits include commercial atriums, soffits, living room, and general decorative indoor lighting in residential, office, retail, restaurant, school, hospital and hotel/motel locations. Acuity - Juno Lighting 6 Inch 27 Watt 2400 Lumen Commercial Downlight Retrofit with Haze Reflector 3000K | 3000 | 80 | 2400 | 88.8889 | 50000 | 27 | 1 | 104.3 | 104.3 | 122.5565 | 2020Q3 | https://www.greenelectricalsupply.com/6-inch-24-watt-commercial-led-down-light-retrofit-haze-3000k.aspx | Green Electrical Supply | 2020 | Yes
LED Lighting | Downlight | Manufacturer: Acuity - Juno Lighting | True |  |  |  |  | 6" Recessed 6" Recessed Home > LED Indoor Light Fixtures > LED Downlights and Trims > 6 Inch Retrofits > Round > 4000K Cool White > 6 Inch 27 Watt 2400 Lumen Commercial Downlight Retrofit with Haze Reflector 4000K Product Specifications - Quick Reference Lamp Wattage: Working Voltage: 27.3 Watts 120-277 Volt Housing Dimensions: Rated Life: 8 3/16" Dia x 4 15/16" H 50,000 Hours Delivered Lumens: 2,400 Lumens Dimmable: YES: 0-10V Only Light Color: CRI: 4000K 80 CRI Certifications: Warranty: RoHS, cULus, ENERGY STAR 5 Year Limited Juno® Commercial LED Downlight Retrofit Trim assemblies are the ideal way to upgrade existing incandescent, CFL and HID commercial down light housings to high-performance LED. The all-in-one design features an advanced LED light engine mounted directly to the spun aluminum trim with a regressed diffusing lens in either white or haze finish. Installation is fast and simple with the unique quick disconnect feature from the junction box. The Juno JCLR Series provides an array of options to retrofit traditional incandescent, compact fluorescent and HID commercial recessed downlights. These trim assemblies are available in both small and large 6" and 8" modules for updating a range of varying fixture apertures currently in use today. They replace CFL lamps totaling 42W or greater, while producing as high as 2400 lumens at just 27.5W input. With Juno commercial LED down light retrofit trims, you can upgrade virtually any 6" and 8" non-IC commercial recessed rough-in section to the latest in energy-efficient LED technology. These ENERGY STAR Qualified 6" LED ( Light Emitting Diode ) Commercial High Hat Retrofit Down Light conversion kits are a perfect choice for use in your existing 6" recessed can applications. Juno's LED retrofit cans combine low up-front cost, minimal labor, best-in-class energy efficiency and architectural-quality light to deliver an exceptional value for all your retrofit projects. Click here to see the complete Juno LED 6 Inch Commercial Recessed Down Light Retrofit Specification Sheet. This Juno JCLR6L-24-840KU-HZ or JCLR6L 24LM 40K 80CRI MVOLT ZT HZWH, 4000 Kelvin (K) cool white LED light operates on your existing 120 through 277 volt circuit and consumes just 27.3 watts. These LED retrofit lights generate 2,400 delivered lumens (or 87 Lumens Per Watt) and has a Color Rendering Index (CRI) of 80. The Juno JCLR6L-24-840KU-HZ 6" LED down light retrofit offers out-of-the-box dimming compatibility using 0-10 volt controls and is suitable for damp locations. These LED bulbs carry a 5 year limited warranty. Instant on at full brightness and mercury free - environmentally positive - generates no IR or UV - protects valuable objects - these 6 inch recessed downlight can retrofit LED fixtures are rated for 50,000 hours based on the L70 Standard. The white trim is constructed with a heavy gauge anodized aluminum and the reflector has a haze finish. This commercial grade LED retrofit trim module is supplied with optional retaining clips in case the existing frame does not have adequate springs to secure the reflector. This quality retrofit is supplied with an external driver, for easy retrofit and maintenance, and the power supply features integral thermal protection. The one-piece design is quick and easy to install into existing recessed frames. Click here to see the complete Juno LED 6 Inch Commercial Recessed Down Light Retrofit Installation Instructions or Check out the video below to see just how easily they install! Typical Applications Typical applications for the JCLR6L-24-840KU-HZ 27 watt 6" 80 CRI CFL, PL or Metal Halide LED down light retrofit kits include commercial atriums, soffits, living room, and general decorative indoor lighting in residential, office, retail, restaurant, school, hospital and hotel/motel locations. Acuity - Juno Lighting 6 Inch 27 Watt 2400 Lumen Commercial Downlight Retrofit with Haze Reflector 4000K | 4000 | 80 | 2400 | 88.8889 | 50000 | 27 | 1 | 135.31 | 135.31 | 158.9945 | 2020Q3 | https://www.greenelectricalsupply.com/6-inch-2400-lumen-commercial-led-down-light-haze-retrofit-4000k.aspx | Green Electrical Supply | 2020 | Yes
LED Lighting | Downlight | Manufacturer: MaxLite | True |  |  |  |  | 6" Recessed 6" Recessed Home > LED Indoor Light Fixtures > LED Downlights and Trims > 6 Inch Retrofits > Round > 4000K Cool White > 6 Inch 27 Watt 2273 Lumen Gen2 LED Commercial Down Light Retrofit 4000K Product Specifications - Quick Reference Lamp Wattage: Working Voltage: 27 Watts 120-277 Volt Dimensions: Rated Life: 6.42" Dia x 6.67" H 50,000 Hours Delivered Lumens: 2,273 Lumens Dimmable: YES: 0-10V Only Light Color: CRI: 4000K Cool White 80 CRI Certifications: Warranty: RoHS, cULus, ENERGY STAR 5 Year Limited These Commercial Recessed Retrofit LED Downlight Fixtures are a perfect choice for use in your existing 6 inch 2x18 watt fluorescent PL recessed can applications. Maxlite's LED retrofit cans combine low up-front cost, minimal labor, best-in-class energy efficiency and architectural-quality light to deliver an exceptional value for all your retrofit projects. Click here to see the complete Maxlite RRECO Commercial Recessed Retrofit LED Downlight Specification Sheet. This Maxlite RRECO62740W/V2 (1408673) 4000 Kelvin (K) cool white LED light operates on the universal voltage of 120-277V and consumes just 27 watts. These LED retrofit lights generate 2,273 delivered lumens (or 88 Lumens Per Watt) and has a Color Rendering Index (CRI) of 80. The Maxlite RRECO62740W/V2 6" LED downlight retrofit offers out-of-the-box dimming compatibility using 0-10 volt controls and is suitable for damp locations. These LED bulbs carry a 5 year limited warranty. Instant on at full brightness and mercury free - environmentally positive - generates no IR or UV - protects valuable objects - these 6" recessed can retrofit LED fixtures are rated for 50,000 hours based on the L70 Standard. The white trim is constructed with a heavy gauge anodized aluminum and the reflector has a haze finish. This commercial grade LED retrofit trim module is supplied with optional retaining clips in case the existing frame does not have adequate springs to secure the reflector. This quality retrofit is supplied with an external driver, for easy retrofit and maintenance, and the power supply features integral thermal protection. The one-piece design is quick and easy to install into existing recessed frames. Click here to see the complete Maxlite RRECO Commercial Recessed Retrofit LED Downlight Installation Instructions. Typical Applications Typical applications for the Maxlite RRECO62740W/V2 27 watt 6" LED down light retrofit fixtures include commercial atriums, soffets, living room, and general decorative indoor lighting in residential, office, retail, restaurant, school, hospital and hotel/motel locations. MaxLite 6 Inch 27 Watt 2273 Lumen Gen2 LED Commercial Down Light Retrofit 4000K | 4000 | 80 | 2273 | 84.1852 | 50000 | 27 | 1 | 76.49 | 76.49 | 89.8787 | 2020Q3 | https://www.greenelectricalsupply.com/6-inch-27-watt-gen2-commercial-led-downlight-retrofit-4000k.aspx | Green Electrical Supply | 2020 | Yes
LED Lighting | Downlight | Manufacturer: Eiko | True |  |  | Circular/Circline/Round |  | Recessed, 4" Recessed Recessed, 4" Recessed Home > LED Indoor Light Fixtures > LED Downlights and Trims > 6 Inch Retrofits > Round > Color Selectable > 6 Inch 8/12/16 Watt LED Commercial Downlight Retrofit Color Selectable 3000/3500/4000K Product Specifications - Quick Reference Lamp Wattage: Working Voltage: 8/12/16 Watts 120-277 Volt Dimensions: Rated Life: 8.94" Diameter x 4.41" H 60,000 Hours (L85) Lumens: 760-1,525 Lumens Dimmable: Yes - 0-10V Dimming Color Temperature: CRI: 3000/3500/4000K 80 CRI Certifications: Warranty: RoHS, Wet Location 5 Year Limited EiKO's CD Commercial Downlights are economical LED commercial retrofit options with multiple “set and forget” lumen stops and CCT options in each fixture. Available in 4”, 6”, 8”, and 10” options, EiKO's CD Downlights feature a spring installation that can be installed directly in the ceiling without a housing. They are suitable for new construction or remodel applications. They are NOT suitable for enclosed cans or for use with pin base or screw base applications. They feature a flexible steel conduit with 1/2 inch KP snap in connector. Click here to see the complete EiKO Wattage and Color Selectable Commercial Downlight Installation Instructions. The 6 inch LED Downlight EiKO 11025 (CD6/PS16/FCCT/UD) is color selectable and can switch between three different color temperatures including: 3000K Warm White, 3500K Bright White, and 4000K Cool White, via the switch is located at the top of the driver. This LED downlight operates on the universal voltage of 120-277V and is also wattage/lumen adjustable controlled by the same switch on the driver. The 11025 can switch between 8 watts, 12 watts, and 16 watts, ranging between 760-1525 lumens respectively and has a Color Rendering Index (CRI) of 80. The EiKO 6 inch LED downlight fixture is dimmable via 0-10v dimming and is suitable for wet locations. This LED Downlight has a white finish. These LED lights carry a 5 year limited warranty. Click here to see the complete EiKO Wattage and Color Selectable Commercial Downlight Specification Sheet. Typical applications include: Hotel Lobby, Shopping Center, Supermarkets, Recreation Centers, Offices, Schools, Hospitality and Retail. Have a large job or can't find what you are looking for? Contact our customer service at 248-276-9640 and we will be happy to help. Eiko 6 Inch 8/12/16 Watt LED Commercial Downlight Retrofit Color Selectable 3000/3500/4000K | 3000 | 80 | 760 | 95 | 60000 | 8 | 1 | 43.91 | 43.91 | 51.5959 | 2020Q3 | https://www.greenelectricalsupply.com/6-inch-8-12-16-watt-led-commercial-downlight-retrofit-color-selectable-3000-3500-4000k.aspx | Green Electrical Supply | 2020 | No
LED Lighting | Downlight | Manufacturer: Acuity - Lithonia Lighting | True |  |  |  |  | 6" Recessed 6" Recessed Home > LED Indoor Light Fixtures > LED Downlights and Trims > 6 Inch Retrofits > Round > Color Selectable > 6 Inch Color Switchable LED Round Wafer 2700K/3000K/3500K 90CRI 120V White Finish Product Specifications - Quick Reference Wattage: Dimensions: 14 Watts 6.7" Diameter by 1.1" High Warranty: Finish: 5 Year Limited White Finish Working Voltage: Color Temp: 120 Volt 2700K/3000K/3500K Certifications: Energy Star, Wet Location, IC Rated, CSA, Air Tight Light Output: 1040/1150/1110 Lumens Dimmable: Yes - Dimmable Introducing Lithonia Lighting's Switchable White Ultra-Thin Recessed Downlighting with a Remote Driver Box for Quick, Simple, Housing-Free Installations. The Wafer LED Down light series is available in 4" and 6", and your choice of two color selectable options. This fixture can come in either a matte white, matte black, brushed nickel or oil-rubbed bronze trim. Imagine the results in your home or business when you combine those options with high quality light output and efficiency while eliminating the need for recessed housings. The innovative, slim design allows for easy retrofit, remodel or new construction installation from below the ceiling. With its narrow design, the Wafer LED can be installed in applications with only 2" plenum clearance. Add to those accolades, each LED Wafer down light and remote driver are rated for contact with insulation (IC Rated) and wet location approved, making them ideal for a breadth of both indoor and outdoor residential, hospitality, commercial and multifamily applications. This item is Acuity - Lithonia Lighting's WF6 LED 27K30K35K 90CRI MW. The color selectable 6 inch Wafer LED is an ultra-thin recessed downlight with a narrow remote driver box for applications with shallow ceiling plenum. The Wafer LED is a comprehensive recessed downlight - the pot light housing is not necessary - making them ideal for confined, hard to reach spaces such as closets, bathrooms, hallways, stairwells and outside soffits and other areas that would be challenging with a traditional recessed downlight housing. The aluminum die cast outer frame has a durable, powder coat paint to prevent rust. Each 6" fixture incorporates integral edge-lit LED's and this down light edge-lit LED technology uses a light guided plate to distribute the light. A polycarbonate lens provides even illumination throughout the space. The Lithonia WF6 LED 27K30K35K 90CRI MW is the ultra slim, low profile, 14 watt, 6.7" x 1.1" super thin, round, LED recessed down light with a white trim (a black, brushed nickel or oil-rubbed bronze trim option is also available). The WF6 LED 27K30K35K 90CRI MW M6 6 inch LED retrofit generates an amazing either 1040 lumens, 1150 lumens, or 1110 lumens of 2700K Soft White, 3000K Warm White, and 3500K Bright White light respectively. Can't find exactly what you're looking for or need a quote for a large job? Contact our customer service center at 248-276-9640. Click here to see the Lithonia Color Selectable WF6 Round Wafer LED Down Light Specification Sheet. Acuity - Lithonia Lighting 6 Inch Color Switchable LED Round Wafer 2700K/3000K/3500K 90CRI 120V White Finish | 2700 | 90 | 1040 | 74.2857 |  | 14 | 1 | 27.69 | 27.69 | 32.5368 | 2020Q3 | https://www.greenelectricalsupply.com/6-inch-color-selectable-led-wafer-round-2700k-3000k-3500k-white-finish-120v.aspx | Green Electrical Supply | 2020 | Yes
LED Lighting | Downlight | Manufacturer: Universal Lighting | True | Daylighting/Photocell, |  |  |  | 6" Recessed 6" Recessed Home > LED Indoor Light Fixtures > LED Downlights and Trims > LED Recessed Cans > 6 Inch > 6" LED 5000 Lumen 35 Deg 3000K Product Specifications - Quick Reference Lamp Wattage: Working Voltage: 46 Watts 120-277 Volt Dimensions: Reflector / Trim Ring: 7.2" H x 9.9" L x 5.6" W Silver Diffused / White Insulation: Non-IC Dimmable: YES: 0-10V Light Color: Delivered Lumens: 3000K 4,345 Lumens Light Distribution: Certifications: 25-35 Degree (Medium) UL1598, CSA, FCC, RoHS Special Note: This item is a Build To Order item. Please allow 3-4 Weeks for manufacturing. Universal's 6" LED Commercial Recessed Down Light fixtures are a perfect choice for any new work or remodel 6" recessed can application. The Universal NON-IC commercial recessed down light fixtures are a high output (5,000 nominal lumens with 4,345 delivered lumens) LED lighting solution. Available in 3000K, 3500K or 4000K and light distribution options of 25-35 degree (medium) or 75-85 degree (wide) these LED down lights are designed to offer you flexibility in applications including offices, healthcare facilities, airports, educational institutions and other buildings that want to reduce maintenance and energy consumption without sacrificing quality of light. Click here to see the Universal 6" Commercial LED Down Light Specification Sheet. This item is the Universal SD6-M5K830CDW-U. It is a 3000 Kelvin (K) warm white LED light that operates on your existing 120 through 277 volt circuit and consumes just 46 watts. These LED recessed downlights can be installed as either cut-in cans or new construction down lights. They generate 5,000 nominal lumens (an amazing 108 Lumens per watt efficacy) with a light distribution of 25-35 degrees (the medium distribution option). The Universal SD6-M5K830CDW-U 6" commercial LED downlight is NON-IC rated (IC=Insulation Contact - all insulation must be kept a minimum of 3" away from all sides and the top of the housing). This LED recessed can is dimmable (0-10V dimming controls required - sold separately) down to 10% when operated at either 120V or 277V. It is suitable for use in either dry or damp indoor locations and has a 5 year limited warranty. Instant on at full brightness and mercury free - environmentally positive - generates no IR or UV - protects valuable objects - these 6" recessed cans are rated for 50,000 hours. Each LED can light is constructed with an integral housing and optic in one unit. The SD6-M5K830CDW-U has a clear (silver) diffused reflector and a satin white, painted, cast aluminum flange. The chip-on-board LED module reduces shadowing versus diode devices. Spherical phosphor coating is used for color uniformity across all fixtures that you install and the reflector is positioned by the die-cast lower housing for photometric consistency. The stated 50,000 hour life is based on functional light quality. After 30% lumen depreciation the functionality of the LED is rated to be ended, even though the lamp is still generating 70% of initial lumens (the L70 standard). These 6" commercial LED down lights operate on universal 120-277 volt input power. The junction box, which has two 1/2" and two combination 1/2"-3/4" knockouts, is listed for through branch circuit wiring (a maximum of eight 12-AWG 90C conductors - 4 in and 4 out). The dimensions of the fixture can are 7.2" high x 9.9" long x 5.4" wide. This commercial recessed downlight housing is CSA listed to both US and Canadian UL1598, RoHS compliant and FCC Title 47 CFR, Part 15, Class A. The optional DFK6 drywall frame-in kit (sold separately) is required for new construction, ceiling rafter mounting. Typical applications for the Universal SD6-M5K830CDW-U 46 watt 6" LED commercial grade downlight fixtures include commercial atriums, soffets, high ceilings in living rooms and general decorative indoor lighting in residential, office, retail, restaurant, school, hospital and hotel/motel locations. Universal Lighting 6" LED 5000 Lumen 35 Deg 3000K | 3000 | 85 | 5000 | 108.6957 | 50000 | 46 | 1 | 151.26 | 151.26 | 177.7363 | 2020Q3 | https://www.greenelectricalsupply.com/6-inch-commercial-led-down-light-new-construction-cut-in-can-3000k.aspx | Green Electrical Supply | 2020 | Yes
LED Lighting | Downlight | Manufacturer: Lotus LED Lights | False |  |  |  |  | 6" Recessed 6" Recessed Home > LED Indoor Light Fixtures > LED Downlights and Trims > 6 Inch Retrofits > Round > 3000K Warm White > 6 Inch 12 Watt 700 Lumen 277V Super Thin LED Down Light with Black Trim 3000K Product Specifications - Quick Reference Wattage: Dimensions: 12 Watts 6.75" Diameter by 1/2" High Beam Angle Dimmable: 110 degrees NO - Not Dimmable Working Voltage: Color Temp: 277 Volt 3000K Warranty: 5 Year Limited (Commercial) 10 Year Limited (Residential) Light Output: 700 Lumens Certifications: cULus, cETLus Since its first super slim products launch in 2010, Lotus LED Lights have set the competitive bar extremely high and are the most preferred super slim recessed LED lights used by architects, interior decorators, designers, builders, electricians and homeowners in North America. Lotus LED Lights offers superior flexibility, unlimited layout options and can be installed anywhere in your home to create a gorgeous high-end living environment by delivering warm and inviting light. These ultra thin recessed LED down lights are absolutely perfect for tight spaces, soffits, insulated and dropped ceilings. The Lotus LED Lights super slim recessed LED fixtures are cULus Listed, cETLus Approved, rated Type IC (Direct Contact with Insulation) and they are air-tight. A recessed downlight housing (also called out as a Pot Light Housing) is NOT Required - even for Insulated Ceilings. This 1/2 Thick, low profile LED fixture fits directly under joists giving you maximum lighting layout flexibility in even the tightest spaces. Click here to see the Lotus 6 Inch Round Slim Recessed LED Specification Sheet. Every Lotus LED fixture is constructed with integral Epistar LEDs and the 277 volt, isolated, external, magnetic, constant current driver is factory installed inside the junction box. Lotus engineered all of their fixtures with the constant current driver in order run their fixtures at 90% of their rated current. This provides additional reliability and longer life. You need one driver for every fixture. Lotus engineers believe that if you have one driver for multiple fixtures you need to have an additional current regulator on every fixture if you want all fixtures to have the same brightness and the ability to dim simultaneously. The Lotus LED system is more reliable. Should you need to disconnect one fixture you would not effect the operation of the others. (Note: All connections in any ceiling requires a junction box, which Lotus provides as the driver compartment). Fixture comes connected to the driver by 12 long low voltage cable with waterproof connector in the middle. Depending on where you want the driver to be you have 2 options: To locate the driver next to the fixture simply run your line voltage wiring to the first junction box in your circuit and daisy chain to the junction boxes of the other fixtures, or install all of your drivers at one location and use low voltage extension cables to the fixtures (Use only extensions provided by the manufacturer. Available jumper cables are 6 feet (1.8m) and 20 feet (6m). Cables are linkable). The maximum run should not exceed 40 feet (12m). Click here to see the Lotus Damp Location Down Light Installation Instructions There are two 6" models available to you from Lotus. The two primary differences are the brightness generated and the trim diameter and width. As for brightness: model LY6RCS generates 700 lumens and is a 65W halogen equivalent and model LY61RCD generates 900 lumens and is a 75W halogen equivalent. The trim diameter and width on model LY6RCS is 6 3/4 inch diameter (Note: The hole has to be carefully cut since there is no room for mistakes). Model LY61RCD is 7 inch OD. The trim is wider so this model may even cover existing holes. If you do not have the joists restriction go for the 1 inch thick models you can install less fixtures for the same brightness level. How much space do you need in the Ceiling? For the 6 inch fixtures you will need 1 1/2 inch space. The Lotus LED Light fixtures are really easy to install. Just check out the short video below. This item is the Lotus LED Lights LY6RCS/30K/BK/277V. It is the ultra slim, low profile, 12 watt, 6" x 1" super thin, round, LED recessed down light with a black trim (a white or brushed nickel trim option is also available). The LY6RCS/30K/BK/277V is Air-Tight and is rated for Damp locations (Not suitable for steam showers, saunas and outdoor locations where directly exposed to rain). This 6 inch LED retrofit has a beam angle of 110 degrees, generates 700 lumens of 3000K light and is designed to replace up to 65 watt halogen lights in recessed downlight applications. They operate on 277V input voltage. A 120v version is also available and those are dimmable (on 120V circuits ONLY) down to about 20% when using approved dimmer switches. Each Lotus LED Lights recessed down light carries a 10 year residential or 5 year commercial limited warranty. Click here to see the complete Lotus LED Light Limited Warranty Information. Lotus can offer this because every single driver is powered for a minimum of 24 hours together with the fixture that it is shipped with. Every LED is visually checked before and after the PCB is mounted on the fixture. No Random Tests Lotus Hand Tests Every Fixture And Driver. Lotus LED Lights 6 Inch 12 Watt 700 Lumen 277V Super Thin LED Down Light with Black Trim 3000K | 3000 | 84 | 700 | 58.3333 | 24 | 12 | 1 | 61.53 | 61.53 | 72.3001 | 2020Q3 | https://www.greenelectricalsupply.com/6-inch-super-thin-led-down-light-black-trim-277-volt-3000k.aspx | Green Electrical Supply | 2020 | Yes
LED Lighting | Downlight | Manufacturer: Lotus LED Lights | False |  |  |  |  | 6" Recessed 6" Recessed Home > LED Indoor Light Fixtures > LED Downlights and Trims > 6 Inch Retrofits > Round > 4000K Cool White > 6 Inch 12 Watt 700 Lumen 277V Super Thin LED Down Light with Black Trim 4100K Product Specifications - Quick Reference Wattage: Dimensions: 12 Watts 6.75" Diameter by 1/2" High Beam Angle Dimmable: 110 degrees NO - Not Dimmable Working Voltage: Color Temp: 277 Volt 4100K Warranty: 5 Year Limited (Commercial) 10 Year Limited (Residential) Light Output: 700 Lumens Certifications: cULus, cETLus Since its first super slim products launch in 2010, Lotus LED Lights have set the competitive bar extremely high and are the most preferred super slim recessed LED lights used by architects, interior decorators, designers, builders, electricians and homeowners in North America. Lotus LED Lights offers superior flexibility, unlimited layout options and can be installed anywhere in your home to create a gorgeous high-end living environment by delivering warm and inviting light. These ultra thin recessed LED down lights are absolutely perfect for tight spaces, soffits, insulated and dropped ceilings. The Lotus LED Lights super slim recessed LED fixtures are cULus Listed, cETLus Approved, rated Type IC (Direct Contact with Insulation) and they are air-tight. A recessed downlight housing (also called out as a Pot Light Housing) is NOT Required - even for Insulated Ceilings. This 1/2 Thick, low profile LED fixture fits directly under joists giving you maximum lighting layout flexibility in even the tightest spaces. Click here to see the Lotus 6 Inch Round Slim Recessed LED Specification Sheet. Every Lotus LED fixture is constructed with integral Epistar LEDs and the 277 volt, isolated, external, magnetic, constant current driver is factory installed inside the junction box. Lotus engineered all of their fixtures with the constant current driver in order run their fixtures at 90% of their rated current. This provides additional reliability and longer life. You need one driver for every fixture. Lotus engineers believe that if you have one driver for multiple fixtures you need to have an additional current regulator on every fixture if you want all fixtures to have the same brightness and the ability to dim simultaneously. The Lotus LED system is more reliable. Should you need to disconnect one fixture you would not effect the operation of the others. (Note: All connections in any ceiling requires a junction box, which Lotus provides as the driver compartment). Fixture comes connected to the driver by 12 long low voltage cable with waterproof connector in the middle. Depending on where you want the driver to be you have 2 options: To locate the driver next to the fixture simply run your line voltage wiring to the first junction box in your circuit and daisy chain to the junction boxes of the other fixtures, or install all of your drivers at one location and use low voltage extension cables to the fixtures (Use only extensions provided by the manufacturer. Available jumper cables are 6 feet (1.8m) and 20 feet (6m). Cables are linkable). The maximum run should not exceed 40 feet (12m). Click here to see the Lotus Damp Location Down Light Installation Instructions There are two 6" models available to you from Lotus. The two primary differences are the brightness generated and the trim diameter and width. As for brightness: model LY6RCS generates 700 lumens and is a 65W halogen equivalent and model LY61RCD generates 900 lumens and is a 75W halogen equivalent. The trim diameter and width on model LY6RCS is 6 3/4 inch diameter (Note: The hole has to be carefully cut since there is no room for mistakes). Model LY61RCD is 7 inch OD. The trim is wider so this model may even cover existing holes. If you do not have the joists restriction go for the 1 inch thick models you can install less fixtures for the same brightness level. How much space do you need in the Ceiling? For the 6 inch fixtures you will need 1 1/2 inch space. The Lotus LED Light fixtures are really easy to install. Just check out the short video below. This item is the Lotus LED Lights LY6RCS/41K/BK/277V. It is the ultra slim, low profile, 12 watt, 6" x 1" super thin, round, LED recessed down light with a black trim (a white or brushed nickel trim option is also available). The LY6RCS/41K/BK/277V is Air-Tight and is rated for Damp locations (Not suitable for steam showers, saunas and outdoor locations where directly exposed to rain). This 6 inch LED retrofit has a beam angle of 110 degrees, generates 700 lumens of 4100K light and is designed to replace up to 65 watt halogen lights in recessed down light applications. They operate on 277V input voltage. A 120v version is also available and those are dimmable (on 120V circuits ONLY) down to about 20% when using approved dimmer switches. Each Lotus LED Lights recessed down light carries a 10 year residential or 5 year commercial limited warranty. Click here to see the complete Lotus LED Light Limited Warranty Information. Lotus can offer this because every single driver is powered for a minimum of 24 hours together with the fixture that it is shipped with. Every LED is visually checked before and after the PCB is mounted on the fixture. No Random Tests Lotus Hand Tests Every Fixture And Driver. Lotus LED Lights 6 Inch 12 Watt 700 Lumen 277V Super Thin LED Down Light with Black Trim 4100K | 4100 | 84 | 700 | 58.3333 | 24 | 12 | 1 | 61.53 | 61.53 | 72.3001 | 2020Q3 | https://www.greenelectricalsupply.com/6-inch-super-thin-led-down-light-blackk-trim-277-volt-4100k.aspx | Green Electrical Supply | 2020 | Yes
LED Lighting | Downlight | Manufacturer: Lotus LED Lights | False |  |  |  |  | 6" Recessed 6" Recessed Home > LED Indoor Light Fixtures > LED Downlights and Trims > 6 Inch Retrofits > Round > 3000K Warm White > 6 Inch 12 Watt 700 Lumen 277V Super Thin LED Down Light with White Trim 3000K Product Specifications - Quick Reference Wattage: Dimensions: 12 Watts 6.75" Diameter by 1/2" High Beam Angle Dimmable: 110 degrees NO - Not Dimmable Working Voltage: Color Temp: 277 Volt 3000K Warranty: 5 Year Limited (Commercial) 10 Year Limited (Residential) Light Output: 700 Lumens Certifications: cULus, cETLus Since its first super slim products launch in 2010, Lotus LED Lights have set the competitive bar extremely high and are the most preferred super slim recessed LED lights used by architects, interior decorators, designers, builders, electricians and homeowners in North America. Lotus LED Lights offers superior flexibility, unlimited layout options and can be installed anywhere in your home to create a gorgeous high-end living environment by delivering warm and inviting light. These ultra thin recessed LED down lights are absolutely perfect for tight spaces, soffits, insulated and dropped ceilings. The Lotus LED Lights super slim recessed LED fixtures are cULus Listed, cETLus Approved, rated Type IC (Direct Contact with Insulation) and they are air-tight. A recessed downlight housing (also called out as a Pot Light Housing) is NOT Required - even for Insulated Ceilings. This 1/2 Thick, low profile LED fixture fits directly under joists giving you maximum lighting layout flexibility in even the tightest spaces. Click here to see the Lotus 6 Inch Round Slim Recessed LED Specification Sheet. Every Lotus LED fixture is constructed with integral Epistar LEDs and the 277 volt, isolated, external, magnetic, constant current driver is factory installed inside the junction box. Lotus engineered all of their fixtures with the constant current driver in order run their fixtures at 90% of their rated current. This provides additional reliability and longer life. You need one driver for every fixture. Lotus engineers believe that if you have one driver for multiple fixtures you need to have an additional current regulator on every fixture if you want all fixtures to have the same brightness and the ability to dim simultaneously. The Lotus LED system is more reliable. Should you need to disconnect one fixture you would not effect the operation of the others. (Note: All connections in any ceiling requires a junction box, which Lotus provides as the driver compartment). Fixture comes connected to the driver by 12 long low voltage cable with waterproof connector in the middle. Depending on where you want the driver to be you have 2 options: To locate the driver next to the fixture simply run your line voltage wiring to the first junction box in your circuit and daisy chain to the junction boxes of the other fixtures, or install all of your drivers at one location and use low voltage extension cables to the fixtures (Use only extensions provided by the manufacturer. Available jumper cables are 6 feet (1.8m) and 20 feet (6m). Cables are linkable). The maximum run should not exceed 40 feet (12m). Click here to see the Lotus Damp Location Down Light Installation Instructions There are two 6" models available to you from Lotus. The two primary differences are the brightness generated and the trim diameter and width. As for brightness: model LY6RCS generates 700 lumens and is a 65W halogen equivalent and model LY61RCD generates 900 lumens and is a 75W halogen equivalent. The trim diameter and width on model LY6RCS is 6 3/4 inch diameter (Note: The hole has to be carefully cut since there is no room for mistakes). Model LY61RCD is 7 inch OD. The trim is wider so this model may even cover existing holes. If you do not have the joists restriction go for the 1 inch thick models you can install less fixtures for the same brightness level. How much space do you need in the Ceiling? For the 6 inch fixtures you will need 1 1/2 inch space. The Lotus LED Light fixtures are really easy to install. Just check out the short video below. This item is the Lotus LED Lights LY6RCS/30K/WH/277V. It is the ultra slim, low profile, 12 watt, 6" x 1" super thin, round, LED recessed down light with a white trim (a black or brushed nickel trim option is also available). The LY6RCS/30K/WH/277V is Air-Tight and is rated for Damp locations (Not suitable for steam showers, saunas and outdoor locations where directly exposed to rain). This 6 inch LED retrofit has a beam angle of 110 degrees, generates 700 lumens of 3000K light and is designed to replace up to 65 watt halogen lights in recessed downlight applications. They operate on 277V input voltage. A 120v version is also available and those are dimmable (on 120V circuits ONLY) down to about 20% when using approved dimmer switches. Each Lotus LED Lights recessed down light carries a 10 year residential or 5 year commercial limited warranty. Click here to see the complete Lotus LED Light Limited Warranty Information. Lotus can offer this because every single driver is powered for a minimum of 24 hours together with the fixture that it is shipped with. Every LED is visually checked before and after the PCB is mounted on the fixture. No Random Tests Lotus Hand Tests Every Fixture And Driver. Lotus LED Lights 6 Inch 12 Watt 700 Lumen 277V Super Thin LED Down Light with White Trim 3000K | 3000 | 84 | 700 | 58.3333 | 24 | 12 | 1 | 61.53 | 61.53 | 72.3001 | 2020Q3 | https://www.greenelectricalsupply.com/6-inch-super-thin-led-down-light-white-trim-277-volt-3000k.aspx | Green Electrical Supply | 2020 | Yes
LED Lighting | Downlight | Manufacturer: Light Efficient Design | False |  |  | PL LED Retrofit | G24d-2 | Direct Replacement LED Direct Replacement LED Home > LED Light Bulbs > LED PL Lamps > 2-Pin Base > 26 Watt CFL Equal > 3500K Bright White > 7W LED G24d 2-Pin Dual 3500K Product Specifications - Quick Reference Input Voltage: Dimmable: 120-277 Volt AC NOT Dimmable Dimensions: Quantity of LEDs: 1.374" Wide x 5.75" Long 32 SMD LED Color: 3500 Kelvin Rated Life Span: Up To 25,000 Hours (L70) Lumens: Efficacy: 869 Lumens 129 lm/w CRI / Beam Angle: Certifications: 85 CRI / 120 Degrees UL, RoHS Light Efficient Design is dedicated to providing the type of products that you demand. Proper certifications, such as LM79, Lighting Facts, UL and ultimately Energy Star, are top priorities for Light Efficient Design. These labels instill confidence in the quality of their products. More and more of their products carry certifications, and ultimately most will be certified. Some of Light Efficient Designs products, in what we believe to be one of the broadest assortment of LED lights anywhere, might appear to be similar to many competitors products but we can assure you that the intrinsics, which you cannot see, have been designed to give you the performance and longevity that you expect from LED products, but dont always get in this vast unknown supplier industry. Here are Light Efficient Design's 120 degree beam angle retrofit LED. It is a direct replacement for 26 watt, 2-pin G24d-2 or G24d-3 fluorescent PL tube lights. Part number LED-7322-35A (the factory replacement for the LED-7302-35A), delivers a 3500K bright white light, has a Power Factor of 90 and consumes just 7 watts of 120 to 277 volt 60 Hz energy. UL Listed, these LED tubes are a non-dimmable LED light bulb, will produce 869 Lumens of light output (that's an awesome 129 Lumens Per Watt), has a CRI of 85 and a rated life of up to 25,000 hours based on L70. Give them a try - You will be very pleasantly surprised. Click here to see the complete LED-7322 G24d 2 Pin Retrofit Series Specification Sheet. These LED fluorescent bulbs have a 120 degree beam angle which easily integrates energy saving LED technology into your standard recessed lighting format. These LED retrofits are designed to replace 26 watt G24d-2 or G24d-3 2-pin fluorescent PL lamps and are designed for use in horizontal recessed applications. The physical dimensions of the Light Efficient Design LED 3500K bright white LED retrofit are 5.75 long by 1.374 wide. Each LED-7322 LED fluorescent retrofit bulb is a Dual operational retrofit option. These retrofits will operate directly off of your existing 26 watt 120V to 277V magnetic ballast or simply bypass your existing ballast and operate the lamp directly off of your 120-277 line voltage. These LED retrofit bulbs carry a 5 Year Limited Warranty. Click here to see the complete Light Efficient Design Limited Warranty. The LED-7322-35A, 7 watt LED lamp has been designed to retrofit existing fluorescent recessed can lighting installations, thereby reducing maintenance and energy expenditures in residential, commercial, retail displays, hotel, motel and resort applications and as an energy saving light source for new fixtures and installations. Please NOTE: When retrofitting LED to a fluorescent fixture, the ballast must be by-passed or removed from the fixture. Additionally, by-passing the ballast will insure no RFI interference. Click here to see the LED-7322 Installation Instructions. Light Efficient Design 7W LED G24d 2-Pin Dual 3500K | 3500 | 85 | 869 | 124.1429 | 25000 | 7 | 1 | 11.55 | 11.55 | 13.5717 | 2020Q3 | https://www.greenelectricalsupply.com/7-watt-led-pl-tube-g24d-2-pin-bypass-or-direct-replacement-3500k.aspx | Green Electrical Supply | 2020 | No
LED Lighting | Downlight | Manufacturer: Light Efficient Design | False |  |  | PL LED Retrofit | G24d-2 | Direct Replacement LED Direct Replacement LED Home > LED Light Bulbs > LED PL Lamps > 2-Pin Base > 26 Watt CFL Equal > 4000K Cool White > 7W LED G24d 2-Pin Dual 4000K Product Specifications - Quick Reference Input Voltage: Dimmable: 120-277 Volt AC NOT Dimmable Dimensions: Quantity of LEDs: 1.374" Wide x 5.75" Long 32 SMD LED Color: 4000K Cool White Rated Life Span: Up To 50,000 Hours (L70) Lumens: Efficacy: 887 Lumens 132 lm/w CRI / Beam Angle: Certifications: 84 CRI / 120 Degrees UL, RoHS Light Efficient Design is dedicated to providing the type of products that you demand. Proper certifications, such as LM79, Lighting Facts, UL and ultimately Energy Star, are top priorities for Light Efficient Design. These labels instill confidence in the quality of their products. More and more of their products carry certifications, and ultimately most will be certified. Some of Light Efficient Designs products, in what we believe to be one of the broadest assortment of LED lights anywhere, might appear to be similar to many competitors products but we can assure you that the intrinsics, which you cannot see, have been designed to give you the performance and longevity that you expect from LED products, but dont always get in this vast unknown supplier industry. Here are Light Efficient Design's 120 degree beam angle retrofit LED. It is a direct replacement for 26 watt, 2-pin G24d-2 or G24d-3 fluorescent PL tube lights. Part number LED-7322-40K-G2 (the factory replacement for the LED-7302-42A and LED-7322-40A), delivers a 4000K cool white light, has a Power Factor of 90 and consumes just 7 watts of 120 to 277 volt 60 Hz energy. UL Listed, these LED tubes are a non-dimmable LED light bulb, will produce 887 Lumens of light output (that's an awesome 132 Lumens Per Watt), has a CRI of 84 and a rated life of up to 50,000 hours based on L70. Give them a try - You will be very pleasantly surprised. Click here to see the complete LED-7322 G24d 2 Pin Retrofit Series Specification Sheet. These LED fluorescent bulbs have a 120 degree beam angle which easily integrates energy saving LED technology into your standard recessed lighting format. These LED retrofits are designed to replace 26 watt G24d-2 or G24d-3 2-pin fluorescent PL lamps and are designed for use in horizontal recessed applications. The physical dimensions of the Light Efficient Design LED 4000K cool white LED retrofit are 5.75 long by 1.374 wide. Each LED-7322 LED fluorescent retrofit bulb is a Dual operational retrofit option. These retrofits will operate directly off of your existing 26 watt 120V to 277V magnetic ballast or simply bypass your existing ballast and operate the lamp directly off of your 120-277 line voltage. These LED retrofit bulbs carry a 5 Year Limited Warranty. The LED-7322-40K-G2, 7 watt LED lamp has been designed to retrofit existing fluorescent recessed can lighting installations, thereby reducing maintenance and energy expenditures in residential, commercial, retail displays, hotel, motel and resort applications and as an energy saving light source for new fixtures and installations. Please NOTE: When retrofitting LED to a fluorescent fixture, the ballast must be by-passed or removed from the fixture. Additionally, by-passing the ballast will insure no RFI interference. Light Efficient Design 7W LED G24d 2-Pin Dual 4000K | 4000 | 84 | 887 | 126.7143 | 50000 | 7 | 1 | 11.55 | 11.55 | 13.5717 | 2020Q3 | https://www.greenelectricalsupply.com/7-watt-led-pl-tube-g24d-2-pin-bypass-or-direct-replacement-4000k.aspx | Green Electrical Supply | 2020 | No
LED Lighting | Downlight | Manufacturer: Venture Lighting | True |  |  | Circular/Circline/Round |  | 8" Recessed 8" Recessed Home > LED Indoor Light Fixtures > LED Downlights and Trims > 8 Inch Retrofits > Round > 4000K Cool White > 8 Inch 40 Watt LED Downlight Retrofit 120-277V 3163 Lumens 4000K Cool White Product Specifications - Quick Reference Lamp Wattage: Working Voltage: 40 Watts 120-277 Volt Housing Dimensions: Rated Life: 9.29" Dia x 6.38" H 54,000 Hours Lumens: 3,163 Lumens Dimmable: No Light Color: Trim / Baffle: 4000K Cool White White / White Certifications: Warranty: Title 24, UL, ENERGY STAR 5 Year Limited Venture Lighting, since the early 1980s has been a pioneer of light source technology. They are bringing you a world class range of LED Lighting Solutions and continue to add to their extensive catalog. Venture Lighting's LED downlight retrofit kits are low profile, durable, and designed for long life and low maintenance. These ENERGY STAR 8" LED ( Light Emitting Diode ) downlight retrofits are a perfect choice for use in your existing 8" non-IC recessed can applications. Venture Lighting's LED retrofit cans are NON-IC Rated and Title 24 Compliant, to meet all your retrofitting needs. Click here to see the complete Venture Lighting LED 8 Inch Commercial Recessed Retrofit Down Light Specification Sheet. This Venture DL17815 4000 Kelvin (K) cool white LED down light operates on your existing 120 through 277 volt circuit and consumes just 50 watts. These LED retrofit lights generate 3,163 delivered lumens (or 79 Lumens Per Watt) and has a Color Rendering Index (CRI) of 80. The Venture Lighting DL17815 8" commercial LED down light retrofit offers out-of-the-box dimming compatibility using 0-10 volt controls and is suitable for damp locations as well as being Title 24 compliant. These LED downlights carry a 5 year limited warranty and are acceptable for use in Non-IC housings. Instant on at full brightness and mercury free - environmentally positive - generates no IR or UV - protects valuable objects - these 8" recessed can retrofit LED fixtures are rated for 54,000 hours based on the L70 Standard. The white trim is constructed with a cast aluminum and the reflector has a white finish. This commercial grade LED retrofit trim module is supplied with universal mounting clips for varying ceiling thickness. This quality high hat retrofit is supplied with an external driver, for easy retrofit and maintenance, and the power supply features integral thermal protection. Please contact our customer service representatives if you want a quote for a larger job. Click here to view the Venture 8 Inch Down light Retrofit Installation Sheet. Venture Lighting 8 Inch 40 Watt LED Downlight Retrofit 120-277V 3163 Lumens 4000K Cool White | 4000 | 80 | 3163 | 79.075 | 54000 | 40 | 1 | 89.23 | 89.23 | 104.8487 | 2020Q3 | https://www.greenelectricalsupply.com/8-downlight-40w-retrofit-4000k.aspx | Green Electrical Supply | 2020 | No
LED Lighting | Downlight | Manufacturer: Eiko | True |  |  | Circular/Circline/Round |  | Recessed, 4" Recessed Recessed, 4" Recessed Home > LED Indoor Light Fixtures > LED Downlights and Trims > 8 Inch Retrofits > Round > Color Selectable > 8 Inch 12/16/22 Watt LED Commercial Downlight Retrofit Color Selectable 3000/3500/4000K Product Specifications - Quick Reference Lamp Wattage: Working Voltage: 12/16/22 Watts 120-277 Volt Dimensions: Rated Life: 10.94" Diameter x 4.88" H 60,000 Hours (L85) Lumens: 1,280-2,125 Lumens Dimmable: Yes - 0-10V Dimming Color Temperature: CRI: 3000/3500/4000K 80 CRI Certifications: Warranty: RoHS, Wet Location 5 Year Limited EiKO's CD Commercial Downlights are economical LED commercial retrofit options with multiple “set and forget” lumen stops and CCT options in each fixture. Available in 4”, 6”, 8”, and 10” options, EiKO's CD Downlights feature a spring installation that can be installed directly in the ceiling without a housing. They are suitable for new construction or remodel applications. They are NOT suitable for enclosed cans or for use with pin base or screw base applications. They feature a flexible steel conduit with 1/2 inch KP snap in connector. Click here to see the complete EiKO Wattage and Color Selectable Commercial Downlight Installation Instructions. The 8 inch LED Downlight EiKO 11026 (CD8/PS22/FCCT/UD) is color selectable and can switch between three different color temperatures including: 3000K Warm White, 3500K Bright White, and 4000K Cool White, via the switch is located at the top of the driver. This LED downlight operates on the universal voltage of 120-277V and is also wattage/lumen adjustable controlled by the same switch on the driver. The 11026 can switch between 12 watts, 16 watts, and 22 watts, ranging between 1280-2125 lumens respectively and has a Color Rendering Index (CRI) of 80. The EiKO 8 inch LED downlight fixture is dimmable via 0-10v dimming and is suitable for wet locations. This LED Downlight has a white finish. These LED lights carry a 5 year limited warranty. Click here to see the complete EiKO Wattage and Color Selectable Commercial Downlight Specification Sheet. Typical applications include: Hotel Lobby, Shopping Center, Supermarkets, Recreation Centers, Offices, Schools, Hospitality and Retail. Have a large job or can't find what you are looking for? Contact our customer service at 248-276-9640 and we will be happy to help. Eiko 8 Inch 12/16/22 Watt LED Commercial Downlight Retrofit Color Selectable 3000/3500/4000K | 3000 | 80 | 1280 | 106.6667 | 60000 | 12 | 1 | 49.31 | 49.31 | 57.9412 | 2020Q3 | https://www.greenelectricalsupply.com/8-inch-12-16-22-watt-led-commercial-downlight-retrofit-color-selectable-3000-3500-4000k.aspx | Green Electrical Supply | 2020 | No
LED Lighting | Downlight | Manufacturer: MaxLite | True |  |  |  |  | 8" Recessed 8" Recessed Home > LED Indoor Light Fixtures > LED Downlights and Trims > 8 Inch Retrofits > Round > 4000K Cool White > 8 Inch 12 Watt 1060 Lumen 120-277V Gen2 LED Commercial Downlight Retrofit 4000K Product Specifications - Quick Reference Lamp Wattage: Working Voltage: 12 Watts 120-277 Volt Dimensions: Rated Life: 7.99" Dia x 6.33" H 50,000 Hours Delivered Lumens: 1,060 Lumens Dimmable: YES: 0-10V Only Light Color: CRI: 4000K Cool White 80 CRI Certifications: Warranty: RoHS, cULus, ENERGY STAR 5 Year Limited These Commercial Recessed Retrofit LED Downlight Fixtures are a perfect choice for use in your existing 8 inch recessed can applications. Maxlite's LED retrofit cans combine low up-front cost, minimal labor, best-in-class energy efficiency and architectural-quality light to deliver an exceptional value for all your retrofit projects. Click here to see the complete Maxlite RRECO Commercial Recessed Retrofit LED Downlight Specification Sheet. This Maxlite RRECO81240W/V2 (1408365) 4000 Kelvin (K) cool white LED light operates on the universal voltage of 120-277V and consumes just 12 watts. These LED retrofit lights generate 1030 delivered lumens (or 96 Lumens Per Watt) and has a Color Rendering Index (CRI) of 80. The Maxlite RRECO81240W/V2 8" LED downlight retrofit offers out-of-the-box dimming compatibility using 0-10 volt controls and is suitable for damp locations. These LED bulbs carry a 5 year limited warranty. Instant on at full brightness and mercury free - environmentally positive - generates no IR or UV - protects valuable objects - these 8" recessed can retrofit LED fixtures are rated for 50,000 hours based on the L70 Standard. The white trim is constructed with a heavy gauge anodized aluminum and the reflector has a haze finish. This commercial grade LED retrofit trim module is supplied with optional retaining clips in case the existing frame does not have adequate springs to secure the reflector. This quality retrofit is supplied with an external driver, for easy retrofit and maintenance, and the power supply features integral thermal protection. The one-piece design is quick and easy to install into existing recessed frames. Click here to see the complete Maxlite RRECO Commercial Recessed Retrofit LED Downlight Installation Instructions. Typical Applications Typical applications for the Maxlite RRECO81240W/V2 12 watt 8" LED down light retrofit fixtures include commercial atriums, soffets, living room, and general decorative indoor lighting in residential, office, retail, restaurant, school, hospital and hotel/motel locations. MaxLite 8 Inch 12 Watt 1060 Lumen 120-277V Gen2 LED Commercial Downlight Retrofit 4000K | 4000 | 80 | 1060 | 88.3333 | 50000 | 12 | 1 | 80.28 | 80.28 | 94.3321 | 2020Q3 | https://www.greenelectricalsupply.com/8-inch-12-watt-1060-lumen-120-277v-gen2-led-commercial-downlight-retrofit-4000k.aspx | Green Electrical Supply | 2020 | Yes
LED Lighting | Downlight | Manufacturer: MaxLite | True |  |  |  |  | 8" Recessed 8" Recessed Home > LED Indoor Light Fixtures > LED Downlights and Trims > 8 Inch Retrofits > Round > 3000K Warm White > 8 Inch 12 Watt 1030 Lumen 120-277V Gen2 LED Commercial Downlight Retrofit 3000K Product Specifications - Quick Reference Lamp Wattage: Working Voltage: 12 Watts 120-277 Volt Dimensions: Rated Life: 7.99" Dia x 6.33" H 50,000 Hours Delivered Lumens: 1,030 Lumens Dimmable: YES: 0-10V Only Light Color: CRI: 3000K Warm White 80 CRI Certifications: Warranty: RoHS, cULus, ENERGY STAR 5 Year Limited These Commercial Recessed Retrofit LED Downlight Fixtures are a perfect choice for use in your existing 8 inch recessed can applications. Maxlite's LED retrofit cans combine low up-front cost, minimal labor, best-in-class energy efficiency and architectural-quality light to deliver an exceptional value for all your retrofit projects. Click here to see the complete Maxlite RRECO Commercial Recessed Retrofit LED Downlight Specification Sheet. This Maxlite RRECO81230W/V2 (1408681) 3000 Kelvin (K) warm white LED light operates on the universal voltage of 120-277V and consumes just 12 watts. These LED retrofit lights generate 1030 delivered lumens (or 96 Lumens Per Watt) and has a Color Rendering Index (CRI) of 80. The Maxlite RRECO81230W/V2 8" LED downlight retrofit offers out-of-the-box dimming compatibility using 0-10 volt controls and is suitable for damp locations. These LED bulbs carry a 5 year limited warranty. Instant on at full brightness and mercury free - environmentally positive - generates no IR or UV - protects valuable objects - these 8" recessed can retrofit LED fixtures are rated for 50,000 hours based on the L70 Standard. The white trim is constructed with a heavy gauge anodized aluminum and the reflector has a haze finish. This commercial grade LED retrofit trim module is supplied with optional retaining clips in case the existing frame does not have adequate springs to secure the reflector. This quality retrofit is supplied with an external driver, for easy retrofit and maintenance, and the power supply features integral thermal protection. The one-piece design is quick and easy to install into existing recessed frames. Click here to see the complete Maxlite RRECO Commercial Recessed Retrofit LED Downlight Installation Instructions. Typical Applications Typical applications for the Maxlite RRECO81230W/V2 12 watt 8" LED down light retrofit fixtures include commercial atriums, soffets, living room, and general decorative indoor lighting in residential, office, retail, restaurant, school, hospital and hotel/motel locations. MaxLite 8 Inch 12 Watt 1030 Lumen 120-277V Gen2 LED Commercial Downlight Retrofit 3000K | 3000 | 80 | 1030 | 85.8333 | 50000 | 12 | 1 | 75.49 | 75.49 | 88.7037 | 2020Q3 | https://www.greenelectricalsupply.com/8-inch-12-watt-gen2-commercial-led-downlight-retrofit-3000k.aspx | Green Electrical Supply | 2020 | Yes
LED Lighting | Downlight | Manufacturer: MaxLite | True |  |  |  |  | Recessed, 8" Recessed Recessed, 8" Recessed Home > Closeout Fixtures and Light Bulbs > 8 Inch 13 Watt 1456 Lumen 120-277V LED Commercial High Hat Retrofit 3000K Product Specifications - Quick Reference Lamp Wattage: Working Voltage: 12.6 Watts 120-277 Volt Dimensions: Rated Life: 7.5" Inner Dia x 4.09" H 50,000 Hours Delivered Lumens: 1,456 Lumens Dimmable: YES: TRIAC (120V Only) Light Color: CRI: 3000K Warm White 80 CRI Certifications: Warranty: RoHS, ENERGY STAR 5 Year Limited The Universal Downlight Fixture from MaxLite is an economical, all-in-one solution for adding recessed downlighting to hospitality, retail, office and other commercial lighting applications. The downlight is designed with an integral whip, which connects directly to a junction box (existing or independently mounted), and a universal driver that eliminates the need for a traditional recessed housing, saving installers time and money. Simple connect the light and use the incorporated spring mounting to place it into the ceiling - no can, bulb or extra labor required! This downlight is easy to install for new construction, remodel, and retrofit projects. The downlight has a slim body that fits into shallow ceilings. Its white baffle trim blends seamlessly into interiors and This Maxlite RCF81330W (1410031) 3000 Kelvin (K) warm white LED light operates on the universal voltage of 120-277V and consumes just 12.6 watts. These LED downlights generate 1456 delivered lumens (or 116 Lumens Per Watt) and has a Color Rendering Index (CRI) of 80. The Maxlite RCF81330W 8" LED downlight fixture offers out-of-the-box dimming compatibility using TRIAC controls, on the 120V only, and is suitable for damp locations. These LED lights carry a 5 year limited warranty. Click here to see the complete Maxlite RCF Universal LED Downlight Specification Sheet. Instant on at full brightness and mercury free - environmentally positive - generates no IR or UV - protects valuable objects - these 8" recessed can retrofit LED fixtures are rated for 50,000 hours based on the L70 Standard. Typical applications for the Maxlite RCF81330W 12.6 watt 8" LED down light retrofit fixtures include commercial atriums, soffets, living room, and general decorative indoor lighting in residential, office, retail, restaurant, school, hospital and hotel/motel locations. Click here to see the complete Maxlite RCF Universal LED Downlight Installation Instructions. MaxLite 8 Inch 13 Watt 1456 Lumen 120-277V LED Commercial High Hat Retrofit 3000K | 3000 | 80 | 1456 | 116.48 | 50000 | 12.5 | 1 | 34.62 | 34.62 | 40.6798 | 2020Q3 | https://www.greenelectricalsupply.com/8-inch-13-watt-led-commercial-recessed-downlight-retrofit-3000k.aspx | Green Electrical Supply | 2020 | Yes
LED Lighting | Downlight | Manufacturer: MaxLite | True |  |  |  |  | Recessed, 8" Recessed Recessed, 8" Recessed Home > Closeout Fixtures and Light Bulbs > 8 Inch 13 Watt 1456 Lumen 120-277V LED Commercial High Hat Retrofit 3500K Product Specifications - Quick Reference Lamp Wattage: Working Voltage: 12.6 Watts 120-277 Volt Dimensions: Rated Life: 7.5" Inner Dia x 4.09" H 50,000 Hours Delivered Lumens: 1,456 Lumens Dimmable: YES: TRIAC (120V Only) Light Color: CRI: 3500K Bright White 80 CRI Certifications: Warranty: RoHS, ENERGY STAR 5 Year Limited The Universal Downlight Fixture from MaxLite is an economical, all-in-one solution for adding recessed downlighting to hospitality, retail, office and other commercial lighting applications. The downlight is designed with an integral whip, which connects directly to a junction box (existing or independently mounted), and a universal driver that eliminates the need for a traditional recessed housing, saving installers time and money. Simple connect the light and use the incorporated spring mounting to place it into the ceiling - no can, bulb or extra labor required! This downlight is easy to install for new construction, remodel, and retrofit projects. The downlight has a slim body that fits into shallow ceilings. Its white baffle trim blends seamlessly into interiors and This Maxlite RCF81335W (14099583) 3500 Kelvin (K) bright white LED light operates on the universal voltage of 120-277V and consumes just 12.6 watts. These LED downlights generate 1456 delivered lumens (or 116 Lumens Per Watt) and has a Color Rendering Index (CRI) of 80. The Maxlite RCF81335W 8" LED downlight fixture offers out-of-the-box dimming compatibility using TRIAC controls, on the 120V only, and is suitable for damp locations. These LED lights carry a 5 year limited warranty. Click here to see the complete Maxlite RCF Universal LED Downlight Specification Sheet. Instant on at full brightness and mercury free - environmentally positive - generates no IR or UV - protects valuable objects - these 8" recessed can retrofit LED fixtures are rated for 50,000 hours based on the L70 Standard. Typical applications for the Maxlite RCF81335W 12.6 watt 8" LED down light retrofit fixtures include commercial atriums, soffets, living room, and general decorative indoor lighting in residential, office, retail, restaurant, school, hospital and hotel/motel locations. Click here to see the complete Maxlite RCF Universal LED Downlight Installation Instructions. MaxLite 8 Inch 13 Watt 1456 Lumen 120-277V LED Commercial High Hat Retrofit 3500K | 3500 | 80 | 1456 | 116.48 | 50000 | 12.5 | 1 | 34.62 | 34.62 | 40.6798 | 2020Q3 | https://www.greenelectricalsupply.com/8-inch-13-watt-led-commercial-recessed-downlight-retrofit-3500k.aspx | Green Electrical Supply | 2020 | Yes
LED Lighting | Downlight | Manufacturer: MaxLite | True |  |  |  |  | Recessed, 8" Recessed Recessed, 8" Recessed Home > LED Indoor Light Fixtures > LED Downlights and Trims > 8 Inch Retrofits > Round > Color Selectable > 8 Inch 13 Watt Color Selectable LED Universal Downlight Fixture and Retrofit 3000K/3500K/4000K Product Specifications - Quick Reference Lamp Wattage: Working Voltage: 13 Watts 120-277 Volt Dimensions: Rated Life: 7.5" Inner Dia x 4.43" H 50,000 Hours Delivered Lumens: 1,115 Lumens Dimmable: YES: TRIAC (120V Only) Light Color: CRI: 3000/3500/4000K 80 CRI Certifications: Warranty: RoHS, ENERGY STAR 5 Year Limited The Color Selectable Universal Downlight Fixture and Retrofit from MaxLite is an economical, all-in-one solution for adding recessed downlighting to hospitality, retail, office and other commercial lighting applications. The downlight is designed with an integral whip, which connects directly to a junction box (existing or independently mounted), and a universal driver that eliminates the need for a traditional recessed housing, saving installers time and money. Simply connect the light and use the incorporated spring mounting to place it into the ceiling - no can, bulb or extra labor required! This downlight is easy to install for new construction, remodel, and retrofit projects. The downlight has a slim body that fits into shallow ceilings. Its white baffle trim blends seamlessly into interiors. The newest generation further simplifies product choice by combining 3 CCTs in one product. The MaxLite RCF813CSW (14099879), a replacement for RCF81340W (1410032), is color selectable and can switch between 3000K Warm White, 3500K Bright White, and 4000K Cool White with a CCT selection switch located on top of the fixture. This LED downlight operates on the universal voltage of 120-277V and consumes just 13 watts while generating 1115 delivered lumens (or 87 Lumens Per Watt) and has a Color Rendering Index (CRI) of 80. The MaxLite RCF813CSW 8 inch LED downlight fixture offers out-of-the-box dimming compatibility using TRIAC controls, on the 120V only, and is suitable for damp locations. These LED lights carry a 5 year limited warranty. Click here to see the complete MaxLite Color Selectable RCF Universal LED Downlight Specification Sheet. Instant on at full brightness and mercury free - environmentally positive - generates no IR or UV - protects valuable objects - these 8 inch recessed can retrofit LED fixtures are rated for 50,000 hours based on the L70 Standard. Typical applications for the MaxLite RCF813CSW 13 watt 8" LED down light retrofit fixtures include commercial atriums, soffets, living room, and general decorative indoor lighting in residential, office, retail, restaurant, school, hospital and hotel/motel locations. Click here to see the complete MaxLite Color Selectable RCF Universal LED Downlight Installation Instructions. MaxLite 8 Inch 13 Watt Color Selectable LED Universal Downlight Fixture and Retrofit 3000K/3500K/4000K | 3000 | 80 | 1115 | 85.7692 | 50000 | 13 | 1 | 38.46 | 38.46 | 45.192 | 2020Q3 | https://www.greenelectricalsupply.com/8-inch-13w-color-selectable-led-downlight-retrofit-3000k-3500k-4000k.aspx | Green Electrical Supply | 2020 | Yes
LED Lighting | Downlight | Manufacturer: Acuity - Juno Lighting | True |  |  |  |  | 8" Recessed 8" Recessed Home > LED Indoor Light Fixtures > LED Downlights and Trims > 8 Inch Retrofits > Round > 3000K Warm White > 8 Inch 20 Watt 1500 Lumen 120-277V LED Commercial Retrofit with Haze Reflector 3000K Product Specifications - Quick Reference Lamp Wattage: Working Voltage: 19.9 Watts 120-277 Volt Housing Dimensions: Rated Life: 10 5/16" Dia x 5 3/8" H 50,000 Hours Delivered Lumens: 1,500 Lumens Dimmable: YES: 0-10V Only Light Color: CRI: 3000K 90 CRI Certifications: Warranty: RoHS, cULus, ENERGY STAR 5 Year Limited Juno® Commercial LED Downlight Retrofit Trim assemblies are the ideal way to upgrade existing incandescent, CFL and HID commercial down light housings to high-performance LED. The all-in-one design features an advanced LED light engine mounted directly to the spun aluminum trim with a regressed diffusing lens in either white or haze finish. Installation is fast and simple with the unique quick disconnect feature from the junction box. The Juno JCLR Series provides an array of options to retrofit traditional incandescent, compact fluorescent and HID commercial recessed downlights. These trim assemblies are available in both small and large 6" and 8" modules for updating a range of varying fixture apertures currently in use today. They replace CFL lamps totaling 42W or greater, while producing as high as 2400 lumens at just 27.5W input. With Juno commercial LED down light retrofit trims, you can upgrade virtually any 6" and 8" non-IC commercial recessed rough-in section to the latest in energy-efficient LED technology. These ENERGY STAR Qualified 8" LED ( Light Emitting Diode ) Commercial High Hat Retrofit Down Light conversion kits are a perfect choice for use in your existing 8" recessed can applications. Juno's LED retrofit cans combine low up-front cost, minimal labor, best-in-class energy efficiency and architectural-quality light to deliver an exceptional value for all your retrofit projects. Click here to see the complete Juno LED 8 Inch Commercial Recessed Down Light Retrofit Specification Sheet. This Juno JCLR8L-15-930KU-HZ or JCLR8L 15LM 30K 90CRI MVOLT ZT HZWH, 3000 Kelvin (K) warm white LED light operates on your existing 120 through 277 volt circuit and consumes just 19.9 watts. These LED retrofit lights generate 1,500 delivered lumens (or 75 Lumens Per Watt) and has a Color Rendering Index (CRI) of 90. The Juno JCLR8L-15-930KU-HZ 8" LED down light retrofit offers out-of-the-box dimming compatibility using 0-10 volt controls and is suitable for damp locations. These LED bulbs carry a 5 year limited warranty. Instant on at full brightness and mercury free - environmentally positive - generates no IR or UV - protects valuable objects - these 8 inch recessed downlight can retrofit LED fixtures are rated for 50,000 hours based on the L70 Standard. The white trim is constructed with a heavy gauge anodized aluminum and the reflector has a haze finish. This commercial grade LED retrofit trim module is supplied with optional retaining clips in case the existing frame does not have adequate springs to secure the reflector. This quality retrofit is supplied with an external driver, for easy retrofit and maintenance, and the power supply features integral thermal protection. The one-piece design is quick and easy to install into existing recessed frames. Click here to see the complete Juno LED 8 Inch Commercial Recessed Down Light Retrofit Installation Instructions or Check out the video below to see just how easily they install! Typical Applications Typical applications for the JCLR8L-15-930KU-HZ 20 watt 8" 90 CRI CFL, PL or Metal Halide LED down light retrofit kits include commercial atriums, soffits, living room, and general decorative indoor lighting in residential, office, retail, restaurant, school, hospital and hotel/motel locations. Acuity - Juno Lighting 8 Inch 20 Watt 1500 Lumen 120-277V LED Commercial Retrofit with Haze Reflector 3000K | 3000 | 90 | 1500 | 75 | 50000 | 20 | 1 | 110.82 | 110.82 | 130.2178 | 2020Q3 | https://www.greenelectricalsupply.com/8-inch-1500-lumen-commercial-led-down-light-retrofit-haze-3000k.aspx | Green Electrical Supply | 2020 | Yes
LED Lighting | Downlight | Manufacturer: MaxLite | True |  |  |  |  | 8" Recessed 8" Recessed Home > LED Indoor Light Fixtures > LED Downlights and Trims > 8 Inch Retrofits > Round > 3000K Warm White > 8 Inch 18 Watt 1542 Lumen 120-277V Gen2 LED Commercial Downlight Retrofit 3000K Product Specifications - Quick Reference Lamp Wattage: Working Voltage: 18 Watts 120-277 Volt Dimensions: Rated Life: 7.99" Dia x 6.33" H 50,000 Hours Delivered Lumens: 1,542 Lumens Dimmable: YES: 0-10V Only Light Color: CRI: 3000K Warm White 80 CRI Certifications: Warranty: RoHS, cULus, ENERGY STAR 5 Year Limited These Commercial Recessed Retrofit LED Downlight Fixtures are a perfect choice for use in your existing 8 inch recessed can applications. Maxlite's LED retrofit cans combine low up-front cost, minimal labor, best-in-class energy efficiency and architectural-quality light to deliver an exceptional value for all your retrofit projects. Click here to see the complete Maxlite RRECO Commercial Recessed Retrofit LED Downlight Specification Sheet. This Maxlite RRECO81830W/V2 (1409589) 3000 Kelvin (K) cool white LED light operates on the universal voltage of 120-277V and consumes just 18 watts. These LED retrofit lights generate 1542 delivered lumens (or 93 Lumens Per Watt) and has a Color Rendering Index (CRI) of 80. The Maxlite RRECO81830W/V2 8" LED downlight retrofit offers out-of-the-box dimming compatibility using 0-10 volt controls and is suitable for damp locations. These LED bulbs carry a 5 year limited warranty. Instant on at full brightness and mercury free - environmentally positive - generates no IR or UV - protects valuable objects - these 8" recessed can retrofit LED fixtures are rated for 50,000 hours based on the L70 Standard. The white trim is constructed with a heavy gauge anodized aluminum and the reflector has a haze finish. This commercial grade LED retrofit trim module is supplied with optional retaining clips in case the existing frame does not have adequate springs to secure the reflector. This quality retrofit is supplied with an external driver, for easy retrofit and maintenance, and the power supply features integral thermal protection. The one-piece design is quick and easy to install into existing recessed frames. Click here to see the complete Maxlite RRECO Commercial Recessed Retrofit LED Downlight Installation Instructions. Typical Applications Typical applications for the Maxlite RRECO81830W/V2 18 watt 8" LED down light retrofit fixtures include commercial atriums, soffets, living room, and general decorative indoor lighting in residential, office, retail, restaurant, school, hospital and hotel/motel locations. MaxLite 8 Inch 18 Watt 1542 Lumen 120-277V Gen2 LED Commercial Downlight Retrofit 3000K | 3000 | 80 | 1542 | 85.6667 | 50000 | 18 | 1 | 73.49 | 73.49 | 86.3536 | 2020Q3 | https://www.greenelectricalsupply.com/8-inch-18-watt-gen2-commercial-led-downlight-retrofit-3000k.aspx | Green Electrical Supply | 2020 | Yes
LED Lighting | Downlight | Manufacturer: MaxLite | True |  |  |  |  | 8" Recessed 8" Recessed Home > LED Indoor Light Fixtures > LED Downlights and Trims > 8 Inch Retrofits > Round > 4000K Cool White > 8 Inch 18 Watt 1568 Lumen 120-277V Gen2 LED Commercial Downlight Retrofit 4000K Product Specifications - Quick Reference Lamp Wattage: Working Voltage: 18 Watts 120-277 Volt Dimensions: Rated Life: 7.99" Dia x 6.33" H 50,000 Hours Delivered Lumens: 1,568 Lumens Dimmable: YES: 0-10V Only Light Color: CRI: 4000K Cool White 80 CRI Certifications: Warranty: RoHS, cULus, ENERGY STAR 5 Year Limited These Commercial Recessed Retrofit LED Downlight Fixtures are a perfect choice for use in your existing 8 inch recessed can applications. Maxlite's LED retrofit cans combine low up-front cost, minimal labor, best-in-class energy efficiency and architectural-quality light to deliver an exceptional value for all your retrofit projects. Click here to see the complete Maxlite RRECO Commercial Recessed Retrofit LED Downlight Specification Sheet. This Maxlite RRECO81840W/V2 (1408368) 4000 Kelvin (K) cool white LED light operates on the universal voltage of 120-277V and consumes just 18 watts. These LED retrofit lights generate 1568 delivered lumens (or 92 Lumens Per Watt) and has a Color Rendering Index (CRI) of 80. The Maxlite RRECO81840W/V2 8" LED downlight retrofit offers out-of-the-box dimming compatibility using 0-10 volt controls and is suitable for damp locations. These LED bulbs carry a 5 year limited warranty. Instant on at full brightness and mercury free - environmentally positive - generates no IR or UV - protects valuable objects - these 8" recessed can retrofit LED fixtures are rated for 50,000 hours based on the L70 Standard. The white trim is constructed with a heavy gauge anodized aluminum and the reflector has a haze finish. This commercial grade LED retrofit trim module is supplied with optional retaining clips in case the existing frame does not have adequate springs to secure the reflector. This quality retrofit is supplied with an external driver, for easy retrofit and maintenance, and the power supply features integral thermal protection. The one-piece design is quick and easy to install into existing recessed frames. Click here to see the complete Maxlite RRECO Commercial Recessed Retrofit LED Downlight Installation Instructions. Typical Applications Typical applications for the Maxlite RRECO81840W/V2 18 watt 8" LED down light retrofit fixtures include commercial atriums, soffets, living room, and general decorative indoor lighting in residential, office, retail, restaurant, school, hospital and hotel/motel locations. MaxLite 8 Inch 18 Watt 1568 Lumen 120-277V Gen2 LED Commercial Downlight Retrofit 4000K | 4000 | 80 | 1568 | 87.1111 | 50000 | 18 | 1 | 73.49 | 73.49 | 86.3536 | 2020Q3 | https://www.greenelectricalsupply.com/8-inch-18-watt-gen2-commercial-led-downlight-retrofit-4000k.aspx | Green Electrical Supply | 2020 | Yes
LED Lighting | Downlight | Manufacturer: MaxLite | True |  |  |  |  | Recessed, 8" Recessed Recessed, 8" Recessed Home > Closeout Fixtures and Light Bulbs > 8 Inch 18 Watt 1956 Lumen 120-277V LED Commercial High Hat Retrofit 3000K Product Specifications - Quick Reference Lamp Wattage: Working Voltage: 17.2 Watts 120-277 Volt Dimensions: Rated Life: 7.5" Inner Dia x 4.09" H 50,000 Hours Delivered Lumens: 1,956 Lumens Dimmable: YES: TRIAC (120V Only) Light Color: CRI: 3000K Warm White 80 CRI Certifications: Warranty: RoHS, ENERGY STAR 5 Year Limited The Universal Downlight Fixture from MaxLite is an economical, all-in-one solution for adding recessed downlighting to hospitality, retail, office and other commercial lighting applications. The downlight is designed with an integral whip, which connects directly to a junction box (existing or independently mounted), and a universal driver that eliminates the need for a traditional recessed housing, saving installers time and money. Simple connect the light and use the incorporated spring mounting to place it into the ceiling - no can, bulb or extra labor required! This downlight is easy to install for new construction, remodel, and retrofit projects. The downlight has a slim body that fits into shallow ceilings. Its white baffle trim blends seamlessly into interiors and This Maxlite RCF81830W (1410033) 3000 Kelvin (K) warm white LED light operates on the universal voltage of 120-277V and consumes just 17.2 watts. These LED downlights generate 1956 delivered lumens (or 114 Lumens Per Watt) and has a Color Rendering Index (CRI) of 80. The Maxlite RCF81830W 8" LED downlight fixture offers out-of-the-box dimming compatibility using TRIAC controls, on the 120V only, and is suitable for damp locations. These LED lights carry a 5 year limited warranty. Click here to see the complete Maxlite RCF Universal LED Downlight Specification Sheet. Instant on at full brightness and mercury free - environmentally positive - generates no IR or UV - protects valuable objects - these 8" recessed can retrofit LED fixtures are rated for 50,000 hours based on the L70 Standard. Typical applications for the Maxlite RCF81830W 17.2 watt 8" LED down light retrofit fixtures include commercial atriums, soffets, living room, and general decorative indoor lighting in residential, office, retail, restaurant, school, hospital and hotel/motel locations. Click here to see the complete Maxlite RCF Universal LED Downlight Installation Instructions. MaxLite 8 Inch 18 Watt 1956 Lumen 120-277V LED Commercial High Hat Retrofit 3000K | 3000 | 80 | 1956 | 115.0588 | 50000 | 17 | 1 | 33.57 | 33.57 | 39.446 | 2020Q3 | https://www.greenelectricalsupply.com/8-inch-18-watt-led-commercial-recessed-down-light-retrofit-3000k.aspx | Green Electrical Supply | 2020 | Yes
LED Lighting | Downlight | Manufacturer: MaxLite | True |  |  |  |  | Recessed, 8" Recessed Recessed, 8" Recessed Home > LED Indoor Light Fixtures > LED Downlights and Trims > 8 Inch Retrofits > Round > Color Selectable > 8 Inch 18 Watt Color Selectable LED Universal Downlight Fixture and Retrofit 3000K/3500K/4000K Product Specifications - Quick Reference Lamp Wattage: Working Voltage: 18 Watts 120-277 Volt Dimensions: Rated Life: 7.5" Inner Dia x 4.43" H 50,000 Hours Delivered Lumens: 1,650 Lumens Dimmable: YES: TRIAC (120V Only) Light Color: CRI: 3000/3500/4000K 80 CRI Certifications: Warranty: RoHS, ENERGY STAR 5 Year Limited The Color Selectable Universal Downlight Fixture and Retrofit from MaxLite is an economical, all-in-one solution for adding recessed downlighting to hospitality, retail, office and other commercial lighting applications. The downlight is designed with an integral whip, which connects directly to a junction box (existing or independently mounted), and a universal driver that eliminates the need for a traditional recessed housing, saving installers time and money. Simply connect the light and use the incorporated spring mounting to place it into the ceiling - no can, bulb or extra labor required! This downlight is easy to install for new construction, remodel, and retrofit projects. The downlight has a slim body that fits into shallow ceilings. Its white baffle trim blends seamlessly into interiors. The newest generation further simplifies product choice by combining 3 CCTs in one product. The MaxLite RCF818CSW (14099880), a replacement for RCF81840W (1410034), is color selectable and can switch between 3000K Warm White, 3500K Bright White, and 4000K Cool White with a CCT selection switch located on top of the fixture. This LED downlight operates on the universal voltage of 120-277V and consumes just 18 watts while generating 1650 delivered lumens (or 94 Lumens Per Watt) and has a Color Rendering Index (CRI) of 80. The MaxLite RCF818CSW 8 inch LED downlight fixture offers out-of-the-box dimming compatibility using TRIAC controls, on the 120V only, and is suitable for damp locations. These LED lights carry a 5 year limited warranty. Click here to see the complete MaxLite Color Selectable RCF Universal LED Downlight Specification Sheet. Instant on at full brightness and mercury free - environmentally positive - generates no IR or UV - protects valuable objects - these 8 inch recessed can retrofit LED fixtures are rated for 50,000 hours based on the L70 Standard. Typical applications for the MaxLite RCF818CSW 18 watt 8" LED down light retrofit fixtures include commercial atriums, soffets, living room, and general decorative indoor lighting in residential, office, retail, restaurant, school, hospital and hotel/motel locations. Click here to see the complete MaxLite Color Selectable RCF Universal LED Downlight Installation Instructions. MaxLite 8 Inch 18 Watt Color Selectable LED Universal Downlight Fixture and Retrofit 3000K/3500K/4000K | 3000 | 80 | 1650 | 91.6667 | 50000 | 18 | 1 | 41.53 | 41.53 | 48.7994 | 2020Q3 | https://www.greenelectricalsupply.com/8-inch-18w-color-selectable-led-downlight-retrofit-3000k-3500k-4000k.aspx | Green Electrical Supply | 2020 | Yes
LED Lighting | Downlight | Manufacturer: MaxLite | True | Daylighting/Photocell, |  | Circular/Circline/Round |  | 8" Recessed 8" Recessed Home > LED Indoor Light Fixtures > LED Downlights and Trims > 8 Inch Retrofits > Round > Color Selectable > 8 Inch 20 Watt Color Selectable LED Slim Round Downlight Fixture and Retrofit 2700K/3000K/4000K/5000K Product Specifications - Quick Reference Lamp Wattage: Working Voltage: 20 Watts 120 Volt Dimensions: Rated Life: 1" H x 8.86" W x 8.86"L 50,000 Hours Delivered Lumens: 1126 Lumens Dimmable: YES: TRIAC (120V Only) Light Color: CRI: 2700K/3000K/4000K/5000K 90 CRI Certifications: Warranty: RoHS, ENERGY STAR 5 Year Limited The Color Selectable Slim Downlight Fixture and Retrofit from MaxLite is an economical, all-in-one solution for adding recessed downlighting to residential or commercial applications. The slim downlight (sometimes known as an LED Wafer) is designed with an external driver and mounts directly into the ceiling - no recessed can required! This fixture is low profile and easy to install, also being rated for IC and wet locations. Simply connect the light and use the incorporated spring mounting to place it into the ceiling - no can, bulb or extra labor required! This downlight is easy to install for new construction, remodel, and retrofit projects. The downlight has a slim body that fits into shallow ceilings. Its white baffle trim blends seamlessly into interiors. The newest generation further simplifies product choice by combining 4 CCTs in one product. The MaxLite SDLR820CSWJ (102889) is color selectable and can switch between 2700K - 3000K Warm White, 4000K Cool White, and 5000K Daylight with a CCT selection switch located on top of the fixture. This LED downlight operates on the voltage of 120V and consumes just 20 watts while generating 1,520 delivered lumens (or 77 Lumens Per Watt) and has a Color Rendering Index (CRI) of 90. The MaxLite SDLR820CSWJ 8 inch LED downlight fixture offers out-of-the-box dimming compatibility using TRIAC controls, on the 120V only, and is suitable for wet locations. Please see a list of compatible dimmers on the specification sheet linked below. These LED lights carry a 5 year limited warranty. Click here to see the complete MaxLite Color Selectable SDL Slim LED Downlight Specification Sheet. Instant on at full brightness and mercury free - environmentally positive - generates no IR or UV - protects valuable objects - these 8 inch recessed can retrofit LED fixtures are rated for 50,000 hours based on the L70 Standard. Typical applications for the MaxLite SDLR820CSWJ 13 watt 8" LED down light retrofit fixtures include commercial atriums, soffets, living room, and general decorative indoor lighting in residential, office, retail, restaurant, school, hospital and hotel/motel locations. Click here to see the complete MaxLite Color Selectable SDL Slim LED Downlight Installation Instructions. MaxLite 8 Inch 20 Watt Color Selectable LED Slim Round Downlight Fixture and Retrofit 2700K/3000K/4000K/5000K | 2700 | 90 | 1520 | 76 | 50000 | 20 | 1 | 30.77 | 30.77 | 36.1559 | 2020Q3 | https://www.greenelectricalsupply.com/8-inch-20-watt-color-selectable-led-slim-round-downlight-fixture-and-retrofit-2700k-3000k-4000k-5000k.aspx | Green Electrical Supply | 2020 | No
LED Lighting | Downlight | Manufacturer: MaxLite | True | Daylighting/Photocell, |  | Square or Rectangular |  | 8" Recessed 8" Recessed Home > LED Indoor Light Fixtures > LED Downlights and Trims > 8 Inch Retrofits > Square > Color Selectable > 8 Inch 20 Watt Color Selectable LED Slim Square Downlight Fixture and Retrofit 2700K/3000K/4000K/5000K Product Specifications - Quick Reference Lamp Wattage: Working Voltage: 20 Watts 120 Volt Dimensions: Rated Life: 1" H x 8.86" W x 8.86"L 50,000 Hours Delivered Lumens: 1,516 Lumens Dimmable: YES: TRIAC (120V Only) Light Color: CRI: 2700K/3000K/4000K/5000K 90 CRI Certifications: Warranty: RoHS, ENERGY STAR 5 Year Limited The Color Selectable Slim Downlight Fixture and Retrofit from MaxLite is an economical, all-in-one solution for adding recessed downlighting to residential or commercial applications. The slim downlight (sometimes known as an LED Wafer) is designed with an external driver and mounts directly into the ceiling - no recessed can required! This fixture is low profile and easy to install, also being rated for IC and wet locations. Simply connect the light and use the incorporated spring mounting to place it into the ceiling - no can, bulb or extra labor required! This downlight is easy to install for new construction, remodel, and retrofit projects. The downlight has a slim body that fits into shallow ceilings. Its white baffle trim blends seamlessly into interiors. The newest generation further simplifies product choice by combining 4 CCTs in one product. The MaxLite SDLS820CSWJ (102892) is color selectable and can switch between 2700K - 3000K Warm White, 4000K Cool White, and 5000K Daylight with a CCT selection switch located on top of the fixture. This LED downlight operates on the voltage of 120V and consumes just 20 watts while generating 1,516 delivered lumens (or 76 Lumens Per Watt) and has a Color Rendering Index (CRI) of 90. The MaxLite SDLS820CSWJ 8 inch LED downlight fixture offers out-of-the-box dimming compatibility using TRIAC controls, on the 120V only, and is suitable for wet locations. Please see a list of compatible dimmers on the specification sheet linked below. These LED lights carry a 5 year limited warranty. Click here to see the complete MaxLite Color Selectable SDL Slim LED Downlight Specification Sheet. Instant on at full brightness and mercury free - environmentally positive - generates no IR or UV - protects valuable objects - these 8 inch recessed can retrofit LED fixtures are rated for 50,000 hours based on the L70 Standard. Typical applications for the MaxLite SDLS820CSWJ 20 watt 8" LED down light retrofit fixtures include commercial atriums, soffets, living room, and general decorative indoor lighting in residential, office, retail, restaurant, school, hospital and hotel/motel locations. Click here to see the complete MaxLite Color Selectable SDL Slim LED Downlight Installation Instructions. MaxLite 8 Inch 20 Watt Color Selectable LED Slim Square Downlight Fixture and Retrofit 2700K/3000K/4000K/5000K | 2700 | 90 | 1516 | 75.8 | 50000 | 20 | 1 | 36.15 | 36.15 | 42.4776 | 2020Q3 | https://www.greenelectricalsupply.com/8-inch-20-watt-color-selectable-led-slim-square-downlight-fixture-and-retrofit-2700k-3000k-4000k-5000k.aspx | Green Electrical Supply | 2020 | No
LED Lighting | Downlight | Manufacturer: MaxLite | True |  |  |  |  | 8" Recessed 8" Recessed Home > LED Indoor Light Fixtures > LED Downlights and Trims > 8 Inch Retrofits > Round > 4000K Cool White > 8 Inch 24 Watt 2097 Lumen 120-277V Gen2 LED Commercial Downlight Retrofit 4000K Product Specifications - Quick Reference Lamp Wattage: Working Voltage: 24 Watts 120-277 Volt Dimensions: Rated Life: 7.99" Dia x 6.33" H 50,000 Hours Delivered Lumens: 2,097 Lumens Dimmable: YES: 0-10V Only Light Color: CRI: 4000K Cool White 80 CRI Certifications: Warranty: RoHS, cULus, ENERGY STAR 5 Year Limited These Commercial Recessed Retrofit LED Downlight Fixtures are a perfect choice for use in your existing 8 inch recessed can applications. Maxlite's LED retrofit cans combine low up-front cost, minimal labor, best-in-class energy efficiency and architectural-quality light to deliver an exceptional value for all your retrofit projects. Click here to see the complete Maxlite RRECO Commercial Recessed Retrofit LED Downlight Specification Sheet. This Maxlite RRECO82440W/V2 (1408676) 4000 Kelvin (K) cool white LED light operates on the universal voltage of 120-277V and consumes just 24 watts. These LED retrofit lights generate 2097 delivered lumens (or 90 Lumens Per Watt) and has a Color Rendering Index (CRI) of 80. The Maxlite RRECO812440W/V2 8" LED downlight retrofit offers out-of-the-box dimming compatibility using 0-10 volt controls and is suitable for damp locations. These LED bulbs carry a 5 year limited warranty. Instant on at full brightness and mercury free - environmentally positive - generates no IR or UV - protects valuable objects - these 8" recessed can retrofit LED fixtures are rated for 50,000 hours based on the L70 Standard. The white trim is constructed with a heavy gauge anodized aluminum and the reflector has a haze finish. This commercial grade LED retrofit trim module is supplied with optional retaining clips in case the existing frame does not have adequate springs to secure the reflector. This quality retrofit is supplied with an external driver, for easy retrofit and maintenance, and the power supply features integral thermal protection. The one-piece design is quick and easy to install into existing recessed frames. Click here to see the complete Maxlite RRECO Commercial Recessed Retrofit LED Downlight Installation Instructions. Typical Applications Typical applications for the Maxlite RRECO82440W/V2 24 watt 8" LED down light retrofit fixtures include commercial atriums, soffets, living room, and general decorative indoor lighting in residential, office, retail, restaurant, school, hospital and hotel/motel locations. MaxLite 8 Inch 24 Watt 2097 Lumen 120-277V Gen2 LED Commercial Downlight Retrofit 4000K | 4000 | 80 | 2097 | 87.375 | 50000 | 24 | 1 | 79.93 | 79.93 | 93.9208 | 2020Q3 | https://www.greenelectricalsupply.com/8-inch-24-watt-gen2-commercial-led-downlight-retrofit-4000k.aspx | Green Electrical Supply | 2020 | Yes
LED Lighting | Downlight | Manufacturer: Satco | True |  |  |  |  | Recessed, 8" Recessed Recessed, 8" Recessed Home > LED Indoor Light Fixtures > LED Downlights and Trims > 8 Inch Retrofits > Round > 4000K Cool White > 8 Inch 24 Watt Round Low Profile Edge Lit LED Downlight White Trim 90 CRI 4000K Cool White Product Specifications - Quick Reference Lamp Wattage: Working Voltage: 24 Watts 120 Volt Beam Degree: Rated Life: 108 Degree Beam Angle 50,000 Hours Lumen Output: Dimmable: 1800 Lumens Yes Finish Color: Installation: White Direct Wire Light Color: CRI: 4000K Cool White 90 CRI Certifications: Warranty: Title 24, Wet Location 5 Year Limited Founded in 1966, Satco is well known as a premier supplier of a variety of lighting products. Satco's extensive catalog includes nearly everything you may be looking for, including these low profile edge lit LED downlight retrofits. Satco's line of Slim LED downlight retrofits come in 4 inch versions as well as 6 and 8 inch versions, all are available in round or square fixtures. These downlight kits have a slim profile and an external remote driver that offers almost limitless installation options. These are perfect for renovations with tight or hard to reach spaces - as little as 1 inch height clearance is required. This is the Satco S11607 (24WLED/DW/EL/8/940/RND/RD), a round dimmable 8" low profile recessed 4000K Cool White LED Retrofit with a White Baffle and White Trim Ring. Satco's Slim Edge Lit Retrofit LED Downlights are ultra-efficient, super-easy and very affordable. These low profile wafer LED downlight kits provide 1800 lumens of brilliant illumination but only requires 24 watts of energy use. These dedicated 120 volt trims meet ENERGY STAR requirements, as well as being Wet Location Rated, and Title 24 certified. The S11607 from Satco does not require a recessed can and are air-tight for safe use with insulated or non-insulated ceilings. The external driver, or j-box, makes for easy placement and installation, as well as easy install spring clips that are included with each fixture. This LED downlight has an incredible CRI of 90! All your colors will stand out under this light. The Satco Low Profile Downlight Retrofit Series has many different application uses including: healthcare, hospitality, office, property management, residential, and retail. Click here to see the complete Satco Low Profile Edge Lit LED Downlight Specification Sheet. Satco 8 Inch 24 Watt Round Low Profile Edge Lit LED Downlight White Trim 90 CRI 4000K Cool White | 4000 | 90 | 1800 | 75 | 50000 | 24 | 1 | 40.95 | 40.95 | 48.1178 | 2020Q3 | https://www.greenelectricalsupply.com/8-inch-24-watt-round-low-profile-edge-lit-led-downlight-white-trim-90-cri-4000k-cool-white.aspx | Green Electrical Supply | 2020 | Yes
LED Lighting | Downlight | Manufacturer: Satco | True | Daylighting/Photocell, |  |  |  | Recessed, 8" Recessed Recessed, 8" Recessed Home > LED Indoor Light Fixtures > LED Downlights and Trims > 8 Inch Retrofits > Round > 5000K Daylight > 8 Inch 24 Watt Round Low Profile Edge Lit LED Downlight White Trim 90 CRI 5000K Daylight Product Specifications - Quick Reference Lamp Wattage: Working Voltage: 24 Watts 120 Volt Beam Degree: Rated Life: 108 Degree Beam Angle 50,000 Hours Lumen Output: Dimmable: 1800 Lumens Yes Finish Color: Installation: White Direct Wire Light Color: CRI: 5000K Daylight 90 CRI Certifications: Warranty: Title 24, Wet Location 5 Year Limited Founded in 1966, Satco is well known as a premier supplier of a variety of lighting products. Satco's extensive catalog includes nearly everything you may be looking for, including these low profile edge lit LED downlight retrofits. Satco's line of Slim LED downlight retrofits come in 4 inch versions as well as 6 and 8 inch versions, all are available in round or square fixtures. These downlight kits have a slim profile and an external remote driver that offers almost limitless installation options. These are perfect for renovations with tight or hard to reach spaces - as little as 1 inch height clearance is required. This is the Satco S11608 (24WLED/DW/EL/8/950/RND/RD), a round dimmable 8" low profile recessed 5000K Daylight LED Retrofit with a White Baffle and White Trim Ring. Satco's Slim Edge Lit Retrofit LED Downlights are ultra-efficient, super-easy and very affordable. These low profile wafer LED downlight kits provide 1800 lumens of brilliant illumination but only requires 24 watts of energy use. These dedicated 120 volt trims meet ENERGY STAR requirements, as well as being Wet Location Rated, and Title 24 certified. The S11608 from Satco does not require a recessed can and are air-tight for safe use with insulated or non-insulated ceilings. The external driver, or j-box, makes for easy placement and installation, as well as easy install spring clips that are included with each fixture. This LED downlight has an incredible CRI of 90! All your colors will stand out under this light. The Satco Low Profile Downlight Retrofit Series has many different application uses including: healthcare, hospitality, office, property management, residential, and retail. Click here to see the complete Satco Low Profile Edge Lit LED Downlight Specification Sheet. Satco 8 Inch 24 Watt Round Low Profile Edge Lit LED Downlight White Trim 90 CRI 5000K Daylight | 5000 | 90 | 1800 | 75 | 50000 | 24 | 1 | 40.95 | 40.95 | 48.1178 | 2020Q3 | https://www.greenelectricalsupply.com/8-inch-24-watt-round-low-profile-edge-lit-led-downlight-white-trim-90-cri-5000k-daylight.aspx | Green Electrical Supply | 2020 | Yes
LED Lighting | Downlight | Manufacturer: MaxLite | True |  |  |  |  | 8" Recessed 8" Recessed Home > LED Indoor Light Fixtures > LED Downlights and Trims > 8 Inch Retrofits > Round > 4000K Cool White > 8 Inch 40 Watt 3310 Lumen 120-277V Gen2 LED Commercial Downlight Retrofit 4000K Product Specifications - Quick Reference Lamp Wattage: Working Voltage: 40 Watts 120-277 Volt Dimensions: Rated Life: 7.99" Dia x 6.33" H 50,000 Hours Delivered Lumens: 3,310 Lumens Dimmable: YES: 0-10V Only Light Color: CRI: 4000K Cool White 80 CRI Certifications: Warranty: RoHS, cULus, ENERGY STAR 5 Year Limited These Commercial Recessed Retrofit LED Downlight Fixtures are a perfect choice for use in your existing 8 inch recessed can applications. MaxLite's LED retrofit cans combine low up-front cost, minimal labor, best-in-class energy efficiency and architectural-quality light to deliver an exceptional value for all your retrofit projects. Click here to see the complete MaxLite RRECO Commercial Recessed Retrofit LED Downlight Specification Sheet. This MaxLite RRECO84040W/V2 (1408374) 4000 Kelvin (K) cool white LED light operates on the universal voltage of 120-277V and consumes just 40 watts. These LED retrofit lights generate 3310 delivered lumens (or 86 Lumens Per Watt) and has a Color Rendering Index (CRI) of 80. The MaxLite RRECO84040W/V2 8" LED downlight retrofit offers out-of-the-box dimming compatibility using 0-10 volt controls and is suitable for damp locations. These LED bulbs carry a 5 year limited warranty. Instant on at full brightness and mercury free - environmentally positive - generates no IR or UV - protects valuable objects - these 8" recessed can retrofit LED fixtures are rated for 50,000 hours based on the L70 Standard. The white trim is constructed with a heavy gauge anodized aluminum and the reflector has a haze finish. This commercial grade LED retrofit trim module is supplied with optional retaining clips in case the existing frame does not have adequate springs to secure the reflector. This quality retrofit is supplied with an external driver, for easy retrofit and maintenance, and the power supply features integral thermal protection. The one-piece design is quick and easy to install into existing recessed frames. Click here to see the complete MaxLite RRECO Commercial Recessed Retrofit LED Downlight Installation Instructions. Typical Applications Typical applications for the MaxLite RRECO84040W/V2 24 watt 8" LED down light retrofit fixtures include commercial atriums, soffets, living room, and general decorative indoor lighting in residential, office, retail, restaurant, school, hospital and hotel/motel locations. MaxLite 8 Inch 40 Watt 3310 Lumen 120-277V Gen2 LED Commercial Downlight Retrofit 4000K | 4000 | 80 | 3310 | 82.75 | 50000 | 40 | 1 | 91.63 | 91.63 | 107.6688 | 2020Q3 | https://www.greenelectricalsupply.com/8-inch-40-watt-gen2-commercial-led-downlight-retrofit-4000k.aspx | Green Electrical Supply | 2020 | Yes
LED Lighting | Decorative | Manufacturer: Sunlite | True |  |  | G40 | Medium E26 | Home > LED Light Bulbs > LED Globe Bulbs > LED G40 Globe > 8 Watt Clear LED G40 Globe Filament Bulb 120V 2200K Product Specifications - Quick Reference Lamp Wattage: Working Voltage: 8 Watts 120 Volt Dimensions: Beam Angle: 4.92" x 6.89" (MOL) 360 Degree Lumen Output: Incandescent Equivalent: 600 Lumens 75 Watt Dimmable: Rated Life: Yes 25,000 Hours Color Temperature: 2200K Warm White Certifications : UL Listed, RoHS Compliant If you are looking for the antique style, traditional incandescent globe look and feel with all the energy efficient benefits LED technology can provide, this is the bulb for you. The Sunlite LED Filament Lamps are the perfect vintage light bulb with an historically accurate and beautifully reproduced design, perfect for restaurants or hospitality applications. The LEDs are aligned inside a clear lamp to maintain the look of clear incandescent filaments. This Sunlite G40/LED/AQ/8W/D/CL/22K/Long 2200K warm white smooth dimming LED filament light operates on your existing 120V circuit and consumes just 8 watts. These clear G40 incandescent LED retrofit lights generate 600 lumens with a CRI of 90. The omni-directional filament LED vintage light bulbs have a 360® beam angle to perfectly replace your 75 watt incandescent bulbs. The G40/LED/AQ/8W/D/CL/22K/Long is uL listed and comes with a 1 year warranty. Instant on at full brightness and mercury free - environmentally positive - generates no IR or UV - protects valuable objects - these Sunlite G40 incandescent globe shape LED bulbs are rated for 25,000 hours. These 120 volt LED light bulbs fit most fixtures with E26 base. The bulb's dimensions are 4.92" wide by 6.89" inches MOL. These antique LED lights are compatible with many timers and dimmable using most 120V wall box dimmers. Sunlite 8 Watt Clear LED G40 Globe Filament Bulb 120V 2200K | 2200 | 90 | 600 | 75 | 25000 | 8 | 1 | 15.29 | 15.29 | 17.9663 | 2020Q3 | https://www.greenelectricalsupply.com/8-watt-g40-led-vintage-antique-filament-bulb.aspx | Green Electrical Supply | 2020 | Yes
LED Lighting | Downlight | Manufacturer: Light Efficient Design | False |  |  | PL LED Retrofit | G24q | Direct Replacement LED Direct Replacement LED Home > Closeout Fixtures and Light Bulbs > 9 Watt 704 Lumen 4 Pin G24q Hybrid LED PL Retrofit 2700K Product Specifications - Quick Reference Input Voltage: Dimmable: 120-277 Volt AC NOT Dimmable Dimensions: Base: 1.34" Wide x 6.89" Long 4-Pin G24q LED Color: 2700 Kelvin Rated Life Span: Up To 25,000 Hours Lumens: Efficacy: 704 Lumens 78 lm/w CRI / Beam Angle: Certifications: 85 CRI / 120 Degrees UL, FCC Light Efficient Design is dedicated to providing the type of products that you demand. Proper certifications, such as LM79, Lighting Facts, UL and ultimately Energy Star, are top priorities for Light Efficient Design. These labels instill confidence in the quality of their products. More and more of their products carry certifications, and ultimately most will be certified. Some of Light Efficient Designs products, in what we believe to be one of the broadest assortment of LED lights anywhere, might appear to be similar to many competitors products but we can assure you that the intrinsics, which you cannot see, have been designed to give you the performance and longevity that you expect from LED products, but dont always get in this vast unknown supplier industry. Here are the Light Efficient Design, 120 degree beam angle retrofit LED. It features universal operation. This LED PL retrofit can be installed as either a direct replacement that is compatible with 13 watt, 18 watt or 26 watt electronic fluorescent ballasts in fixtures that currently use 4-pin G24q fluorescent PL tube lights (please refer to the specification sheet for a list of factory approved compatible ballasts) or you can bypass your ballast, wire directly to your socket, and operate off of your incoming 120-277v power. Part number LED-7324-27 (2700K Warm White) has a Power Factor of 88 and consumes just 9 watts of 120 to 277 volt 60 Hz energy. UL Listed, these LED tubes are a non-dimmable LED light bulb, will produce 704 Lumens of light output (that's an awesome 78 Lumens Per Watt), has a CRI of 85 and a rated life of up to 25,000 hours. Give them a try - You will be very pleasantly surprised. Click here to see the complete LED-7324 G24q 4 Pin Retrofit Specification Sheet. These LED fluorescent bulbs have a 120 degree beam angle which easily integrates energy saving LED technology into your standard recessed lighting format. These LED retrofits are designed to replace 13w, 18w or 26w G24q 4-pin fluorescent PL lamps and are suitable for horizontal recessed applications. The physical dimensions of the Light Efficient Design LED 2700K warm white LED retrofit are 6.889 maximum overall length (MOL) by 1.338 wide. Each LED-7324 LED fluorescent retrofit bulb offers you the flexibility to either bypass your current ballast or to wire your incoming 120-277v line directly to the socket. These LED retrofit bulbs carry a 5 Year Limited Warranty. Click here to see the complete Light Efficient Design Limited Warranty. The LED-7324-27, 9 watt LED lamp is designed to retrofit existing fluorescent recessed can lighting installations, thereby reducing maintenance and energy expenditures in residential, commercial, retail displays, hotel, motel and resort applications and as an energy saving light source for new fixtures and installations. Please NOTE: When retrofitting this LED to a fluorescent fixture by using the bi-pass option, the ballast must be by-passed or removed from the fixture. Additionally, by-passing the ballast will insure no RFI interference. Click here to see the LED-7324 Installation Instructions. Light Efficient Design 9 Watt 704 Lumen 4 Pin G24q Hybrid LED PL Retrofit 2700K | 2700 | 85 | 704 | 78.2222 | 25000 | 9 | 1 | 12.53 | 12.53 | 14.7232 | 2020Q3 | https://www.greenelectricalsupply.com/9-watt-g24q-4-pin-pl-led-bypass-direct-replacement-retrofit-2700k.aspx | Green Electrical Supply | 2020 | No
LED Lighting | Downlight | Manufacturer: Light Efficient Design | False |  |  | PL LED Retrofit | G24q | Direct Replacement LED Direct Replacement LED Home > Closeout Fixtures and Light Bulbs > 9 Watt 834 Lumen 4 Pin G24q Hybrid LED PL Retrofit 4000K Product Specifications - Quick Reference Input Voltage: Dimmable: 120-277 Volt AC NOT Dimmable Dimensions: Base: 1.34" Wide x 6.89" Long 4-Pin G24q LED Color: 4000 Kelvin Rated Life Span: Up To 25,000 Hours Lumens: Efficacy: 834 Lumens 93 lm/w CRI / Beam Angle: Certifications: 85 CRI / 120 Degrees UL, FCC Light Efficient Design is dedicated to providing the type of products that you demand. Proper certifications, such as LM79, Lighting Facts, UL and ultimately Energy Star, are top priorities for Light Efficient Design. These labels instill confidence in the quality of their products. More and more of their products carry certifications, and ultimately most will be certified. Some of Light Efficient Designs products, in what we believe to be one of the broadest assortment of LED lights anywhere, might appear to be similar to many competitors products but we can assure you that the intrinsics, which you cannot see, have been designed to give you the performance and longevity that you expect from LED products, but dont always get in this vast unknown supplier industry. Here are the Light Efficient Design, 180 degree beam angle retrofit LED. It features universal operation. This LED PL retrofit can be installed as either a direct replacement that is compatible with 13 watt, 18 watt or 26 watt electronic fluorescent ballasts in fixtures that currently use 4-pin G24q fluorescent PL tube lights (please refer to the specification sheet for a list of factory approved compatible ballasts) or you can bypass your ballast, wire directly to your socket, and operate off of your incoming 120-277v power. Part number LED-7324-40 (4000K Cool White) has a Power Factor of 88 and consumes just 9 watts of 120 to 277 volt 60 Hz energy. UL Listed, these LED tubes are a non-dimmable LED light bulb, will produce 834 Lumens of light output (that's an awesome 93 Lumens Per Watt), has a CRI of 85 and a rated life of up to 25,000 hours. Give them a try - You will be very pleasantly surprised. Click here to see the complete LED-7324 G24q 4 Pin Retrofit Specification Sheet. These LED fluorescent bulbs have a 180 degree beam angle which easily integrates energy saving LED technology into your standard recessed lighting format. These LED retrofits are designed to replace 13w, 18w or 26w G24q 4-pin fluorescent PL lamps and are suitable for horizontal recessed applications. The physical dimensions of the Light Efficient Design LED 4000K cool white LED retrofit are 6.889 maximum overall length (MOL) by 1.338 wide. Each LED-7324 LED fluorescent retrofit bulb offers you the flexibility to either bypass your current ballast or to wire your incoming 120-277v line directly to the socket. These LED retrofit bulbs carry a 5 Year Limited Warranty. Click here to see the complete Light Efficient Design Limited Warranty. The LED-7324-40, 9 watt LED lamp is designed to retrofit existing fluorescent recessed can lighting installations, thereby reducing maintenance and energy expenditures in residential, commercial, retail displays, hotel, motel and resort applications and as an energy saving light source for new fixtures and installations. Please NOTE: When retrofitting this LED to a fluorescent fixture by using the bi-pass option, the ballast must be by-passed or removed from the fixture. Additionally, by-passing the ballast will insure no RFI interference. Click here to see the LED-7324 Installation Instructions. Light Efficient Design 9 Watt 834 Lumen 4 Pin G24q Hybrid LED PL Retrofit 4000K | 4000 | 85 | 834 | 92.6667 | 25000 | 9 | 1 | 12.53 | 12.53 | 14.7232 | 2020Q3 | https://www.greenelectricalsupply.com/9-watt-universal-g24q-4-pin-pl-led-bypass-direct-retrofit-4000k.aspx | Green Electrical Supply | 2020 | No
LED Lighting | Downlight | Manufacturer: Acuity - Juno Lighting | True |  |  |  | Medium E26 | 6" Recessed 6" Recessed Home > LED Indoor Light Fixtures > LED Downlights and Trims > 6 Inch Retrofits > Round > 3000K Warm White > 6 Inch 10 Watt 700 Lumen T24 90CRI LED Retrofit 3000K Product Specifications - Quick Reference Lamp Wattage: Working Voltage: 10 Watts 120 Volt Dimensions: Rated Life: 7 5/8" W x 2 1/2" D 36,000 Hours Incandescent Equivalent: Dimmable: 65W (700 Lumens) Yes Baffle Color: Trim Ring Color: White White Light Color: CRI: 3000K Warm White 90 CRI Certifications: Warranty: ENERGY STAR, T24, JA8 5 Year Limited This is the Juno Lighting Contractor Select 6RLD G3 07LM 30K 90CRI 120FRPC WWH M6, dimmable 6" LED retrofit Trim Module recessed with a White Baffle and White Trim Ring. Juno Lighting's Retrofit LED Trim Modules are ultra-efficient, super-easy and very affordable. With Juno Retrofit LED Trim modules, standard 6 recessed can lighting can be quickly and conveniently upgraded to efficient LED recessed lights. These economical LED light trims provide 700 lumens of either 2700K or 3000K of brilliant illumination equivalent to the output of a 65 watt BR30 incandescent or 18 watt CFL, but requires just 10 watts of energy use. These dedicated 120 volt trims meet ENERGY STAR dimming requirements and are compatible with incandescent, magnetic low voltage or electronic low voltage wall box dimmers. They are NOT compatible with other dimming methods such as 0-10V, DALI or DMX. These LED retrofit trim modules can be used to comply with Title 24 and JA8 high efficacy light source requirements. With the Juno Basics Series, upgrading your existing 6-inch recessed fixture is inexpensive and nearly as simple as replacing an incandescent lamp. The all-in-one design is constructed out of a cast aluminum trim with white baffle and flange. The diffusing lens conceals the LEDs from direct view and provides uniform aperture luminance. This trim features a quick connect plug installed as standard for installation into IC23 LEDT24 and IC23R LEDT24 (see related products below) housings with mating connector. The trim also ships with the medium base socket adapter whip for installation into 6" incandescent housings with medium base sockets. They are rated for use in IC or non-IC housings. The 6RLD G3 07LM 30K 90CRI 120FRPC WWH M6 produces 700 lumens in a beautiful 3000K Warm White color with a high CRI of 90. At the end of their 36,000 hour rated life, the LEDs can be expected to produce 70 of their initial light output with no perceptible changes in color. This LED trim module runs off of 120V and is Wet Location rated. Click here to see the complete Juno Lighting 6RLD Contractor Select LED Retrofit Specification Sheet. Acuity - Juno Lighting 6 Inch 10 Watt 700 Lumen T24 90CRI LED Retrofit 3000K | 3000 | 90 | 700 | 70 | 36000 | 10 | 1 | 23.69 | 23.69 | 27.8367 | 2020Q3 | https://www.greenelectricalsupply.com/acuity-juno-6-inch-led-down-light-retrofit-t24-90cri-3000k.aspx | Green Electrical Supply | 2020 | Yes
LED Lighting | Downlight | Manufacturer: Acuity - Juno Lighting | True |  |  |  | Medium E26 | 6" Recessed 6" Recessed Home > LED Indoor Light Fixtures > LED Downlights and Trims > 6 Inch Retrofits > Round > 2700K Soft White > 6 Inch 10 Watt 700 Lumen T24 90CRI LED Downlight Retrofit 2700K Soft White Product Specifications - Quick Reference Lamp Wattage: Working Voltage: 10 Watts 120 Volt Dimensions: Rated Life: 7 5/8" W x 2 1/2" D 36,000 Hours Incandescent Equivalent: Dimmable: 65W (700 Lumens) Yes Baffle Color: Trim Ring Color: White White Light Color: CRI: 2700K Warm White 90 CRI Certifications: Warranty: ENERGY STAR, T24, JA8 5 Year Limited This is the Juno Lighting Contractor Select 6RLD G3 07LM 27K 90CRI 120FRPC WWH M6, dimmable 6" LED retrofit Trim Module recessed with a White Baffle and White Trim Ring. Juno Lighting's Retrofit LED Trim Modules are ultra-efficient, super-easy and very affordable. With Juno Retrofit LED Trim modules, standard 6 recessed can lighting can be quickly and conveniently upgraded to efficient LED recessed lights. These economical LED light trims provide 700 lumens of either 2700K or 3000K of brilliant illumination equivalent to the output of a 65 watt BR30 incandescent or 18 watt CFL, but requires just 10 watts of energy use. These dedicated 120 volt trims meet ENERGY STAR dimming requirements and are compatible with incandescent, magnetic low voltage or electronic low voltage wall box dimmers. They are NOT compatible with other dimming methods such as 0-10V, DALI or DMX. These LED retrofit trim modules can be used to comply with Title 24 and JA8 high efficacy light source requirements. With the Juno Basics Series, upgrading your existing 6-inch recessed fixture is inexpensive and nearly as simple as replacing an incandescent lamp. The all-in-one design is constructed out of a cast aluminum trim with white baffle and flange. The diffusing lens conceals the LEDs from direct view and provides uniform aperture luminance. This trim features a quick connect plug installed as standard for installation into IC23 LEDT24 and IC23R LEDT24 (see related products below) housings with mating connector. The trim also ships with the medium base socket adapter whip for installation into 6" incandescent housings with medium base sockets. They are rated for use in IC or non-IC housings. The 6RLD G3 07LM 27K 90CRI 120FRPC WWH M6 produces 700 lumens in a beautiful 2700K Warm White color with a high CRI of 90. At the end of their 36,000 hour rated life, the LEDs can be expected to produce 70 of their initial light output with no perceptible changes in color. This LED trim module runs off of 120V and is Wet Location rated. Click here to see the complete Juno Lighting 6RLD Contractor Select LED Retrofit Specification Sheet. Acuity - Juno Lighting 6 Inch 10 Watt 700 Lumen T24 90CRI LED Downlight Retrofit 2700K Soft White | 2700 | 90 | 700 | 70 | 36000 | 10 | 1 | 23.69 | 23.69 | 27.8367 | 2020Q3 | https://www.greenelectricalsupply.com/acuity-juno-6-inch-led-downlight-retrofit-t24-90-cri-2700k.aspx | Green Electrical Supply | 2020 | Yes
LED Lighting | Decorative | Manufacturer: Satco | True |  |  | ST19 | Medium E26 | Home > LED Light Bulbs > LED Filament Bulbs > LED ST19/S19 Filament > 6.5 Watt Dimmable Clear ST19 LED Filament Bulb 810 Lumens 2700K ** Non-CEC Compliant - NOT Lawful for Sale in California ** Product Specifications - Quick Reference Lamp Wattage: Working Voltage: 6.5 Watts 120 Volt Dimensions: Bulb Finish: 2.375" x 5.5" (MOL) Clear Lumen Output: Incandescent Equivalent: 810 Lumens 60 Watt Dimmable: Rated Life: Yes 15,000 Hours Color Temperature: 2700K Warm White Warranty: 3 Year Limited If you are looking for the old fashioned Edison style ST19 incandescent look and feel with all the energy efficient benefits LED technology can provide, this is the bulb for you. The Satco LED Filament Lamps are the perfect vintage light bulb with an historically accurate and beautifully reproduced design, perfect for use in restaurant, bar, hospitality and other decorative applications. The LEDs are aligned inside a clear lamp, to allow for higher lumen output and a more clear view of the filament for a traditional incandescent look and feel. This Satco S9581 2700K warm white smooth dimming antique style LED filament light operates on your existing 120V circuit and consumes just 6.5 watts. These clear ST19 incandescent LED retrofit lights generate 810 lumens with a CRI of 80. The omni-directional filament LED light bulbs have a 360® beam angle to perfectly replace your 60 watt incandescent bulbs. The S9581 is UL listed for totally enclosed fixtures and is damp location rated. Want that rustic look in your business, home or even wedding? These old fashioned light bulbs are perfect for you. They create that warm orange glow all while creating that steampunk or industrial design. Click here to see the complete Satco LED Filament Lamp S9581 Specification Sheet. These Satco ST19 incandescent shape LED bulbs are rated for 15,000 hours with a 3 year limited warranty. The 120 volt LED light bulbs fit most fixtures with E26 base. The bulb's dimensions are 2.375" wide by 5.5" inches MOL. These antique LED lights are compatible with many timers and dimmable using most 120V wall box dimmers (see a compatible dimmer option in the related products below). When used with incandescent dimmers, derate the dimmer's maximum load by 75%. Consult your local electrical code to ensure compliance. Satco 6.5 Watt Dimmable Clear ST19 LED Filament Bulb 810 Lumens 2700K | 2700 | 80 | 810 | 124.6154 | 15000 | 6.5 | 1 | 8.95 | 8.95 | 10.5166 | 2020Q3 | https://www.greenelectricalsupply.com/clear-st19-old-fashioned-led-filament-light-bulbs.aspx | Green Electrical Supply | 2020 | Yes
LED Lighting | Downlight | Manufacturer: Eiko | True |  |  |  | Medium E26, GU24 | Recessed, 6" Recessed, 5" Recessed, 5" or 6" Recessed Recessed, 6" Recessed, 5" Recessed, 5" or 6" Recessed Home > LED Indoor Light Fixtures > LED Downlights and Trims > 6 Inch Retrofits > Round > 3000K Warm White > 5 Inch to 6 Inch 18 Watt 1250 Lumen LED Recessed Downlight Retrofit 3000K - E26 and GU24 Adapter Included Product Specifications - Quick Reference Lamp Wattage: Working Voltage: 18 Watts 120 Volt Dimensions: Rated Life: 7.52" W x 3.03" H 35,000 Hours Incandescent Equiv: Dimmable: 100 Watts - 1250 Lumens Yes - Down to 10% Baffle Color: Trim Ring Color: White White Light Color: CRI: 3000K Warm White 90 CRI Certifications: Warranty: Energy Star, T20, T24 5 Year Limited For over 38 years, EiKO has been delivering one of the industry's best lighting products. Carrying over 5,000 SKUs and a broad selection, EiKO is committed to providing innovative products, unique solutions, and unmatched support to its customers. Now, EiKO has released their DK6 Series, 5 or 6 inch LED downlight retrofit kits. These downlight kits are ultra-efficient and designed to retrofit into existing incandescent recessed downlights. The integrated LEDs reduce energy consumption up to 80% when compared to 65 Watt incandescent light bulbs and they last 30 times longer! These downlight retrofits come with Medium E26 bases for easy direct replacement. This is the EiKO DK6-18W/12.5/930-D-120-W/B (10346), a replacement for LED-DK6-15W930-DIM-G7 (09686), dimmable 5 to 6 inch recessed 3000K LED Retrofit with a White Baffle and White Trim Ring. EiKO's Retrofit LED Downlights are ultra-efficient, super-easy and very affordable. These LED downlight kits provide 1250 lumens of either 2700K, 3000K, 4000K or 5000K brilliant illumination equivalent to the output of a 100 watt BR30 incandescent bulb but requires just 18 watts of energy use. These dedicated 120 volt trims meet ENERGY STAR requirements, Title 20 Compliant, Title 24 Compliant, as well as being Wet Location Rated and IC Rated for use in insulated ceilings. The 10346 from EiKO is instant-on with no warm-up time, and it does fit many popular 5" or 6" recessed downlight fixtures. The trim is integrated white aluminum that is power coated. This LED downlight has an incredible CRI of 90! All your colors will stand out under this light. Click here to see the complete EiKO DK6 Series LED Downlight Retrofit Specification Sheet. The EiKO DK6 Series has many different application uses including: healthcare, hospitality, office, property management, residential, and retail. Click here to see the complete EiKO DK6 Series LED Downlight Retrofit Installation Instructions. Eiko 5 Inch to 6 Inch 18 Watt 1250 Lumen LED Recessed Downlight Retrofit 3000K - E26 and GU24 Adapter Included | 3000 | 90 | 1250 | 69.4444 | 35000 | 18 | 1 | 12.27 | 12.27 | 14.4177 | 2020Q3 | https://www.greenelectricalsupply.com/eiko-5-or-6-inch-18-watt-led-recessed-downlight-retrofit-kit-3000k-10346.aspx | Green Electrical Supply | 2020 | Yes
LED Lighting | Downlight | Manufacturer: Eiko | True |  |  |  | Medium E26, GU24 | Recessed, 6" Recessed, 5" Recessed, 5" or 6" Recessed Recessed, 6" Recessed, 5" Recessed, 5" or 6" Recessed Home > LED Indoor Light Fixtures > LED Downlights and Trims > 6 Inch Retrofits > Round > 4000K Cool White > 5 Inch to 6 Inch 18 Watt 1250 Lumen LED Recessed Downlight Retrofit 4000K - E26 and GU24 Adapter Included Product Specifications - Quick Reference Lamp Wattage: Working Voltage: 18 Watts 120 Volt Dimensions: Rated Life: 7.52" W x 3.03" H 35,000 Hours Incandescent Equiv: Dimmable: 100 Watts - 1250 Lumens Yes - Down to 10% Baffle Color: Trim Ring Color: White White Light Color: CRI: 4000K Cool White 90 CRI Certifications: Warranty: Energy Star, T20, T24 5 Year Limited For over 38 years, EiKO has been delivering one of the industry's best lighting products. Carrying over 5,000 SKUs and a broad selection, EiKO is committed to providing innovative products, unique solutions, and unmatched support to its customers. Now, EiKO has released their DK6 Series, 5 or 6 inch LED downlight retrofit kits. These downlight kits are ultra-efficient and designed to retrofit into existing incandescent recessed downlights. The integrated LEDs reduce energy consumption up to 80% when compared to 65 Watt incandescent light bulbs and they last 30 times longer! These downlight retrofits come with Medium E26 bases for easy direct replacement. This is the EiKO DK6-18W/12.5/940-D-120-W/B (10347), a replacement for LED-DK6-15W940-DIM-G7 (09687), dimmable 5 to 6 inch recessed 4000K LED Retrofit with a White Baffle and White Trim Ring. EiKO's Retrofit LED Downlights are ultra-efficient, super-easy and very affordable. These LED downlight kits provide 1250 lumens of either 2700K, 3000K, 4000K or 5000K brilliant illumination equivalent to the output of a 100 watt BR30 incandescent bulb but requires just 18 watts of energy use. These dedicated 120 volt trims meet ENERGY STAR requirements, Title 20 Compliant, Title 24 Compliant, as well as being Wet Location Rated and IC Rated for use in insulated ceilings. The 10347 from EiKO is instant-on with no warm-up time, and it does fit many popular 5" or 6" recessed downlight fixtures. The trim is integrated white aluminum that is power coated. This LED downlight has an incredible CRI of 90! All your colors will stand out under this light. Click here to see the complete EiKO DK6 Series LED Downlight Retrofit Specification Sheet. The EiKO DK6 Series has many different application uses including: healthcare, hospitality, office, property management, residential, and retail. Click here to see the complete EiKO DK6 Series LED Downlight Retrofit Installation Instructions. Eiko 5 Inch to 6 Inch 18 Watt 1250 Lumen LED Recessed Downlight Retrofit 4000K - E26 and GU24 Adapter Included | 4000 | 90 | 1250 | 69.4444 | 35000 | 18 | 1 | 12.27 | 12.27 | 14.4177 | 2020Q3 | https://www.greenelectricalsupply.com/eiko-5-or-6-inch-18-watt-led-recessed-downlight-retrofit-kit-4000k-1.aspx | Green Electrical Supply | 2020 | Yes
LED Lighting | Downlight | Manufacturer: Eiko | True | Daylighting/Photocell, |  |  | Medium E26, GU24 | Recessed, 6" Recessed, 5" Recessed, 5" or 6" Recessed Recessed, 6" Recessed, 5" Recessed, 5" or 6" Recessed Home > LED Indoor Light Fixtures > LED Downlights and Trims > 6 Inch Retrofits > Round > 5000K Daylight > 5 Inch to 6 Inch 18 Watt 1250 Lumen LED Recessed Downlight Retrofit 5000K - E26 and GU24 Adapter Included Product Specifications - Quick Reference Lamp Wattage: Working Voltage: 18 Watts 120 Volt Dimensions: Rated Life: 7.52" W x 3.03" H 35,000 Hours Incandescent Equiv: Dimmable: 100 Watts - 1250 Lumens Yes - Down to 10% Baffle Color: Trim Ring Color: White White Light Color: CRI: 5000K Daylight 90 CRI Certifications: Warranty: Energy Star, T20, T24 5 Year Limited For over 38 years, EiKO has been delivering one of the industry's best lighting products. Carrying over 5,000 SKUs and a broad selection, EiKO is committed to providing innovative products, unique solutions, and unmatched support to its customers. Now, EiKO has released their DK6 Series, 5 or 6 inch LED downlight retrofit kits. These downlight kits are ultra-efficient and designed to retrofit into existing incandescent recessed downlights. The integrated LEDs reduce energy consumption up to 80% when compared to 65 Watt incandescent light bulbs and they last 30 times longer! These downlight retrofits come with both Medium E26 bases and GU24 for easy direct replacement. This is the EiKO DK6-18W/12.5/950-D-120-W/B (10350), a replacement for LED-DK6-15W950-DIM-G7 (09688), dimmable 5 to 6 inch recessed 5000K LED Retrofit with a White Baffle and White Trim Ring. EiKO's Retrofit LED Downlights are ultra-efficient, super-easy and very affordable. These LED downlight kits provide 1250 lumens of either 2700K, 3000K, 4000K or 5000K brilliant illumination equivalent to the output of a 100 watt BR30 incandescent bulb but requires just 18 watts of energy use. These dedicated 120 volt trims meet ENERGY STAR requirements, Title 20 Compliant, Title 24 Compliant, as well as being Wet Location Rated and IC Rated for use in insulated ceilings. The 10350 from EiKO is instant-on with no warm-up time, and it does fit many popular 5" or 6" recessed downlight fixtures. The trim is integrated white aluminum that is power coated. This LED downlight has an incredible CRI of 90! All your colors will stand out under this light. Click here to see the complete EiKO DK6 Series LED Downlight Retrofit Specification Sheet. The EiKO DK6 Series has many different application uses including: healthcare, hospitality, office, property management, residential, and retail. Click here to see the complete EiKO DK6 Series LED Downlight Retrofit Installation Instructions. Eiko 5 Inch to 6 Inch 18 Watt 1250 Lumen LED Recessed Downlight Retrofit 5000K - E26 and GU24 Adapter Included | 5000 | 90 | 1250 | 69.4444 | 35000 | 18 | 1 | 12.3 | 12.3 | 14.453 | 2020Q3 | https://www.greenelectricalsupply.com/eiko-5-or-6-inch-18-watt-led-recessed-downlight-retrofit-kit-5000k.aspx | Green Electrical Supply | 2020 | Yes
LED Lighting | Downlight | Manufacturer: Eiko | True |  |  |  |  | 6" Recessed 6" Recessed Home > LED Indoor Light Fixtures > LED Downlights and Trims > 6 Inch Retrofits > Round > 4000K Cool White > 6 Inch 12 Watt 1000 Lumen 120-277V 4000K Commercial LED Down Light Retrofit Kit Product Specifications - Quick Reference Lamp Wattage: Working Voltage: 12 Watts 100-277 VAC Housing Dimensions: Rated Life: 7.8" Dia x 5.67" H 50,000 Hours Delivered Lumens: 1,000 Lumens Dimmable: YES: 0-10V Only Light Color: Trim / Baffle: 4000K White / Silver Satin Certifications: Warranty: RoHS, UL, ENERGY STAR 5 Year Limited CDR Commercial Downlights are LED Retrofit options to replace legacy downlights in many existing architectural and commercial housings. Available in 6" or 8" options, the CDR Downlights offer easy installation and last up to 4x longer than CFL. These ENERGY STAR 6" CDR Commercial Downlight LED Retrofits are a perfect choice for use in your existing 6" non-IC recessed can applications. Eiko's LED retrofit cans combine low up-front cost, minimal labor, best-in-class energy efficiency and architectural-quality light to deliver an exceptional value for all your retrofit projects. Click here to see the complete Eiko LED 6 Inch Commercial Recessed Retrofit Down Light Specification Sheet. This Eiko CDR-6-10/85/840-SSW-DIM-U (10121) 4000 Kelvin (K) cool white LED down light operates on your existing 100 through 277 volt circuit and consumes just 12 watts. These LED retrofit lights generate 1,000 delivered lumens (or 85 Lumens Per Watt) and has a Color Rendering Index (CRI) of 80. The Eiko CDR-6-10/85/840-SSW-DIM-U 6" commercial LED down light retrofit offers out-of-the-box dimming compatibility using 0-10 volt controls and is suitable for damp locations. These LED fixtures carry a 5 year limited warranty. These 6" recessed can retrofit LED fixtures are rated for 50,000 hours based on the L70 Standard. The white trim is constructed with a heavy gauge anodized aluminum and the reflector has a silver satin finish. It also has a frosted lens for diffused lighting with no dark spot. This commercial grade LED retrofit trim module is supplied with clips for secure installation into multiple housing types. This quality down light retrofit is supplied with an external driver, for easy retrofit and maintenance, and the power supply features integral thermal protection. The one-piece design with pre-wired conduit is quick and easy to install into existing recessed frames. Typical Applications Typical applications for the Eiko CDR-6-10/85/840-SSW-DIM-U (10121) 12 watt 6" CFL, HID or Incandescent LED down light replacement retrofit kit include commercial atriums, soffets, living room, and general decorative indoor lighting in residential, office, retail, restaurant, school, hospital and hotel/motel locations. Eiko 6 Inch 12 Watt 1000 Lumen 120-277V 4000K Commercial LED Down Light Retrofit Kit | 4000 | 80 | 1000 | 83.3333 | 50000 | 12 | 1 | 49.66 | 49.66 | 58.3524 | 2020Q3 | https://www.greenelectricalsupply.com/eiko-cdr-high-hat-6-inch-12w-led-commercial-downlight-retrofit-4000k.aspx | Green Electrical Supply | 2020 | Yes
LED Lighting | Downlight | Manufacturer: Eiko | True |  |  |  |  | 6" Recessed 6" Recessed Home > LED Indoor Light Fixtures > LED Downlights and Trims > 6 Inch Retrofits > Round > 4000K Cool White > 6 Inch 18 Watt 1500 Lumen 120-277V LED Commercial Downlight Retrofit 4000K Product Specifications - Quick Reference Lamp Wattage: Working Voltage: 18 Watts 100-277 VAC Housing Dimensions: Rated Life: 7.8" Dia x 5.67" H 50,000 Hours Delivered Lumens: 1,500 Lumens Dimmable: YES: 0-10V Only Light Color: Trim / Baffle: 4000K White / Silver Satin Certifications: Warranty: RoHS, UL, ENERGY STAR 5 Year Limited CDR Commercial Downlights are LED Retrofit options to replace legacy downlights in many existing architectural and commercial housings. Available in 6" or 8" options, the CDR Downlights offer easy installation and last up to 4x longer than CFL. These ENERGY STAR 6" CDR Commercial Downlight LED Retrofits are a perfect choice for use in your existing 6" non-IC recessed can applications. Eiko's LED retrofit cans combine low up-front cost, minimal labor, best-in-class energy efficiency and architectural-quality light to deliver an exceptional value for all your retrofit projects. Click here to see the complete Eiko LED 6 Inch Commercial Recessed Retrofit Down Light Specification Sheet. This Eiko CDR-6-15/85/840-SSW-DIM-U (10115) 4000 Kelvin (K) cool white LED down light operates on your existing 100 through 277 volt circuit and consumes just 18 watts. These LED retrofit lights generate 1,500 delivered lumens (or 85 Lumens Per Watt) and has a Color Rendering Index (CRI) of 80. The Eiko CDR-6-15/85/840-SSW-DIM-U 6" commercial LED down light retrofit offers out-of-the-box dimming compatibility using 0-10 volt controls and is suitable for damp locations. These LED fixtures carry a 5 year limited warranty. These 6" recessed can retrofit LED fixtures are rated for 50,000 hours based on the L70 Standard. The white trim is constructed with a heavy gauge anodized aluminum and the reflector has a silver satin finish. It also has a frosted lens for diffused lighting with no dark spot. This commercial grade LED retrofit trim module is supplied with clips for secure installation into multiple housing types. This quality down light retrofit is supplied with an external driver, for easy retrofit and maintenance, and the power supply features integral thermal protection. The one-piece design with pre-wired conduit is quick and easy to install into existing recessed frames. Typical Applications Typical applications for the Eiko CDR-6-15/85/840-SSW-DIM-U (10121) 18 watt 6" CFL, HID or Incandescent LED down light replacement retrofit kit include commercial atriums, soffets, living room, and general decorative indoor lighting in residential, office, retail, restaurant, school, hospital and hotel/motel locations. Eiko 6 Inch 18 Watt 1500 Lumen 120-277V LED Commercial Downlight Retrofit 4000K | 4000 | 80 | 1500 | 83.3333 | 50000 | 18 | 1 | 54.23 | 54.23 | 63.7223 | 2020Q3 | https://www.greenelectricalsupply.com/eiko-cdr-high-hat-6-inch-18w-led-commercial-downlight-retrofit-4000k.aspx | Green Electrical Supply | 2020 | Yes
LED Lighting | Downlight | Manufacturer: Eiko | True |  |  |  |  | 6" Recessed 6" Recessed Home > LED Indoor Light Fixtures > LED Downlights and Trims > 6 Inch Retrofits > Round > 4000K Cool White > 6 Inch 27 Watt 2300 Lumen 120-277V LED Commercial Downlight Retrofit 4000K Product Specifications - Quick Reference Lamp Wattage: Working Voltage: 27 Watts 100-277 VAC Housing Dimensions: Rated Life: 7.8" Dia x 5.67" H 50,000 Hours Delivered Lumens: 2,300 Lumens Dimmable: YES: 0-10V Only Light Color: Trim / Baffle: 4000K White / Silver Satin Certifications: Warranty: RoHS, UL, ENERGY STAR 5 Year Limited CDR Commercial Downlights are LED Retrofit options to replace legacy downlights in many existing architectural and commercial housings. Available in 6" or 8" options, the CDR Downlights offer easy installation and last up to 4x longer than CFL. These ENERGY STAR 6" CDR Commercial Downlight LED Retrofits are a perfect choice for use in your existing 6" non-IC recessed can applications. Eiko's LED retrofit cans combine low up-front cost, minimal labor, best-in-class energy efficiency and architectural-quality light to deliver an exceptional value for all your retrofit projects. Click here to see the complete Eiko LED 6 Inch Commercial Recessed Retrofit Down Light Specification Sheet. This Eiko CDR-6-23/85/840-SSW-DIM-U (10116) 4000 Kelvin (K) cool white LED down light operates on your existing 100 through 277 volt circuit and consumes just 27 watts. These LED retrofit lights generate 2,300 delivered lumens (or 85 Lumens Per Watt) and has a Color Rendering Index (CRI) of 80. The Eiko CDR-6-23/85/840-SSW-DIM-U 6" commercial LED down light retrofit offers out-of-the-box dimming compatibility using 0-10 volt controls and is suitable for damp locations. These LED fixtures carry a 5 year limited warranty. These 6" recessed can retrofit LED fixtures are rated for 50,000 hours based on the L70 Standard. The white trim is constructed with a heavy gauge anodized aluminum and the reflector has a silver satin finish. It also has a frosted lens for diffused lighting with no dark spot. This commercial grade LED retrofit trim module is supplied with clips for secure installation into multiple housing types. This quality down light retrofit is supplied with an external driver, for easy retrofit and maintenance, and the power supply features integral thermal protection. The one-piece design with pre-wired conduit is quick and easy to install into existing recessed frames. Typical Applications Typical applications for the Eiko CDR-6-23/85/840-SSW-DIM-U (10116) 27 watt 6" CFL, HID or Incandescent LED down light replacement retrofit kit include commercial atriums, soffets, living room, and general decorative indoor lighting in residential, office, retail, restaurant, school, hospital and hotel/motel locations. Eiko 6 Inch 27 Watt 2300 Lumen 120-277V LED Commercial Downlight Retrofit 4000K | 4000 | 80 | 2300 | 85.1852 | 50000 | 27 | 1 | 58.81 | 58.81 | 69.104 | 2020Q3 | https://www.greenelectricalsupply.com/eiko-cdr-high-hat-6-inch-27w-led-commercial-downlight-retrofit-4000k.aspx | Green Electrical Supply | 2020 | Yes
LED Lighting | Downlight | Manufacturer: Eiko | True |  |  |  | GX24q-2 | 8" Recessed 8" Recessed Home > LED Indoor Light Fixtures > LED Downlights and Trims > 8 Inch Retrofits > Round > 4000K Cool White > 8 Inch 12 Watt 1000 Lumen 120-277V LED Commercial High Hat Down Light Retrofit 4000K Product Specifications - Quick Reference Lamp Wattage: Working Voltage: 12 Watts 100-277 VAC Housing Dimensions: Rated Life: 9.25" Dia x 6.3" H 50,000 Hours Delivered Lumens: 1,000 Lumens Dimmable: YES: 0-10V Only Light Color: Trim / Baffle: 4000K White / Silver Satin Certifications: Warranty: RoHS, UL, ENERGY STAR 5 Year Limited CDR Commercial Downlights are LED Retrofit options to replace legacy downlights in many existing architectural and commercial housings. Available in 6" or 8" options, the CDR Downlights offer easy installation and last up to 4x longer than CFL. These ENERGY STAR 8" CDR Commercial Downlight LED Retrofits are a perfect choice for use in your existing 8" non-IC recessed can applications. Eiko's LED retrofit cans combine low up-front cost, minimal labor, best-in-class energy efficiency and architectural-quality light to deliver an exceptional value for all your retrofit projects. Click here to see the complete Eiko LED 8 Inch Commercial Recessed Retrofit Down Light Specification Sheet. This Eiko CDR-8-10/85/840-SSW-DIM-U (10117) 4000 Kelvin (K) cool white LED down light operates on your existing 100 through 277 volt circuit and consumes just 12 watts. These LED retrofit lights generate 1,000 delivered lumens (or 85 Lumens Per Watt) and has a Color Rendering Index (CRI) of 80. The Eiko CDR-8-10/85/840-SSW-DIM-U 8" commercial LED down light retrofit offers out-of-the-box dimming compatibility using 0-10 volt controls and is suitable for damp locations. These LED fixtures carry a 5 year limited warranty. These 8" recessed can retrofit LED fixtures are rated for 50,000 hours based on the L70 Standard. The white trim is constructed with a heavy gauge anodized aluminum and the reflector has a silver satin finish. It also has a frosted lens for diffused lighting with no dark spot. This commercial grade LED retrofit trim module is supplied with clips for secure installation into multiple housing types. This quality down light retrofit is supplied with an external driver, for easy retrofit and maintenance, and the power supply features integral thermal protection. The one-piece design with pre-wired conduit is quick and easy to install into existing recessed frames. Typical Applications Typical applications for the Eiko CDR-8-10/85/840-SSW-DIM-U (10117) 12 watt 8" CFL, HID or Incandescent LED down light replacement retrofit kit include commercial atriums, soffets, living room, and general decorative indoor lighting in residential, office, retail, restaurant, school, hospital and hotel/motel locations. Eiko 8 Inch 12 Watt 1000 Lumen 120-277V LED Commercial High Hat Down Light Retrofit 4000K | 4000 | 80 | 1000 | 83.3333 | 50000 | 12 | 1 | 54.58 | 54.58 | 64.1336 | 2020Q3 | https://www.greenelectricalsupply.com/eiko-cdr-high-hat-8-inch-12w-led-commercial-downlight-retrofit-4000k.aspx | Green Electrical Supply | 2020 | Yes
LED Lighting | Downlight | Manufacturer: Eiko | True |  |  |  |  | 8" Recessed 8" Recessed Home > LED Indoor Light Fixtures > LED Downlights and Trims > 8 Inch Retrofits > Round > 4000K Cool White > 8 Inch 18 Watt 1500 Lumen 120-277V LED Commercial High Hat Down Light Retrofit 4000K Product Specifications - Quick Reference Lamp Wattage: Working Voltage: 18 Watts 100-277 VAC Housing Dimensions: Rated Life: 9.25" Dia x 6.3" H 50,000 Hours Delivered Lumens: 1,500 Lumens Dimmable: YES: 0-10V Only Light Color: Trim / Baffle: 4000K White / Silver Satin Certifications: Warranty: RoHS, UL, ENERGY STAR 5 Year Limited CDR Commercial Downlights are LED Retrofit options to replace legacy downlights in many existing architectural and commercial housings. Available in 6" or 8" options, the CDR Downlights offer easy installation and last up to 4x longer than CFL. These ENERGY STAR 8" CDR Commercial Downlight LED Retrofits are a perfect choice for use in your existing 8" non-IC recessed can applications. Eiko's LED retrofit cans combine low up-front cost, minimal labor, best-in-class energy efficiency and architectural-quality light to deliver an exceptional value for all your retrofit projects. Click here to see the complete Eiko LED 8 Inch Commercial Recessed Retrofit Down Light Specification Sheet. This Eiko CDR-8-15/85/840-SSW-DIM-U (10118) 4000 Kelvin (K) cool white LED down light operates on your existing 100 through 277 volt circuit and consumes just 18 watts. These LED retrofit lights generate 1,500 delivered lumens (or 85 Lumens Per Watt) and has a Color Rendering Index (CRI) of 80. The Eiko CDR-8-15/85/840-SSW-DIM-U 8" commercial LED down light retrofit offers out-of-the-box dimming compatibility using 0-10 volt controls and is suitable for damp locations. These LED fixtures carry a 5 year limited warranty. These 8" recessed can retrofit LED fixtures are rated for 50,000 hours based on the L70 Standard. The white trim is constructed with a heavy gauge anodized aluminum and the reflector has a silver satin finish. It also has a frosted lens for diffused lighting with no dark spot. This commercial grade LED retrofit trim module is supplied with clips for secure installation into multiple housing types. This quality down light retrofit is supplied with an external driver, for easy retrofit and maintenance, and the power supply features integral thermal protection. The one-piece design with pre-wired conduit is quick and easy to install into existing recessed frames. Typical Applications Typical applications for the Eiko CDR-8-15/85/840-SSW-DIM-U (10118) 18 watt 8" CFL, HID or Incandescent LED down light replacement retrofit kit include commercial atriums, soffets, living room, and general decorative indoor lighting in residential, office, retail, restaurant, school, hospital and hotel/motel locations. Eiko 8 Inch 18 Watt 1500 Lumen 120-277V LED Commercial High Hat Down Light Retrofit 4000K | 4000 | 80 | 1500 | 83.3333 | 50000 | 18 | 1 | 59.18 | 59.18 | 69.5388 | 2020Q3 | https://www.greenelectricalsupply.com/eiko-cdr-high-hat-8-inch-18w-led-commercial-downlight-retrofit-4000k.aspx | Green Electrical Supply | 2020 | Yes
LED Lighting | Downlight | Manufacturer: Eiko | True |  |  |  |  | 8" Recessed 8" Recessed Home > LED Indoor Light Fixtures > LED Downlights and Trims > 8 Inch Retrofits > Round > 4000K Cool White > 8 Inch 24 Watt 2000 Lumen 120-277V LED Commercial High Hat Down Light Retrofit 4000K Product Specifications - Quick Reference Lamp Wattage: Working Voltage: 24 Watts 100-277 VAC Housing Dimensions: Rated Life: 9.25" Dia x 6.3" H 50,000 Hours Delivered Lumens: 2,000 Lumens Dimmable: YES: 0-10V Only Light Color: Trim / Baffle: 4000K White / Silver Satin Certifications: Warranty: RoHS, UL, ENERGY STAR 5 Year Limited CDR Commercial Downlights are LED Retrofit options to replace legacy downlights in many existing architectural and commercial housings. Available in 6" or 8" options, the CDR Downlights offer easy installation and last up to 4x longer than CFL. These ENERGY STAR 8" CDR Commercial Downlight LED Retrofits are a perfect choice for use in your existing 8" non-IC recessed can applications. Eiko's LED retrofit cans combine low up-front cost, minimal labor, best-in-class energy efficiency and architectural-quality light to deliver an exceptional value for all your retrofit projects. Click here to see the complete Eiko LED 8 Inch Commercial Recessed Retrofit Down Light Specification Sheet. This Eiko CDR-8-20/85/840-SSW-DIM-U (10119) 4000 Kelvin (K) cool white LED down light operates on your existing 100 through 277 volt circuit and consumes just 24 watts. These LED retrofit lights generate 2,000 delivered lumens (or 85 Lumens Per Watt) and has a Color Rendering Index (CRI) of 80. The Eiko CDR-8-20/85/840-SSW-DIM-U 8" commercial LED down light retrofit offers out-of-the-box dimming compatibility using 0-10 volt controls and is suitable for damp locations. These LED fixtures carry a 5 year limited warranty. These 8" recessed can retrofit LED fixtures are rated for 50,000 hours based on the L70 Standard. The white trim is constructed with a heavy gauge anodized aluminum and the reflector has a silver satin finish. It also has a frosted lens for diffused lighting with no dark spot. This commercial grade LED retrofit trim module is supplied with clips for secure installation into multiple housing types. This quality down light retrofit is supplied with an external driver, for easy retrofit and maintenance, and the power supply features integral thermal protection. The one-piece design with pre-wired conduit is quick and easy to install into existing recessed frames. Typical Applications Typical applications for the Eiko CDR-8-20/85/840-SSW-DIM-U (10119) 24 watt 8" CFL, HID or Incandescent LED down light replacement retrofit kit include commercial atriums, soffets, living room, and general decorative indoor lighting in residential, office, retail, restaurant, school, hospital and hotel/motel locations. Eiko 8 Inch 24 Watt 2000 Lumen 120-277V LED Commercial High Hat Down Light Retrofit 4000K | 4000 | 80 | 2000 | 83.3333 | 50000 | 24 | 1 | 63.83 | 63.83 | 75.0027 | 2020Q3 | https://www.greenelectricalsupply.com/eiko-cdr-high-hat-8-inch-24w-led-commercial-downlight-retrofit-4000k.aspx | Green Electrical Supply | 2020 | Yes
LED Lighting | Downlight | Manufacturer: Eiko | True |  |  |  |  | 8" Recessed 8" Recessed Home > LED Indoor Light Fixtures > LED Downlights and Trims > 8 Inch Retrofits > Round > 4000K Cool White > 8 Inch 40 Watt 3300 Lumen 120-277V LED Commercial High Hat Down Light Retrofit 4000K Product Specifications - Quick Reference Lamp Wattage: Working Voltage: 40 Watts 100-277 VAC Housing Dimensions: Rated Life: 9.25" Dia x 6.3" H 50,000 Hours Delivered Lumens: 3,300 Lumens Dimmable: YES: 0-10V Only Light Color: Trim / Baffle: 4000K White / Silver Satin Certifications: Warranty: RoHS, UL, ENERGY STAR 5 Year Limited CDR Commercial Downlights are LED Retrofit options to replace legacy downlights in many existing architectural and commercial housings. Available in 6" or 8" options, the CDR Downlights offer easy installation and last up to 4x longer than CFL. These ENERGY STAR 8" CDR Commercial Downlight LED Retrofits are a perfect choice for use in your existing 8" non-IC recessed can applications. Eiko's LED retrofit cans combine low up-front cost, minimal labor, best-in-class energy efficiency and architectural-quality light to deliver an exceptional value for all your retrofit projects. Click here to see the complete Eiko LED 8 Inch Commercial Recessed Retrofit Down Light Specification Sheet. This Eiko CDR-8-33/85/840-SSW-DIM-U (10120) 4000 Kelvin (K) cool white LED down light operates on your existing 100 through 277 volt circuit and consumes just 40 watts. These LED retrofit lights generate 3,300 delivered lumens (or 85 Lumens Per Watt) and has a Color Rendering Index (CRI) of 80. The Eiko CDR-8-33/85/840-SSW-DIM-U 8" commercial LED down light retrofit offers out-of-the-box dimming compatibility using 0-10 volt controls and is suitable for damp locations. These LED fixtures carry a 5 year limited warranty. These 8" recessed can retrofit LED fixtures are rated for 50,000 hours based on the L70 Standard. The white trim is constructed with a heavy gauge anodized aluminum and the reflector has a silver satin finish. It also has a frosted lens for diffused lighting with no dark spot. This commercial grade LED retrofit trim module is supplied with clips for secure installation into multiple housing types. This quality down light retrofit is supplied with an external driver, for easy retrofit and maintenance, and the power supply features integral thermal protection. The one-piece design with pre-wired conduit is quick and easy to install into existing recessed frames. Typical Applications Typical applications for the Eiko CDR-8-33/85/840-SSW-DIM-U (10120) 40 watt 8" CFL, HID or Incandescent LED down light replacement retrofit kit include commercial atriums, soffets, living room, and general decorative indoor lighting in residential, office, retail, restaurant, school, hospital and hotel/motel locations. Eiko 8 Inch 40 Watt 3300 Lumen 120-277V LED Commercial High Hat Down Light Retrofit 4000K | 4000 | 80 | 3300 | 82.5 | 50000 | 40 | 1 | 69.23 | 69.23 | 81.3479 | 2020Q3 | https://www.greenelectricalsupply.com/eiko-cdr-high-hat-8-inch-40w-led-commercial-downlight-retrofit-4000k.aspx | Green Electrical Supply | 2020 | Yes
LED Lighting | Downlight | Manufacturer: Eiko | False |  |  | A19/A21 | Medium E26 | Home > Closeout Fixtures and Light Bulbs > 7W Non Dimmable LED A19 3000K Product Specifications - Quick Reference Input Voltage: Dimming: 120 Volt AC NOT Dimmable Dimensions: Beam Angle: 2.52" W x 4.41" MOL 240 Degree LED Color: 3000 Kelvin Life Time: 25,000 Hours Power Consumption: Luminous Efficacy: 7 Watts 60 lm/W CRI / Luminous Flux: Certifications: 80+ CRI / 420 Lumens cULus Every industry thrives on new and forward thinking technology. While LED's are not new, in recent years their performance and reliability have improved to make them a more viable option for general and task-oriented lighting. Eikos extended line of LED linear and replacement lamps truly represent the next generation in lighting by saving you time, money, and energy through the use of quality Cree chips for long life, superior lumen and color maintenance. They also feature instant, flicker-free start-up and no off-state power draw. We have seen where some people are looking for the cheapest LED light bulbs, or, lowest cost LED bulb, or, even, the best price LED light bulbs. You don't have to hunt because you have just found it - and - it has great quality to boot! This item is the Eiko LED7WA19/240/830K-G4A (90032). It is a cost-effective LED solution for replacing your existing 40 watt standard incandescent A-lamps. They consume 85% less energy while lasting 25x longer than the 40W incandescent light bulbs they replace. The LED7WA19/240/830K-G4A is a NON- dimmable LED light bulb (dimmable versions are also available). Not only do they look like your 40 watt incandescent light bulb, they are also instant-on with no warm up shatterproof. With a 240 degree beam angle they are ideal for table lamps and wall sconces. Click here to see the Eiko Advantage LED A19 Specification Sheet. Now for the specifics on the 90032: It replaces your 40W incandescent light bulb but consumes just 7 Watts of 120V input power and generates 420 lumens of 80+ CRI 3000K light (that is a very nice 60 lumens per watt). They have long life - 25,000 hours - and offer a beam angle of 240 degrees. They are acceptable for ICAT rated downlights and are also designed for use in ceiling and pendant fixtures, floor and table lamps and wall sconces. The operating temperature range is from -4°F (-20°C) to 104°F (40°C). The Advantage series of LED light bulb, from Eiko, carry a 5 year limited warranty. Eiko 7W Non Dimmable LED A19 3000K | 3000 | 80 | 420 | 60 | 25000 | 7 | 1 | 4.22 | 4.22 | 4.9587 | 2020Q3 | https://www.greenelectricalsupply.com/eiko-led7wa19-240-830k-g4a-90032-7-watt-led-a19-3000k.aspx | Green Electrical Supply | 2020 | No
LED Lighting | Decorative | Manufacturer: Satco | True |  |  | FlameTip | Candelabra E12 | Home > Closeout Fixtures and Light Bulbs > 3.5 Watt Clear Flametip LED Filament Bulb E12 Candelabra Base 350 Lumens 3000K Product Specifications - Quick Reference Lamp Wattage: Working Voltage: 3.5 Watts 120 Volt Dimensions: Bulb Finish: 1-3/8" MOD x 4-11/16" MOL Clear Lumen Output: Incandescent Equivalent: 350 Lumens 40 Watts Dimmable: Rated Life: Yes 15,000 Hours Color Temperature: 3000K Warm White Warranty: 3 Year Limited If you are looking for the old fashioned Edison style flametip incandescent look and feel with all the energy efficient benefits LED technology can provide, this is the bulb for you. The Satco LED Filament Lamps are the perfect vintage light bulb with a historically accurate and beautifully reproduced design, perfect for use in restaurant, bar, hospitality and other decorative applications. The LEDs are aligned inside a clear lamp, for higher lumen output and more clear view of the filament, providing a traditional incandescent look and feel. This Satco S9891 3000K warm white smooth dimming antique style LED filament light operates on your existing 120V circuit and consumes just 3.5 watts. These clear CA11 flametip incandescent LED retrofit lights generate 350 lumens. The omni-directional filament LED light bulbs have a 360® beam angle for your 40W incandescent replacements. The S9891 is UL listed for totally enclosed fixtures and is damp location rated. Want that rustic look in your business, home or even wedding? These old fashioned light bulbs are perfect for you. They create that warm orange glow all while creating that steampunk or industrial design. Click here to see the complete Satco LED Filament Lamp S9891 Specification Sheet. These Satco CA11 flametip incandescent shape LED bulbs are rated for 15,000 hours with a 3 year limited warranty. The 120 volt LED light bulbs fit most fixtures with E12 Candelabra Base. The bulb's dimensions are 1-3/8" MOD by 4-11/16" inches MOL. These antique LED lights are compatible with many timers and dimmable using most 120V wall box dimmers (see a compatible dimmer option in the related products below). Satco 3.5 Watt Clear Flametip LED Filament Bulb E12 Candelabra Base 350 Lumens 3000K | 3000 | 80 | 350 | 100 | 15000 | 3.5 | 1 | 5.98 | 5.98 | 7.0267 | 2020Q3 | https://www.greenelectricalsupply.com/flametip-e12-candelabra-base-vintage-led-filament-3000k.aspx | Green Electrical Supply | 2020 | Yes
LED Lighting | Decorative | Manufacturer: Satco | True | Daylighting/Photocell, |  | FlameTip | Candelabra E12 | Home > Closeout Fixtures and Light Bulbs > 3.5 Watt FlameTip LED Filament Light Bulb E12 Candelabra Base 5000K Product Specifications - Quick Reference Lamp Wattage: Working Voltage: 3.5 Watts 120 Volt Dimensions: Bulb Finish: 1-3/8" MOD x 5" MOL Clear Lumen Output: Incandescent Equivalent: 350 Lumens 40 Watts Dimmable: Rated Life: Yes 15,000 Hours Color Temperature: 5000K Daylight Warranty: 3 Year Limited If you are looking for the old fashioned Edison style flametip incandescent look and feel with all the energy efficient benefits LED technology can provide, this is the bulb for you. The Satco LED Filament Lamps are the perfect vintage light bulb with a historically accurate and beautifully reproduced design, perfect for use in restaurant, bar, hospitality and other decorative applications. The LEDs are aligned inside a clear lamp, for higher lumen output and more clear view of the filament, providing a traditional incandescent look and feel. This Satco S9867 5000K daylight smooth dimming antique style LED filament light operates on your existing 120V circuit and consumes just 3.5 watts. These clear CFC flametip incandescent LED retrofit lights generate 350 lumens. The omni-directional filament LED light bulbs have a 360® beam angle for your 40W incandescent replacements. The S9867 is UL listed for totally enclosed fixtures and is damp location rated. Want that rustic look in your business, home or even wedding? These old fashioned light bulbs are perfect for you. They create that warm orange glow all while creating that steampunk or industrial design. Click here to see the complete Satco LED Filament Lamp S9867 Specification Sheet. These Satco CA11 Flametip incandescent shape LED bulbs are rated for 15,000 hours with a 3 year limited warranty. The 120 volt LED light bulbs fit most fixtures with E12 Candelabra Base. The bulb's dimensions are 1-3/8" MOD by 5" inches MOL. These antique LED lights are compatible with many timers and dimmable using most 120V wall box dimmers (see a compatible dimmer option in the related products below). Satco 3.5 Watt FlameTip LED Filament Light Bulb E12 Candelabra Base 5000K | 5000 | 80 | 350 | 100 | 15000 | 3.5 | 1 | 5.95 | 5.95 | 6.9915 | 2020Q3 | https://www.greenelectricalsupply.com/flametip-e12-candelabra-vintage-led-filament-daylight-5000k.aspx | Green Electrical Supply | 2020 | Yes
LED Lighting | Decorative | Manufacturer: Satco | True |  |  | FlameTip | Candelabra E12 | Home > LED Light Bulbs > LED Filament Bulbs > LED Flametip Filament Bulb > E12 Candelabra Base > 3.5 Watt Frosted Flametip LED Filament Bulb E12 Candelabra Base 350 Lumens 2700K ** Non-CEC Compliant - NOT Lawful for Sale in California ** Product Specifications - Quick Reference Lamp Wattage: Working Voltage: 3.5 Watts 120 Volt Dimensions: Bulb Finish: 1-3/8" MOD x 5" MOL Frosted Lumen Output: Incandescent Equivalent: 350 Lumens 40 Watts Dimmable: Rated Life: Yes 15,000 Hours Color Temperature: 2700K Warm White Warranty: 3 Year Limited If you are looking for the old fashioned Edison style flametip incandescent look and feel with all the energy efficient benefits LED technology can provide, this is the bulb for you. The Satco LED Filament Lamps are the perfect vintage light bulb with a historically accurate and beautifully reproduced design, perfect for use in restaurant, bar, hospitality and other decorative applications. The LEDs are aligned inside a clear lamp, for higher lumen output and more clear view of the filament, providing a traditional incandescent look and feel. This Satco S9869 2700K warm white smooth dimming antique style LED filament light operates on your existing 120V circuit and consumes just 3.5 watts. These clear CFC flametip incandescent LED retrofit lights generate 350 lumens. The omni-directional filament LED light bulbs have a 360® beam angle for your 40W incandescent replacements. The S9869 is UL listed for totally enclosed fixtures and is damp location rated. Want that rustic look in your business, home or even wedding? These old fashioned light bulbs are perfect for you. They create that warm orange glow all while creating that steampunk or industrial design. Click here to see the complete Satco LED Filament Lamp S9869 Specification Sheet. These Satco CFC flametip incandescent shape LED bulbs are rated for 15,000 hours with a 3 year limited warranty. The 120 volt LED light bulbs fit most fixtures with E12 Candelabra Base. The bulb's dimensions are 1-3/8" MOD by 5" inches MOL. These antique LED lights are compatible with many timers and dimmable using most 120V wall box dimmers (see a compatible dimmer option in the related products below). Satco 3.5 Watt Frosted Flametip LED Filament Bulb E12 Candelabra Base 350 Lumens 2700K | 2700 | 80 | 350 | 100 | 15000 | 3.5 | 1 | 5.95 | 5.95 | 6.9915 | 2020Q3 | https://www.greenelectricalsupply.com/frosted-flametip-e12-candelabra-vintage-led-filament-bulbs-2700k.aspx | Green Electrical Supply | 2020 | Yes
LED Lighting | Decorative | Manufacturer: Satco | True |  |  | Torpedo | Candelabra E12 | Home > LED Light Bulbs > LED Filament Bulbs > LED Torpedo Filament > E12 Candelabra Base > 3.5 Watt Frosted Torpedo LED Filament Bulb E12 Candelabra Base 350 Lumens 2700K ** Non-CEC Compliant - NOT Lawful for Sale in California ** Product Specifications - Quick Reference Lamp Wattage: Working Voltage: 3.5 Watts 120 Volt Dimensions: Bulb Finish: 1-3/8" MOD x 4-5/16" MOL Frosted Lumen Output: Incandescent Equivalent: 350 Lumens 40 Watts Dimmable: Rated Life: Yes 15,000 Hours Color Temperature: 2700K Warm White Warranty: 3 Year Limited If you are looking for the old fashioned Edison style torpedo incandescent look and feel with all the energy efficient benefits LED technology can provide, this is the bulb for you. The Satco LED Filament Lamps are the perfect vintage light bulb with a historically accurate and beautifully reproduced design, perfect for use in restaurant, bar, hospitality and other decorative applications. The LEDs are aligned inside a clear lamp, for higher lumen output and more clear view of the filament, providing a traditional incandescent look and feel. This Satco S9868 2700K warm white smooth dimming antique style LED filament light operates on your existing 120V circuit and consumes just 3.5 watts. These frosted CTC Torpedo incandescent LED retrofit lights generate 350 lumens. The omni-directional filament LED light bulbs have a 360® beam angle for your 40W incandescent replacements. The S9868 is UL listed for totally enclosed fixtures and is damp location rated. Want that rustic look in your business, home or even wedding? These old fashioned light bulbs are perfect for you. They create that warm orange glow all while creating that steampunk or industrial design. Click here to see the complete Satco LED Filament Lamp S9868 Specification Sheet. These Satco CTC torpedo incandescent shape LED bulbs are rated for 15,000 hours with a 3 year limited warranty. The 120 volt LED light bulbs fit most fixtures with E12 Candelabra Base. The bulb's dimensions are 1-3/8" MOD by 4-5/16" inches MOL. These antique LED lights are compatible with many timers and dimmable using most 120V wall box dimmers (see a compatible dimmer option in the related products below). Satco 3.5 Watt Frosted Torpedo LED Filament Bulb E12 Candelabra Base 350 Lumens 2700K | 2700 | 80 | 350 | 100 | 15000 | 3.5 | 1 | 5.95 | 5.95 | 6.9915 | 2020Q3 | https://www.greenelectricalsupply.com/frosted-torpedo-e12-candelabra-vintage-led-filament-2700k.aspx | Green Electrical Supply | 2020 | Yes
LED Lighting | Decorative | Manufacturer: Satco | True |  |  | G16 | Candelabra E12 | Home > Closeout Fixtures and Light Bulbs > 3.5 Watt G16 Globe LED Filament Bulb E12 Candelabra Base 120V 2700K Product Specifications - Quick Reference Lamp Wattage: Working Voltage: 3.5 Watts 120 Volt Dimensions: Bulb Finish: 2-1/16" MOD x 3-3/16" MOL Clear Lumen Output: Incandescent Equivalent: 350 Lumens 40 Watts Dimmable: Rated Life: Yes 15,000 Hours Color Temperature: 2700K Warm White Warranty: 3 Year Limited If you are looking for the old fashioned Edison style G16.5 incandescent look and feel with all the energy efficient benefits LED technology can provide, this is the bulb for you. The Satco LED Filament Lamps are the perfect vintage light bulb with a historically accurate and beautifully reproduced design, perfect for use in restaurant, bar, hospitality and other decorative applications. The LEDs are aligned inside a clear lamp, for higher lumen output and more clear view of the filament, providing a traditional incandescent look and feel. This Satco S9871 2700K warm white smooth dimming antique style LED filament light operates on your existing 120V circuit and consumes just 3.5 watts. These clear G16.5 tubular incandescent LED retrofit lights generate 350 lumens. The omni-directional filament LED light bulbs have a 360® beam angle for your 40W incandescent replacements. The S9871 is UL listed for totally enclosed fixtures and is damp location rated. Want that rustic look in your business, home or even wedding? These old fashioned light bulbs are perfect for you. They create that warm orange glow all while creating that steampunk or industrial design. Click here to see the complete Satco LED Filament Lamp S9871 Specification Sheet. These Satco globe G16.5 incandescent shape LED bulbs are rated for 15,000 hours with a 3 year limited warranty. The 120 volt LED light bulbs fit most fixtures with E12 Candelabra Base. The bulb's dimensions are 2-1/16" MOD by 3-3/16" inches MOL. These antique LED lights are compatible with many timers and dimmable using most 120V wall box dimmers (see a compatible dimmer option in the related products below). When used with incandescent dimmers, derate the dimmer's maximum load by 75%. Consult your local electrical code to ensure compliance. Satco 3.5 Watt G16 Globe LED Filament Bulb E12 Candelabra Base 120V 2700K | 2700 | 80 | 350 | 100 | 15000 | 3.5 | 1 | 5.75 | 5.75 | 6.7565 | 2020Q3 | https://www.greenelectricalsupply.com/g16-globe-e12-candelabra-base-led-filament-light-bulbs-2700k.aspx | Green Electrical Supply | 2020 | Yes
LED Lighting | Decorative | Manufacturer: Satco | True |  |  | G16 | Candelabra E12 | Home > LED Light Bulbs > LED Globe Bulbs > LED G16 Globe > 2.5 Watt G16 Globe LED Filament Bulb E12 Candelabra Base 120V 2700K ** Non-CEC Compliant - NOT Lawful for Sale in California ** Product Specifications - Quick Reference Lamp Wattage: Working Voltage: 2.5 Watts 120 Volt Dimensions: Bulb Finish: 2-1/16" MOD x 3-3/16" MOL Clear Lumen Output: Incandescent Equivalent: 200 Lumens 25 Watts Dimmable: Rated Life: Yes 15,000 Hours Color Temperature: 2700K Warm White Warranty: 3 Year Limited If you are looking for the old fashioned Edison style G16.5 incandescent look and feel with all the energy efficient benefits LED technology can provide, this is the bulb for you. The Satco LED Filament Lamps are the perfect vintage light bulb with a historically accurate and beautifully reproduced design, perfect for use in restaurant, bar, hospitality and other decorative applications. The LEDs are aligned inside a clear lamp, for higher lumen output and more clear view of the filament, providing a traditional incandescent look and feel. This Satco S9870 2700K warm white smooth dimming antique style LED filament light operates on your existing 120V circuit and consumes just 2.5 watts. These clear G16.5 tubular incandescent LED retrofit lights generate 200 lumens. The omni-directional filament LED light bulbs have a 360® beam angle for your 25W incandescent replacements. The S9870 is UL listed for totally enclosed fixtures and is damp location rated. Want that rustic look in your business, home or even wedding? These old fashioned light bulbs are perfect for you. They create that warm orange glow all while creating that steampunk or industrial design. Click here to see the complete Satco LED Filament Lamp S9870 Specification Sheet. These Satco globe G16.5 incandescent shape LED bulbs are rated for 15,000 hours with a 3 year limited warranty. The 120 volt LED light bulbs fit most fixtures with E12 Candelabra Base. The bulb's dimensions are 2-1/16" MOD by 3-3/16" inches MOL. These antique LED lights are compatible with many timers and dimmable using most 120V wall box dimmers (see a compatible dimmer option in the related products below). When used with incandescent dimmers, derate the dimmer's maximum load by 75%. Consult your local electrical code to ensure compliance. Satco 2.5 Watt G16 Globe LED Filament Bulb E12 Candelabra Base 120V 2700K | 2700 | 80 | 200 | 80 | 15000 | 2.5 | 1 | 4.95 | 4.95 | 5.8164 | 2020Q3 | https://www.greenelectricalsupply.com/g16-globe-e12-candelabra-led-filament-bulbs-2700k.aspx | Green Electrical Supply | 2020 | Yes
LED Lighting | Decorative | Manufacturer: Satco | True |  |  | G25 | Medium E26 | Home > LED Light Bulbs > LED Filament Bulbs > LED Globe Filament > LED G25 Globe Filament > 4.5 Watt Amber LED G25 Globe Filament Bulb 380 Lumens 2200K Product Specifications - Quick Reference Lamp Wattage: Working Voltage: 4.5 Watts 120 Volt Dimensions: Bulb Finish: 4.375" x 3.13" (MOL) Transparent Amber Lumen Output: Incandescent Equivalent: 380 Lumens 40 Watt Dimmable: Rated Life: Yes 15,000 Hours Color Temperature: 2200K Warm White Warranty: 3 Year Limited If you are looking for the old fashioned Edison style G25 Globe incandescent look and feel with all the energy efficient benefits LED technology can provide, this is the bulb for you. The Satco LED Filament Lamps are the perfect vintage light bulb with an historically accurate and beautifully reproduced design, perfect for use in restaurant, bar, hospitality and other decorative applications. The LEDs are aligned inside a transparent amber lamp, for a traditional incandescent look and feel. This Satco S9584 2200K warm white smooth dimming antique style LED filament light operates on your existing 120V circuit and consumes just 4.5 watts. These transparent amber G25 globe incandescent LED retrofit lights generate 380 lumens. The omni-directional filament LED light bulbs have a 360® beam angle to perfectly replace your 40 watt incandescent bulbs. The S9584 is UL listed for totally enclosed fixtures and is damp location rated. Want that rustic look in your business, home or even wedding? These old fashioned light bulbs are perfect for you. They create that warm orange glow all while creating that steampunk or industrial design. Click here to see the complete Satco LED Filament Lamp S9584 Specification Sheet. These Satco G25 incandescent shape LED bulbs are rated for 15,000 hours with a 3 year limited warranty. The 120 volt LED light bulbs fit most fixtures with E26 base. The bulb's dimensions are 4.375" wide by 3.13" inches MOL. These antique LED lights are compatible with many timers and dimmable using most 120V wall box dimmers (see a compatible dimmer option in the related products below). When used with incandescent dimmers, derate the dimmer's maximum load by 75%. Consult your local electrical code to ensure compliance. Satco 4.5 Watt Amber LED G25 Globe Filament Bulb 380 Lumens 2200K | 2200 |  | 380 | 84.4444 | 15000 | 4.5 | 1 | 8.95 | 8.95 | 10.5166 | 2020Q3 | https://www.greenelectricalsupply.com/g25-globe-e26-base-amber-led-filament-light-bulbs.aspx | Green Electrical Supply | 2020 | Yes
LED Lighting | Decorative | Manufacturer: Green Creative | False |  |  | PL LED Retrofit | 2G11 - 4 Pin | By-Pass LED By-Pass LED Home > LED Light Bulbs > LED PL Lamps > LED PLL Lamps > Ballast Bypass > 10 Watt 13 Inch LED PLL Lamp Ballast Bypass 120-277V 3500K 1200 Lumens Product Specifications - Quick Reference Input Voltage: Wattage 120-277 Volt 10 Watts Dimensions: Base: 12.7" MOL x 1.7" Width 4-Pin 2G11 LED Color: 3500K Bright White Rated Life Span: Up To 50,000 Hours Initial Lumens: Lumens per Watt: 1,200 Lumens 120 Lumens/Watt Tube Type: Certifications: T5 UL, cULus Green Creative, founded in 2010, is a solid-state lighting development and manufacturing company based in Silicon Valley, CA. The company offers a comprehensive line of high-performance LED lighting solutions which has been widely adopted by some of the largest companies in the world. Now, Green Creative is introducing a ballast bypass line of LED PLL replacement lamps, of all different sizes! These LED PLLs have a 2G11 (4-Pin) Base and are perfect to replace your CFL PL-L light bulbs. They come in four different sizes and two different color temperatures. Green Creative's 2G11 LED tube lights instantly turn on to full brightness with no flickering like a CFL would. The opaque glass eliminates pixilation and reduces glare while the plastic film prevents the glass from shattering. Remember - your fluorescent ballast must by bypassed to use these LED bulbs as they run on direct wire 120-277V line voltage. The Green Creative 2G11 10W LED/CFL Replacement Lamp, part number 34861 (10PLL/835/GL/BYP) is composed of a single twin T5 tube and features a 2G11 base. This base consists of four pins that are efficiently placed in a line at the bottom of the base. The 34861 produces 1,200 lumens of 3500K Bright White, for a total of 82 CRI. This model consumes just 10 watts of energy, replacing an 24W fluorescent lamp, for a total of over 40% energy savings. These savings are good for your pocket and the environment. These products are suitable for all indoor general lighting applications and damp locations but are not enclosed rated. Along with these certifications, this lamp is ballast bypass only. This means that there is no ballast or driver required and it must be installed by bypassing or removing the old ballast. For installation instructions, please refer to the specification sheet linked below. These lamps have a long life of 50,000 hours and come with a 5 year limited warranty. With a frost finish, these lamps measure 13 inches (MOL) and are wired directly with the universal 120-277V line voltage. An emergency inverter is available and is sold separately. For different sizes and color temperatures, please refer to the related products below or check out the chart below for complete dimensions and weights. Click here for the complete Green Creative Bypass LED PLL Lamps 2G11 Base Specification Sheet. Green Creative 10 Watt 13 Inch LED PLL Lamp Ballast Bypass 120-277V 3500K 1200 Lumens | 3500 | 82 | 1200 | 120 | 50000 | 10 | 1 | 14.58 | 14.58 | 17.1321 | 2020Q3 | https://www.greenelectricalsupply.com/green-10-watt-13-inch-led-pll-lamp-ballast-bypass-120-277v-3500k-1200-lumen.aspx | Green Electrical Supply | 2020 | Yes
LED Lighting | Decorative | Manufacturer: Green Creative | False |  |  | PL LED Retrofit | 2G11 - 4 Pin | By-Pass LED By-Pass LED Home > LED Light Bulbs > LED PL Lamps > LED PLL Lamps > Ballast Bypass > 16 Watt 16.5 Inch LED PLL Lamp Ballast Bypass 120-277V 4000K 2000 Lumens Product Specifications - Quick Reference Input Voltage: Wattage 120-277 Volt 16 Watts Dimensions: Base: 16.4" MOL x 1.7" Width 4-Pin 2G11 LED Color: 4000K Cool White Rated Life Span: Up To 50,000 Hours Initial Lumens: Lumens per Watt: 2,000 Lumens 125 Lumens/Watt Tube Type: Certifications: T5 UL, cULus Green Creative, founded in 2010, is a solid-state lighting development and manufacturing company based in Silicon Valley, CA. The company offers a comprehensive line of high-performance LED lighting solutions which has been widely adopted by some of the largest companies in the world. Now, Green Creative is introducing a ballast bypass line of LED PLL replacement lamps, of all different sizes! These LED PLLs have a 2G11 (4-Pin) Base and are perfect to replace your CFL PL-L light bulbs. They come in four different sizes and two different color temperatures. Green Creative's 2G11 LED tube lights instantly turn on to full brightness with no flickering like a CFL would. The opaque glass eliminates pixilation and reduces glare while the plastic film prevents the glass from shattering. Remember - your fluorescent ballast must by bypassed to use these LED bulbs as they run on direct wire 120-277V line voltage. The Green Creative 2G11 16W LED/CFL Replacement Lamp, part number 34865 (16PLL/840/GL/BYP) is composed of a single twin T5 tube and features a 2G11 base. This base consists of four pins that are efficiently placed in a line at the bottom of the base. The 34865 produces 2,000 lumens of 4000K Cool White, for a total of 82 CRI. This model consumes just 16 watts of energy, replacing an 36W fluorescent lamp, for a total of over 40% energy savings. These savings are good for your pocket and the environment. These products are suitable for all indoor general lighting applications and damp locations and are enclosed rated. Along with these certifications, this lamp is ballast bypass only. This means that there is no ballast or driver required and it must be installed by bypassing or removing the old ballast. For installation instructions, please refer to the specification sheet linked below. These lamps have a long life of 50,000 hours and come with a 5 year limited warranty. With a frost finish, these lamps measure 16.4 inches (MOL) and are wired directly with the universal 120-277V line voltage. An emergency inverter is available and is sold separately. For different sizes and color temperatures, please refer to the related products below or check out the chart below for complete dimensions and weights. Click here for the complete Green Creative Bypass LED PLL Lamps 2G11 Base Specification Sheet. Green Creative 16 Watt 16.5 Inch LED PLL Lamp Ballast Bypass 120-277V 4000K 2000 Lumens | 4000 | 82 | 2000 | 125 | 50000 | 16 | 1 | 16.12 | 16.12 | 18.9416 | 2020Q3 | https://www.greenelectricalsupply.com/green-16-watt-16-inch-led-pll-lamp-ballast-bypass-120-277v-4000k-2000-lumen.aspx | Green Electrical Supply | 2020 | No
LED Lighting | Decorative | Manufacturer: Green Creative | False |  |  | PL LED Retrofit | 2G11 - 4 Pin | By-Pass LED By-Pass LED Home > LED Light Bulbs > LED PL Lamps > LED PLL Lamps > Ballast Bypass > 8.5 Watt 9 Inch LED PLL Lamp Ballast Bypass 120-277V 3500K 950 Lumens Product Specifications - Quick Reference Input Voltage: Wattage 120-277 Volt 8.5 Watts Dimensions: Base: 8.5" MOL x 1.7" Width 4-Pin 2G11 LED Color: 3500K Bright White Rated Life Span: Up To 50,000 Hours Initial Lumens: Lumens per Watt: 950 Lumens 112 Lumens/Watt Tube Type: Certifications: T5 UL, cULus Green Creative, founded in 2010, is a solid-state lighting development and manufacturing company based in Silicon Valley, CA. The company offers a comprehensive line of high-performance LED lighting solutions which has been widely adopted by some of the largest companies in the world. Now, Green Creative is introducing a ballast bypass line of LED PLL replacement lamps, of all different sizes! These LED PLLs have a 2G11 (4-Pin) Base and are perfect to replace your CFL PL-L light bulbs. They come in four different sizes and two different color temperatures. Green Creative's 2G11 LED tube lights instantly turn on to full brightness with no flickering like a CFL would. The opaque glass eliminates pixilation and reduces glare while the plastic film prevents the glass from shattering. Remember - your fluorescent ballast must by bypassed to use these LED bulbs as they run on direct wire 120-277V line voltage. The Green Creative 2G11 8.5W LED/CFL Replacement Lamp, part number 34858 (8.5PLL/835/GL/BYP) is composed of a single twin T5 tube and features a 2G11 base. This base consists of four pins that are efficiently placed in a line at the bottom of the base. The 34858 produces 950 lumens of 3500K Bright White, for a total of 82 CRI. This model consumes just 8.5 watts of energy, replacing an 18W fluorescent lamp, for a total of over 40% energy savings. These savings are good for your pocket and the environment. These products are suitable for all indoor general lighting applications and damp locations but are not enclosed rated. Along with these certifications, this lamp is ballast bypass only. This means that there is no ballast or driver required and it must be installed by bypassing or removing the old ballast. For installation instructions, please refer to the specification sheet linked below. These lamps have a long life of 50,000 hours and come with a 5 year limited warranty. With a frost finish, these lamps measure 9 inches (MOL) and are wired directly with the universal 120-277V line voltage. An emergency inverter is available and is sold separately. For different sizes and color temperatures, please refer to the related products below or check out the chart below for complete dimensions and weights. Click here for the complete Green Creative Bypass LED PLL Lamps 2G11 Base Specification Sheet. Green Creative 8.5 Watt 9 Inch LED PLL Lamp Ballast Bypass 120-277V 3500K 950 Lumens | 3500 | 82 | 950 | 111.7647 | 50000 | 8.5 | 1 | 12.98 | 12.98 | 15.252 | 2020Q3 | https://www.greenelectricalsupply.com/green-8-5-watt-9-inch-led-pll-lamp-ballast-bypass-120-277v-3500k-950-lumens.aspx | Green Electrical Supply | 2020 | Yes
LED Lighting | Decorative | Manufacturer: Green Creative | False |  |  | PL LED Retrofit | 2G11 - 4 Pin | By-Pass LED By-Pass LED Home > LED Light Bulbs > LED PL Lamps > LED PLL Lamps > Ballast Bypass > 8.5 Watt 9 Inch LED PLL Lamp Ballast Bypass 120-277V 4000K 980 Lumens Product Specifications - Quick Reference Input Voltage: Wattage 120-277 Volt 8.5 Watts Dimensions: Base: 8.5" MOL x 1.7" Width 4-Pin 2G11 LED Color: 4000K Cool White Rated Life Span: Up To 50,000 Hours Initial Lumens: Lumens per Watt: 980 Lumens 115 Lumens/Watt Tube Type: Certifications: T5 UL, cULus Green Creative, founded in 2010, is a solid-state lighting development and manufacturing company based in Silicon Valley, CA. The company offers a comprehensive line of high-performance LED lighting solutions which has been widely adopted by some of the largest companies in the world. Now, Green Creative is introducing a ballast bypass line of LED PLL replacement lamps, of all different sizes! These LED PLLs have a 2G11 (4-Pin) Base and are perfect to replace your CFL PL-L light bulbs. They come in four different sizes and two different color temperatures. Green Creative's 2G11 LED tube lights instantly turn on to full brightness with no flickering like a CFL would. The opaque glass eliminates pixilation and reduces glare while the plastic film prevents the glass from shattering. Remember - your fluorescent ballast must by bypassed to use these LED bulbs as they run on direct wire 120-277V line voltage. The Green Creative 2G11 8.5W LED/CFL Replacement Lamp, part number 34859 (8.5PLL/840/GL/BYP) is composed of a single twin T5 tube and features a 2G11 base. This base consists of four pins that are efficiently placed in a line at the bottom of the base. The 34859 produces 980 lumens of 4000K Cool White, for a total of 82 CRI. This model consumes just 8.5 watts of energy, replacing an 18W fluorescent lamp, for a total of over 40% energy savings. These savings are good for your pocket and the environment. These products are suitable for all indoor general lighting applications and damp locations but are not enclosed rated. Along with these certifications, this lamp is ballast bypass only. This means that there is no ballast or driver required and it must be installed by bypassing or removing the old ballast. For installation instructions, please refer to the specification sheet linked below. These lamps have a long life of 50,000 hours and come with a 5 year limited warranty. With a frost finish, these lamps measure 9 inches (MOL) and are wired directly with the universal 120-277V line voltage. An emergency inverter is available and is sold separately. For different sizes and color temperatures, please refer to the related products below or check out the chart below for complete dimensions and weights. Click here for the complete Green Creative Bypass LED PLL Lamps 2G11 Base Specification Sheet. Green Creative 8.5 Watt 9 Inch LED PLL Lamp Ballast Bypass 120-277V 4000K 980 Lumens | 4000 | 82 | 980 | 115.2941 | 50000 | 8.5 | 1 | 12.98 | 12.98 | 15.252 | 2020Q3 | https://www.greenelectricalsupply.com/green-8-5-watt-9-inch-led-pll-lamp-ballast-bypass-120-277v-4000k-980-lumens.aspx | Green Electrical Supply | 2020 | Yes
LED Lighting | Downlight | Manufacturer: Green Creative | True |  |  |  |  | 4" Recessed 4" Recessed Home > LED Indoor Light Fixtures > LED Downlights and Trims > 4 Inch Retrofits > Round > 2700K Soft White > 4 Inch 9 Watt ThinFit LED Downlight Retrofit 2700K Warm White 510 Lumens White Finish Product Specifications - Quick Reference Wattage: Dimensions: 8.5 Watts 4.71" Diameter by 1.75" High Beam Angle Operating Life: 100 degrees 40,000 hours Working Voltage: Color Temp: 120 Volt 2700K Warranty: Rating: 5 Year Limited IC Rated Light Output: 510 Lumens Certifications: Energy Star, cULus, FCC The Green Creative ThinFit Series of 4 & 6 new construction LED down lights use the latest in edge lighting technology to produce a smooth uniform lighting effect. These naturally low glare LED down lights integrate seamlessly into all ceiling applications. They will install quickly in both new construction and remodel installations as they install directly into the ceiling without the need for an additional Junction box (J-box) or recessed can. The slim design allows these IC-Rated downlights to fit into any ceiling, including those with shallow plenum space. All wiring takes place inside the integrated J-box which features a pre-installed wire clamp, quick connects and an easily removable lid. Save time and materials with these easy to install LED down lights. Click here to see the Green Creative ThinFit LED Down Light Installation Instructions. There are three color temperatures available to you from Green Creative - 2700K, 3000K and 4000K. The trim diameter and height on the 8.5DLNC4DIM 4" ThinFit models are 4.71 inches in diameter by 1.75 inches in height and the 11.6DLNC6DIM 6" ThinFit models are 6.84 inches in diameter by 1.77 inches in height. Each Green Creative ThinFit LED recessed down light carries a 5 year limited warranty. Click here to see the Green Creative ThinFit LED Down Light Specification Sheet. This item is the Green Creative 8.5DLNC4DIM/827 (58025). It is the slim, low profile, 8.5 watt, 4.71" x 1.75" thin, round, LED recessed down light with a white trim. The 8.5DLNC4DIM/827 is rated for direct contact with insulation (IC Rated) and is both UL Listed and ENERGY STAR Qualified. This 4 inch LED retrofit has a beam angle of 100 degrees, generates 510 lumens of 2700K light and is designed to replace up to 50 watt halogen or incandescent lights in recessed down light applications. They operate on 120V, 60Hz input voltage and are dimmable down to about 20% when using approved dimmer switches. Click here to see the Green Creative ThinFit 4" LED Down Light Dimmer Compatibility Chart. Green Creative 4 Inch 9 Watt ThinFit LED Downlight Retrofit 2700K Warm White 510 Lumens White Finish | 2700 | 82 | 510 | 60 | 40000 | 8.5 | 1 | 17.98 | 17.98 | 21.1272 | 2020Q3 | https://www.greenelectricalsupply.com/green-creative-4-inch-thinfit-led-down-light-retrofit-2700k.aspx | Green Electrical Supply | 2020 | Yes
LED Lighting | Downlight | Manufacturer: Green Creative | True |  |  |  |  | 4" Recessed 4" Recessed Home > LED Indoor Light Fixtures > LED Downlights and Trims > 4 Inch Retrofits > Round > 3000K Warm White > 4 Inch 9 Watt ThinFit LED Downlight Retrofit 3000K Warm White 530 Lumens White Finish Product Specifications - Quick Reference Wattage: Dimensions: 8.5 Watts 4.71" Diameter by 1.75" High Beam Angle Operating Life: 100 degrees 40,000 hours Working Voltage: Color Temp: 120 Volt 3000K Warranty: Rating: 5 Year Limited IC Rated Light Output: 530 Lumens Certifications: Energy Star, cULus, FCC The Green Creative ThinFit Series of 4 & 6 new construction LED down lights use the latest in edge lighting technology to produce a smooth uniform lighting effect. These naturally low glare LED down lights integrate seamlessly into all ceiling applications. They will install quickly in both new construction and remodel installations as they install directly into the ceiling without the need for an additional Junction box (J-box) or recessed can. The slim design allows these IC-Rated downlights to fit into any ceiling, including those with shallow plenum space. All wiring takes place inside the integrated J-box which features a pre-installed wire clamp, quick connects and an easily removable lid. Save time and materials with these easy to install LED down lights. Click here to see the Green Creative ThinFit LED Down Light Installation Instructions. There are three color temperatures available to you from Green Creative - 2700K, 3000K and 4000K. The trim diameter and height on the 8.5DLNC4DIM 4" ThinFit models are 4.71 inches in diameter by 1.75 inches in height and the 11.6DLNC6DIM 6" ThinFit models are 6.84 inches in diameter by 1.77 inches in height. Each Green Creative ThinFit LED recessed down light carries a 5 year limited warranty. Click here to see the Green Creative ThinFit LED Down Light Specification Sheet. This item is the Green Creative 8.5DLNC4DIM/830 (58026). It is the slim, low profile, 8.5 watt, 4.71" x 1.75" thin, round, LED recessed down light with a white trim. The 8.5DLNC4DIM/830 is rated for direct contact with insulation (IC Rated) and is both UL Listed and ENERGY STAR Qualified. This 4 inch LED retrofit has a beam angle of 100 degrees, generates 530 lumens of 3000K light and is designed to replace up to 50 watt halogen or incandescent lights in recessed down light applications. They operate on 120V, 60Hz input voltage and are dimmable down to about 20% when using approved dimmer switches. Click here to see the Green Creative ThinFit 4" LED Down Light Dimmer Compatibility Chart. Green Creative 4 Inch 9 Watt ThinFit LED Downlight Retrofit 3000K Warm White 530 Lumens White Finish | 3000 | 82 | 530 | 62.3529 | 40000 | 8.5 | 1 | 17.98 | 17.98 | 21.1272 | 2020Q3 | https://www.greenelectricalsupply.com/green-creative-4-inch-thinfit-led-down-light-retrofit-3000k.aspx | Green Electrical Supply | 2020 | Yes
LED Lighting | Downlight | Manufacturer: Green Creative | True |  |  |  |  | 4" Recessed 4" Recessed Home > LED Indoor Light Fixtures > LED Downlights and Trims > 4 Inch Retrofits > Round > 4000K Cool White > 4 Inch 9 Watt ThinFit LED Downlight Retrofit 4000K Cool White 550 Lumens White Finish Product Specifications - Quick Reference Wattage: Dimensions: 8.5 Watts 4.71" Diameter by 1.75" High Beam Angle Operating Life: 100 degrees 40,000 hours Working Voltage: Color Temp: 120 Volt 4000K Warranty: Rating: 5 Year Limited IC Rated Light Output: 550 Lumens Certifications: Energy Star, cULus, FCC The Green Creative ThinFit Series of 4 & 6 new construction LED down lights use the latest in edge lighting technology to produce a smooth uniform lighting effect. These naturally low glare LED down lights integrate seamlessly into all ceiling applications. They will install quickly in both new construction and remodel installations as they install directly into the ceiling without the need for an additional Junction box (J-box) or recessed can. The slim design allows these IC-Rated downlights to fit into any ceiling, including those with shallow plenum space. All wiring takes place inside the integrated J-box which features a pre-installed wire clamp, quick connects and an easily removable lid. Save time and materials with these easy to install LED down lights. Click here to see the Green Creative ThinFit LED Down Light Installation Instructions. There are three color temperatures available to you from Green Creative - 2700K, 3000K and 4000K. The trim diameter and height on the 8.5DLNC4DIM 4" ThinFit models are 4.71 inches in diameter by 1.75 inches in height and the 11.6DLNC6DIM 6" ThinFit models are 6.84 inches in diameter by 1.77 inches in height. Each Green Creative ThinFit LED recessed down light carries a 5 year limited warranty. Click here to see the Green Creative ThinFit LED Down Light Specification Sheet. This item is the Green Creative 8.5DLNC4DIM/840 (58027). It is the slim, low profile, 8.5 watt, 4.71" x 1.75" thin, round, LED recessed down light with a white trim. The 8.5DLNC4DIM/840 is rated for direct contact with insulation (IC Rated) and is both UL Listed and ENERGY STAR Qualified. This 4 inch LED retrofit has a beam angle of 100 degrees, generates 550 lumens of 4000K light and is designed to replace up to 50 watt halogen or incandescent lights in recessed down light applications. They operate on 120V, 60Hz input voltage and are dimmable down to about 20% when using approved dimmer switches. Click here to see the Green Creative ThinFit 4" LED Down Light Dimmer Compatibility Chart. Green Creative 4 Inch 9 Watt ThinFit LED Downlight Retrofit 4000K Cool White 550 Lumens White Finish | 4000 | 82 | 550 | 64.7059 | 40000 | 8.5 | 1 | 17.98 | 17.98 | 21.1272 | 2020Q3 | https://www.greenelectricalsupply.com/green-creative-4-inch-thinfit-led-down-light-retrofit-4000k.aspx | Green Electrical Supply | 2020 | Yes
LED Lighting | Downlight | Manufacturer: Green Creative | True |  |  |  |  | 6" Recessed 6" Recessed Home > LED Indoor Light Fixtures > LED Downlights and Trims > 6 Inch Retrofits > Round > 2700K Soft White > 6 Inch 12 Watt 810 Lumen ThinFit LED Recessed Downlight with White Trim 2700K Product Specifications - Quick Reference Wattage: Dimensions: 11.6 Watts 6.84" Diameter by 1.77" High Beam Angle Operating Life: 100 degrees 40,000 hours Working Voltage: Color Temp: 120 Volt 2700K Warranty: Rating: 5 Year Limited IC Rated Light Output: 810 Lumens Certifications: Energy Star, cULus, FCC The Green Creative ThinFit Series of 4 & 6 new construction LED down lights use the latest in edge lighting technology to produce a smooth uniform lighting effect. These naturally low glare LED down lights integrate seamlessly into all ceiling applications. They will install quickly in both new construction and remodel installations as they install directly into the ceiling without the need for an additional Junction box (J-box) or recessed can. The slim design allows these IC-Rated downlights to fit into any ceiling, including those with shallow plenum space. All wiring takes place inside the integrated J-box which features a pre-installed wire clamp, quick connects and an easily removable lid. Save time and materials with these easy to install LED down lights. Click here to see the Green Creative ThinFit LED Down Light Installation Instructions. There are three color temperatures available to you from Green Creative - 2700K, 3000K and 4000K. The trim diameter and height on the 8.5DLNC4DIM 4" ThinFit models are 4.71 inches in diameter by 1.75 inches in height and the 11.6DLNC6DIM 6" ThinFit models are 6.84 inches in diameter by 1.77 inches in height. Each Green Creative ThinFit LED recessed down light carries a 5 year limited warranty. Click here to see the Green Creative ThinFit LED Down Light Specification Sheet. This item is the Green Creative 11.6DLNC6DIM/827 (58028). It is the slim, low profile, 11.6 watt, 6.84" x 1.77" thin, round, LED recessed down light with a white trim. The 11.6DLNC6DIM/827 is rated for direct contact with insulation (IC Rated) and is both UL Listed and ENERGY STAR Qualified. This 6 inch LED retrofit has a beam angle of 100 degrees, generates 810 lumens of 2700K light and is designed to replace up to 75 watt halogen or incandescent lights in recessed down light applications. They operate on 120V, 60Hz input voltage and are dimmable down to about 20% when using approved dimmer switches. Click here to see the Green Creative ThinFit 6" LED Down Light Dimmer Compatibility Chart. Green Creative 6 Inch 12 Watt 810 Lumen ThinFit LED Recessed Downlight with White Trim 2700K | 2700 | 82 | 810 | 69.8276 | 40000 | 11.6 | 1 | 20.58 | 20.58 | 24.1823 | 2020Q3 | https://www.greenelectricalsupply.com/green-creative-6-inch-thinfit-led-down-light-retrofit-2700k.aspx | Green Electrical Supply | 2020 | Yes
LED Lighting | Downlight | Manufacturer: Green Creative | True |  |  |  |  | 6" Recessed 6" Recessed Home > LED Indoor Light Fixtures > LED Downlights and Trims > 6 Inch Retrofits > Round > 3000K Warm White > 6 Inch 12 Watt 830 Lumen ThinFit LED Recessed Downlight with White Trim 3000K Product Specifications - Quick Reference Wattage: Dimensions: 11.6 Watts 6.84" Diameter by 1.77" High Beam Angle Operating Life: 100 degrees 40,000 hours Working Voltage: Color Temp: 120 Volt 3000K Warranty: Rating: 5 Year Limited IC Rated Light Output: 830 Lumens Certifications: Energy Star, cULus, FCC The Green Creative ThinFit Series of 4 & 6 new construction LED down lights use the latest in edge lighting technology to produce a smooth uniform lighting effect. These naturally low glare LED down lights integrate seamlessly into all ceiling applications. They will install quickly in both new construction and remodel installations as they install directly into the ceiling without the need for an additional Junction box (J-box) or recessed can. The slim design allows these IC-Rated downlights to fit into any ceiling, including those with shallow plenum space. All wiring takes place inside the integrated J-box which features a pre-installed wire clamp, quick connects and an easily removable lid. Save time and materials with these easy to install LED down lights. Click here to see the Green Creative ThinFit LED Down Light Installation Instructions. There are three color temperatures available to you from Green Creative - 2700K, 3000K and 4000K. The trim diameter and height on the 8.5DLNC4DIM 4" ThinFit models are 4.71 inches in diameter by 1.75 inches in height and the 11.6DLNC6DIM 6" ThinFit models are 6.84 inches in diameter by 1.77 inches in height. Each Green Creative ThinFit LED recessed down light carries a 5 year limited warranty. Click here to see the Green Creative ThinFit LED Down Light Specification Sheet. This item is the Green Creative 11.6DLNC6DIM/830 (58029). It is the slim, low profile, 11.6 watt, 6.84" x 1.77" thin, round, LED recessed down light with a white trim. The 11.6DLNC6DIM/830 is rated for direct contact with insulation (IC Rated) and is both UL Listed and ENERGY STAR Qualified. This 6 inch LED retrofit has a beam angle of 100 degrees, generates 830 lumens of 3000K light and is designed to replace up to 75 watt halogen or incandescent lights in recessed down light applications. They operate on 120V, 60Hz input voltage and are dimmable down to about 20% when using approved dimmer switches. Click here to see the Green Creative ThinFit 6" LED Down Light Dimmer Compatibility Chart. Green Creative 6 Inch 12 Watt 830 Lumen ThinFit LED Recessed Downlight with White Trim 3000K | 3000 | 82 | 830 | 71.5517 | 40000 | 11.6 | 1 | 20.58 | 20.58 | 24.1823 | 2020Q3 | https://www.greenelectricalsupply.com/green-creative-6-inch-thinfit-led-down-light-retrofit-3000k.aspx | Green Electrical Supply | 2020 | Yes
LED Lighting | Downlight | Manufacturer: Green Creative | True |  |  |  |  | 6" Recessed 6" Recessed Home > LED Indoor Light Fixtures > LED Downlights and Trims > 6 Inch Retrofits > Round > 4000K Cool White > 6 Inch 12 Watt 850 Lumen ThinFit LED Recessed Downlight with White Trim 4000K Product Specifications - Quick Reference Wattage: Dimensions: 11.6 Watts 6.84" Diameter by 1.77" High Beam Angle Operating Life: 100 degrees 40,000 hours Working Voltage: Color Temp: 120 Volt 4000K Warranty: Rating: 5 Year Limited IC Rated Light Output: 850 Lumens Certifications: Energy Star, cULus, FCC The Green Creative ThinFit Series of 4 & 6 new construction LED down lights use the latest in edge lighting technology to produce a smooth uniform lighting effect. These naturally low glare LED down lights integrate seamlessly into all ceiling applications. They will install quickly in both new construction and remodel installations as they install directly into the ceiling without the need for an additional Junction box (J-box) or recessed can. The slim design allows these IC-Rated downlights to fit into any ceiling, including those with shallow plenum space. All wiring takes place inside the integrated J-box which features a pre-installed wire clamp, quick connects and an easily removable lid. Save time and materials with these easy to install LED down lights. Click here to see the Green Creative ThinFit LED Down Light Installation Instructions. There are three color temperatures available to you from Green Creative - 2700K, 3000K and 4000K. The trim diameter and height on the 8.5DLNC4DIM 4" ThinFit models are 4.71 inches in diameter by 1.75 inches in height and the 11.6DLNC6DIM 6" ThinFit models are 6.84 inches in diameter by 1.77 inches in height. Each Green Creative ThinFit LED recessed down light carries a 5 year limited warranty. Click here to see the Green Creative ThinFit LED Down Light Specification Sheet. This item is the Green Creative 11.6DLNC6DIM/840 (58030). It is the slim, low profile, 11.6 watt, 6.84" x 1.77" thin, round, LED recessed down light with a white trim. The 11.6DLNC6DIM/840 is rated for direct contact with insulation (IC Rated) and is both UL Listed and ENERGY STAR Qualified. This 6 inch LED retrofit has a beam angle of 100 degrees, generates 850 lumens of 4000K light and is designed to replace up to 75 watt halogen or incandescent lights in recessed down light applications. They operate on 120V, 60Hz input voltage and are dimmable down to about 20% when using approved dimmer switches. Click here to see the Green Creative ThinFit 6" LED Down Light Dimmer Compatibility Chart. Green Creative 6 Inch 12 Watt 850 Lumen ThinFit LED Recessed Downlight with White Trim 4000K | 4000 | 82 | 850 | 73.2759 | 40000 | 11.6 | 1 | 20.58 | 20.58 | 24.1823 | 2020Q3 | https://www.greenelectricalsupply.com/green-creative-6-inch-thinfit-led-down-light-retrofit-4000k.aspx | Green Electrical Supply | 2020 | Yes
LED Lighting | Downlight | Manufacturer: Halco Lighting Technologies | True |  |  |  | Medium E26 | Recessed, 4" Recessed Recessed, 4" Recessed Home > Energy Star Qualified Products > 4 Inch 10 Watt 650 Lumen 90 CRI 120V LED Recessed Down Light Retrofit 2700K - E26 Adapter Included Product Specifications - Quick Reference Lamp Wattage: Working Voltage: 10 Watts 120 Volt Dimensions: Rated Life: 5.04" W x 3.03" H 50,000 Hours Incandescent Equiv: Dimmable: 50 Watts - 650 Lumens Yes Finish Color: Base Type: White Medium E26 Connector Light Color: CRI: 2700K Warm White 90 CRI Certifications: Warranty: Energy Star, Wet Location 5 Year Limited Halco Lighting Technologies continues to expand their ProLED line of incredible LED products. These ECO downlights provide a reliable performance in a budget-friendly design. Halco's line of LED downlight retrofits come in 4 inch versions as well as 6 inch versions. The inegrated LEDs reduce energy consumption up to 85% when compared to 65 Watt incandescent light bulbs and they last 30 times longer! These ENERGY STAR certified downlight retrofits come with Medium E26 socket adapter for an easy direct replacement, saving you time and money! Click here to see the complete Halco 4 Inch ProLED Downlight Retrofit Installation Instructions. This is the Halco ProLED 99633 (DL4FR10/927/ECO/LED2), a dimmable 4" recessed 2700K Warm White LED Retrofit with a White Baffle and White Trim Ring. Halco's Retrofit LED Downlights are ultra-efficient, super-easy and very affordable. These LED downlight kits provide 650 lumens of either 2700K, 3000K, 4000K or 5000K brilliant illumination equivalent to the output of a 50 watt BR30.but requires just 10 watts of energy use. These dedicated 120 volt trims meet ENERGY STAR requirements, as well as being Wet Location Rated. The 99633 from Halco fits into many popular 4" recessed downlight fixtures. The retrofit is for use with recessed housings with an E26 socket only. This LED downlight has an incredible CRI of 90! All your colors will stand out under this light. The Halco Downlight Retrofit Series has many different application uses including: healthcare, hospitality, office, property management, residential, and retail. Click here to see the complete Halco 4 Inch ProLED Downlight Retrofit Specification Sheet. Halco Lighting Technologies 4 Inch 10 Watt 650 Lumen 90 CRI 120V LED Recessed Down Light Retrofit 2700K - E26 Adapter Included | 2700 | 90 | 650 | 65 | 50000 | 10 | 1 | 8.44 | 8.44 | 9.9173 | 2020Q3 | https://www.greenelectricalsupply.com/halco-99633-proled-4-inch-10-watt-led-downlight-650-lumen-90cri-120v-2700k.aspx | Green Electrical Supply | 2020 | Yes
LED Lighting | Downlight | Manufacturer: Halco Lighting Technologies | True |  |  |  | Medium E26 | Recessed, 4" Recessed Recessed, 4" Recessed Home > Energy Star Qualified Products > 4 Inch 10 Watt 650 Lumen 90 CRI 120V LED Recessed Down Light Retrofit 3000K - E26 Adapter Included Product Specifications - Quick Reference Lamp Wattage: Working Voltage: 10 Watts 120 Volt Dimensions: Rated Life: 5.04" W x 3.03" H 50,000 Hours Incandescent Equiv: Dimmable: 50 Watts - 650 Lumens Yes Finish Color: Base Type: White Medium E26 Connector Light Color: CRI: 3000K Warm White 90 CRI Certifications: Warranty: Energy Star, Wet Location 5 Year Limited Halco Lighting Technologies continues to expand their ProLED line of incredible LED products. These ECO downlights provide a reliable performance in a budget-friendly design. Halco's line of LED downlight retrofits come in 4 inch versions as well as 6 inch versions. The inegrated LEDs reduce energy consumption up to 85% when compared to 65 Watt incandescent light bulbs and they last 30 times longer! These ENERGY STAR certified downlight retrofits come with Medium E26 socket adapter for an easy direct replacement, saving you time and money! Click here to see the complete Halco 4 Inch ProLED Downlight Retrofit Installation Instructions. This is the Halco ProLED 99634 (DL4FR10/930/ECO/LED2), a dimmable 4" recessed 3000K Warm White LED Retrofit with a White Baffle and White Trim Ring. Halco's Retrofit LED Downlights are ultra-efficient, super-easy and very affordable. These LED downlight kits provide 650 lumens of either 2700K, 3000K, 4000K or 5000K brilliant illumination equivalent to the output of a 50 watt BR30.but requires just 10 watts of energy use. These dedicated 120 volt trims meet ENERGY STAR requirements, as well as being Wet Location Rated. The 99634 from Halco fits into many popular 4" recessed downlight fixtures. The retrofit is for use with recessed housings with an E26 socket only. This LED downlight has an incredible CRI of 90! All your colors will stand out under this light. The Halco Downlight Retrofit Series has many different application uses including: healthcare, hospitality, office, property management, residential, and retail. Click here to see the complete Halco 4 Inch ProLED Downlight Retrofit Specification Sheet. Halco Lighting Technologies 4 Inch 10 Watt 650 Lumen 90 CRI 120V LED Recessed Down Light Retrofit 3000K - E26 Adapter Included | 3000 | 90 | 650 | 65 | 50000 | 10 | 1 | 8.67 | 8.67 | 10.1876 | 2020Q3 | https://www.greenelectricalsupply.com/halco-proled-99634-dl4fr10-930-eco-led2-4-inch-10-watt-led-downlight-3000k.aspx | Green Electrical Supply | 2020 | Yes
LED Lighting | Downlight | Manufacturer: Halco Lighting Technologies | True |  |  |  | Medium E26 | Recessed, 4" Recessed Recessed, 4" Recessed Home > LED Indoor Light Fixtures > LED Downlights and Trims > 4 Inch Retrofits > Round > 4000K Cool White > 4 Inch 10 Watt 650 Lumen 90 CRI 120V LED Recessed Down Light Retrofit 4000K - E26 Adapter Included Product Specifications - Quick Reference Lamp Wattage: Working Voltage: 10 Watts 120 Volt Dimensions: Rated Life: 5.04" W x 3.03" H 50,000 Hours Incandescent Equiv: Dimmable: 50 Watts - 650 Lumens Yes Finish Color: Base Type: White Medium E26 Connector Light Color: CRI: 4000K Cool White 90 CRI Certifications: Warranty: Energy Star, Wet Location 5 Year Limited Halco Lighting Technologies continues to expand their ProLED line of incredible LED products. These ECO downlights provide a reliable performance in a budget-friendly design. Halco's line of LED downlight retrofits come in 4 inch versions as well as 6 inch versions. The inegrated LEDs reduce energy consumption up to 85% when compared to 65 Watt incandescent light bulbs and they last 30 times longer! These ENERGY STAR certified downlight retrofits come with Medium E26 socket adapter for an easy direct replacement, saving you time and money! Click here to see the complete Halco 4 Inch ProLED Downlight Retrofit Installation Instructions. This is the Halco ProLED 99635 (DL4FR10/940/ECO/LED2), a dimmable 4" recessed 4000K Cool White LED Retrofit with a White Baffle and White Trim Ring. Halco's Retrofit LED Downlights are ultra-efficient, super-easy and very affordable. These LED downlight kits provide 650 lumens of either 2700K, 3000K, 4000K or 5000K brilliant illumination equivalent to the output of a 50 watt BR30.but requires just 10 watts of energy use. These dedicated 120 volt trims meet ENERGY STAR requirements, as well as being Wet Location Rated. The 99635 from Halco fits into many popular 4" recessed downlight fixtures. The retrofit is for use with recessed housings with an E26 socket only. This LED downlight has an incredible CRI of 90! All your colors will stand out under this light. The Halco Downlight Retrofit Series has many different application uses including: healthcare, hospitality, office, property management, residential, and retail. Click here to see the complete Halco 4 Inch ProLED Downlight Retrofit Specification Sheet. Halco Lighting Technologies 4 Inch 10 Watt 650 Lumen 90 CRI 120V LED Recessed Down Light Retrofit 4000K - E26 Adapter Included | 4000 | 90 | 650 | 65 | 50000 | 10 | 1 | 8.67 | 8.67 | 10.1876 | 2020Q3 | https://www.greenelectricalsupply.com/halco-proled-99635-dl4fr10-940-eco-led2-4-inch-10-watt-led-downlight-4000k.aspx | Green Electrical Supply | 2020 | Yes
LED Lighting | Downlight | Manufacturer: Halco Lighting Technologies | True | Daylighting/Photocell, |  |  | Medium E26 | Recessed, 4" Recessed Recessed, 4" Recessed Home > LED Indoor Light Fixtures > LED Downlights and Trims > 4 Inch Retrofits > Round > 5000K Daylight > 4 Inch 10 Watt 650 Lumen 90 CRI 120V LED Recessed Down Light Retrofit 5000K - E26 Adapter Included Product Specifications - Quick Reference Lamp Wattage: Working Voltage: 10 Watts 120 Volt Dimensions: Rated Life: 5.04" W x 3.03" H 50,000 Hours Incandescent Equiv: Dimmable: 50 Watts - 650 Lumens Yes Finish Color: Base Type: White Medium E26 Connector Light Color: CRI: 5000K Daylight 90 CRI Certifications: Warranty: Energy Star, Wet Location 5 Year Limited Halco Lighting Technologies continues to expand their ProLED line of incredible LED products. These ECO downlights provide a reliable performance in a budget-friendly design. Halco's line of LED downlight retrofits come in 4 inch versions as well as 6 inch versions. The inegrated LEDs reduce energy consumption up to 85% when compared to 65 Watt incandescent light bulbs and they last 30 times longer! These ENERGY STAR certified downlight retrofits come with Medium E26 socket adapter for an easy direct replacement, saving you time and money! Click here to see the complete Halco 4 Inch ProLED Downlight Retrofit Installation Instructions. This is the Halco ProLED 99636 (DL4FR10/950/ECO/LED2), a dimmable 4" recessed 5000K Daylight LED Retrofit with a White Baffle and White Trim Ring. Halco's Retrofit LED Downlights are ultra-efficient, super-easy and very affordable. These LED downlight kits provide 650 lumens of either 2700K, 3000K, 4000K or 5000K brilliant illumination equivalent to the output of a 50 watt BR30.but requires just 10 watts of energy use. These dedicated 120 volt trims meet ENERGY STAR requirements, as well as being Wet Location Rated. The 99636 from Halco fits into many popular 4" recessed downlight fixtures. The retrofit is for use with recessed housings with an E26 socket only. This LED downlight has an incredible CRI of 90! All your colors will stand out under this light. The Halco Downlight Retrofit Series has many different application uses including: healthcare, hospitality, office, property management, residential, and retail. Click here to see the complete Halco 4 Inch ProLED Downlight Retrofit Specification Sheet. Halco Lighting Technologies 4 Inch 10 Watt 650 Lumen 90 CRI 120V LED Recessed Down Light Retrofit 5000K - E26 Adapter Included | 5000 | 90 | 650 | 65 | 50000 | 10 | 1 | 8.44 | 8.44 | 9.9173 | 2020Q3 | https://www.greenelectricalsupply.com/halco-proled-99636-dl4fr10-950-eco-led2-4-inch-10-watt-led-downlight-5000k.aspx | Green Electrical Supply | 2020 | Yes
LED Lighting | Downlight | Manufacturer: Halco Lighting Technologies | True |  |  |  | Medium E26 | Recessed, 6" Recessed Recessed, 6" Recessed Home > LED Indoor Light Fixtures > LED Downlights and Trims > 6 Inch Retrofits > Round > 2700K Soft White > 6 Inch 10 Watt 650 Lumen 90 CRI 2700K LED Recessed Down Light Retrofit Kit - E26 Adapter Included Product Specifications - Quick Reference Lamp Wattage: Working Voltage: 10 Watts 120 Volt Dimensions: Rated Life: 7.36" W x 3.31" H 50,000 Hours Incandescent Equiv: Dimmable: 65 Watts - 650 Lumens Yes Finish Color: Base Type: White Medium E26 Connector Light Color: CRI: 2700K Warm White 90 CRI Certifications: Warranty: Energy Star, Wet Location 5 Year Limited Halco Lighting Technologies continues to expand their ProLED line of incredible LED products. These ECO downlights provide a reliable performance in a budget-friendly design. Halco's line of LED downlight retrofits come in 4 inch versions as well as 6 inch versions. The inegrated LEDs reduce energy consumption up to 85% when compared to 65 Watt incandescent light bulbs and they last 30 times longer! These ENERGY STAR certified downlight retrofits come with Medium E26 socket adapter for an easy direct replacement, saving you time and money! Click here to see the complete Halco 6 Inch ProLED Downlight Retrofit Installation Instructions. This is the Halco ProLED 99637 (DL6FR10/927/ECO/LED2), a dimmable 6" recessed 2700K Warm White LED Retrofit with a White Baffle and White Trim Ring. Halco's Retrofit LED Downlights are ultra-efficient, super-easy and very affordable. These LED downlight kits provide 650 lumens of either 2700K, 3000K, 4000K or 5000K brilliant illumination equivalent to the output of a 65 watt BR30 or 18 watt CFL.but requires just 10 watts of energy use. These dedicated 120 volt trims meet ENERGY STAR requirements, as well as being Wet Location Rated. The 99637 from Halco fits into many popular 6" recessed downlight fixtures. The retrofit is for use with recessed housings with an E26 socket only. This LED downlight has an incredible CRI of 90! All your colors will stand out under this light. The Halco Downlight Retrofit Series has many different application uses including: healthcare, hospitality, office, property management, residential, and retail. Click here to see the complete Halco 6 Inch ProLED Downlight Retrofit Specification Sheet. Halco Lighting Technologies 6 Inch 10 Watt 650 Lumen 90 CRI 2700K LED Recessed Down Light Retrofit Kit - E26 Adapter Included | 2700 | 90 | 650 | 65 | 50000 | 10 | 1 | 7.69 | 7.69 | 9.036 | 2020Q3 | https://www.greenelectricalsupply.com/halco-proled-99637-dl6fr10-927-eco-led2-6-inch-10-watt-led-downlight-2700k.aspx | Green Electrical Supply | 2020 | Yes
LED Lighting | Downlight | Manufacturer: Halco Lighting Technologies | True |  |  |  | Medium E26 | Recessed, 6" Recessed Recessed, 6" Recessed Home > Closeout Fixtures and Light Bulbs > 6 Inch 12 Watt 800 Lumen 90 CRI 2700K LED Recessed Down Light Retrofit Kit - E26 Adapter Included Product Specifications - Quick Reference Lamp Wattage: Working Voltage: 12 Watts 120 Volt Dimensions: Rated Life: 7.36" W x 3.31" H 50,000 Hours Incandescent Equiv: Dimmable: 75 Watts - 800 Lumens Yes Finish Color: Base Type: White Medium E26 Connector Light Color: CRI: 2700K Warm White 90 CRI Certifications: Warranty: Energy Star, Wet Location 5 Year Limited Halco Lighting Technologies continues to expand their ProLED line of incredible LED products. These ECO downlights provide a reliable performance in a budget-friendly design. Halco's line of LED downlight retrofits come in 4 inch versions as well as 6 inch versions. The inegrated LEDs reduce energy consumption up to 85% when compared to 65 Watt incandescent light bulbs and they last 30 times longer! These ENERGY STAR certified downlight retrofits come with Medium E26 socket adapter for an easy direct replacement, saving you time and money! Click here to see the complete Halco 6 Inch ProLED Downlight Retrofit Installation Instructions. This is the Halco ProLED 99641 (DL6FR12/927/ECO/LED2), a dimmable 6" recessed 2700K Warm White LED Retrofit with a White Baffle and White Trim Ring. Halco's Retrofit LED Downlights are ultra-efficient, super-easy and very affordable. These LED downlight kits provide 800 lumens of either 2700K, 3000K, 4000K or 5000K brilliant illumination equivalent to the output of a 75 watt BR30.but requires just 12 watts of energy use. These dedicated 120 volt trims meet ENERGY STAR requirements, as well as being Wet Location Rated. The 99641 from Halco fits into many popular 6" recessed downlight fixtures. The retrofit is for use with recessed housings with an E26 socket only. This LED downlight has an incredible CRI of 90! All your colors will stand out under this light. The Halco Downlight Retrofit Series has many different application uses including: healthcare, hospitality, office, property management, residential, and retail. Click here to see the complete Halco 6 Inch ProLED Downlight Retrofit Specification Sheet. Halco Lighting Technologies 6 Inch 12 Watt 800 Lumen 90 CRI 2700K LED Recessed Down Light Retrofit Kit - E26 Adapter Included | 2700 | 90 | 800 | 66.6667 | 50000 | 12 | 1 | 7.69 | 7.69 | 9.036 | 2020Q3 | https://www.greenelectricalsupply.com/halco-proled-99641-dl6fr12-927-eco-led2-6-inch-12-watt-led-downlight-2700k.aspx | Green Electrical Supply | 2020 | Yes
LED Lighting | Downlight | Manufacturer: Halco Lighting Technologies | True |  |  |  | Medium E26 | Recessed, 6" Recessed Recessed, 6" Recessed Home > LED Indoor Light Fixtures > LED Downlights and Trims > 6 Inch Retrofits > Round > 4000K Cool White > 6 Inch 12 Watt 800 Lumen 90 CRI 4000K LED Recessed Down Light Retrofit Kit - E26 Adapter Included Product Specifications - Quick Reference Lamp Wattage: Working Voltage: 12 Watts 120 Volt Dimensions: Rated Life: 7.36" W x 3.31" H 50,000 Hours Incandescent Equiv: Dimmable: 75 Watts - 800 Lumens Yes Finish Color: Base Type: White Medium E26 Connector Light Color: CRI: 4000K Cool White 90 CRI Certifications: Warranty: Energy Star, Wet Location 5 Year Limited Halco Lighting Technologies continues to expand their ProLED line of incredible LED products. These ECO downlights provide a reliable performance in a budget-friendly design. Halco's line of LED downlight retrofits come in 4 inch versions as well as 6 inch versions. The inegrated LEDs reduce energy consumption up to 85% when compared to 65 Watt incandescent light bulbs and they last 30 times longer! These ENERGY STAR certified downlight retrofits come with Medium E26 socket adapter for an easy direct replacement, saving you time and money! Click here to see the complete Halco 6 Inch ProLED Downlight Retrofit Installation Instructions. This is the Halco ProLED 99643 (DL6FR12/940/ECO/LED2), a dimmable 6" recessed 4000K Cool White LED Retrofit with a White Baffle and White Trim Ring. Halco's Retrofit LED Downlights are ultra-efficient, super-easy and very affordable. These LED downlight kits provide 800 lumens of either 2700K, 3000K, 4000K or 5000K brilliant illumination equivalent to the output of a 75 watt BR30.but requires just 12 watts of energy use. These dedicated 120 volt trims meet ENERGY STAR requirements, as well as being Wet Location Rated. The 99643 from Halco fits into many popular 6" recessed downlight fixtures. The retrofit is for use with recessed housings with an E26 socket only. This LED downlight has an incredible CRI of 90! All your colors will stand out under this light. The Halco Downlight Retrofit Series has many different application uses including: healthcare, hospitality, office, property management, residential, and retail. Click here to see the complete Halco 6 Inch ProLED Downlight Retrofit Specification Sheet. Halco Lighting Technologies 6 Inch 12 Watt 800 Lumen 90 CRI 4000K LED Recessed Down Light Retrofit Kit - E26 Adapter Included | 4000 | 90 | 800 | 66.6667 | 50000 | 12 | 1 | 7.69 | 7.69 | 9.036 | 2020Q3 | https://www.greenelectricalsupply.com/halco-proled-99643-dl6fr12-940-eco-led2-6-inch-12-watt-led-downlight-4000k.aspx | Green Electrical Supply | 2020 | Yes
LED Lighting | Downlight | Manufacturer: Halco Lighting Technologies | True |  |  |  | Medium E26 | Recessed, 6" Recessed Recessed, 6" Recessed Home > Closeout Fixtures and Light Bulbs > 6 Inch 15 Watt 1100 Lumen 90 CRI 4000K LED Recessed Down Light Retrofit Kit - E26 Adapter Included Product Specifications - Quick Reference Lamp Wattage: Working Voltage: 15 Watts 120 Volt Dimensions: Rated Life: 7.36" W x 3.31" H 50,000 Hours Incandescent Equiv: Dimmable: 100 Watts - 1100 Lumens Yes Finish Color: Base Type: White Medium E26 Connector Light Color: CRI: 3000K Cool White 90 CRI Certifications: Warranty: Energy Star, Wet Location 5 Year Limited Halco Lighting Technologies continues to expand their ProLED line of incredible LED products. These ECO downlights provide a reliable performance in a budget-friendly design. Halco's line of LED downlight retrofits come in 4 inch versions as well as 6 inch versions. The inegrated LEDs reduce energy consumption up to 85% when compared to 65 Watt incandescent light bulbs and they last 30 times longer! These ENERGY STAR certified downlight retrofits come with Medium E26 socket adapter for an easy direct replacement, saving you time and money! Click here to see the complete Halco 6 Inch ProLED Downlight Retrofit Installation Instructions. This is the Halco ProLED 99647 (DL6FR15/940/ECO/LED2), a dimmable 6" recessed 4000K Cool White LED Retrofit with a White Baffle and White Trim Ring. Halco's Retrofit LED Downlights are ultra-efficient, super-easy and very affordable. These LED downlight kits provide 1100 lumens of either 2700K, 3000K, 4000K or 5000K brilliant illumination equivalent to the output of a 100 watt BR30.but requires just 15 watts of energy use. These dedicated 120 volt trims meet ENERGY STAR requirements, as well as being Wet Location Rated. The 99647 from Halco fits into many popular 6" recessed downlight fixtures. The retrofit is for use with recessed housings with an E26 socket only. This LED downlight has an incredible CRI of 90! All your colors will stand out under this light. The Halco Downlight Retrofit Series has many different application uses including: healthcare, hospitality, office, property management, residential, and retail. Click here to see the complete Halco 6 Inch ProLED Downlight Retrofit Specification Sheet. Halco Lighting Technologies 6 Inch 15 Watt 1100 Lumen 90 CRI 4000K LED Recessed Down Light Retrofit Kit - E26 Adapter Included | 4000 | 90 | 1100 | 73.3333 | 50000 | 15 | 1 | 10.15 | 10.15 | 11.9266 | 2020Q3 | https://www.greenelectricalsupply.com/halco-proled-99647-dl6fr15-940-eco-led2-6-inch-15-watt-led-downlight-4000k.aspx | Green Electrical Supply | 2020 | Yes
LED Lighting | Downlight | Manufacturer: Halco Lighting Technologies | True | Daylighting/Photocell, |  |  | Medium E26 | Recessed, 6" Recessed Recessed, 6" Recessed Home > Closeout Fixtures and Light Bulbs > 6 Inch 15 Watt 1100 Lumen 90 CRI 5000K LED Recessed Down Light Retrofit Kit - E26 Adapter Included Product Specifications - Quick Reference Lamp Wattage: Working Voltage: 15 Watts 120 Volt Dimensions: Rated Life: 7.36" W x 3.31" H 50,000 Hours Incandescent Equiv: Dimmable: 100 Watts - 1100 Lumens Yes Finish Color: Base Type: White Medium E26 Connector Light Color: CRI: 5000K Daylight 90 CRI Certifications: Warranty: Energy Star, Wet Location 5 Year Limited Halco Lighting Technologies continues to expand their ProLED line of incredible LED products. These ECO downlights provide a reliable performance in a budget-friendly design. Halco's line of LED downlight retrofits come in 4 inch versions as well as 6 inch versions. The inegrated LEDs reduce energy consumption up to 85% when compared to 65 Watt incandescent light bulbs and they last 30 times longer! These ENERGY STAR certified downlight retrofits come with Medium E26 socket adapter for an easy direct replacement, saving you time and money! Click here to see the complete Halco 6 Inch ProLED Downlight Retrofit Installation Instructions. This is the Halco ProLED 99648 (DL6FR15/950/ECO/LED2), a dimmable 6" recessed 5000K Daylight LED Retrofit with a White Baffle and White Trim Ring. Halco's Retrofit LED Downlights are ultra-efficient, super-easy and very affordable. These LED downlight kits provide 1100 lumens of either 2700K, 3000K, 4000K or 5000K brilliant illumination equivalent to the output of a 100 watt BR30.but requires just 15 watts of energy use. These dedicated 120 volt trims meet ENERGY STAR requirements, as well as being Wet Location Rated. The 99648 from Halco fits into many popular 6" recessed downlight fixtures. The retrofit is for use with recessed housings with an E26 socket only. This LED downlight has an incredible CRI of 90! All your colors will stand out under this light. The Halco Downlight Retrofit Series has many different application uses including: healthcare, hospitality, office, property management, residential, and retail. Click here to see the complete Halco 6 Inch ProLED Downlight Retrofit Specification Sheet. Halco Lighting Technologies 6 Inch 15 Watt 1100 Lumen 90 CRI 5000K LED Recessed Down Light Retrofit Kit - E26 Adapter Included | 5000 | 90 | 1100 | 73.3333 | 50000 | 15 | 1 | 10.15 | 10.15 | 11.9266 | 2020Q3 | https://www.greenelectricalsupply.com/halco-proled-99648-dl6fr15-950-eco-led2-6-inch-15-watt-led-downlight-5000k.aspx | Green Electrical Supply | 2020 | Yes
LED Lighting | Downlight | Manufacturer: Acuity - Juno Lighting | True |  |  |  |  | 4" Recessed 4" Recessed Home > Energy Star Qualified Products > 4" GEN4 Dimmable LED 120V 4000K Product Specifications - Quick Reference Lamp Wattage: Working Voltage: 8.6 Watts 120 Volt Dimensions: Rated Life: 12 1/4" x 6 3/4" x 6" 50,000 Hours Incandescent Equivalent: 65 Watt Incandescent Dimmable: Yes - Down to 10% Light Color: CRI: 4000K Cool White 90 CRI Certifications: Warranty: Energy Star, RoHS, UL 5 Year Limited Juno Lighting Group by Acuity Brands, has an extensive line of recessed can fixtures for your residential and commercial lighting needs. This model is the Juno IC1LED G4 06LM 40K 90CRI 120 FRPC, 4" IC-Rated New Construction LED recessed can downlight. The Juno Lighting 4" LED recessed downlights are a fantastic alternative to incandescent 65 watt lighting. This model consumes around 8.6 watts while producing 600 lumens of light output. Juno Lighting's IC-Rated 600 Lumen LED recessed downlights are the ultra-efficient LED light fixtures that will offer you extra style and flair, while being great for the environment and your pocket. The Juno Generation 4 600 Lumen downlights are available in either 2700K, 3000K, 3500K, and 4000K offering the "designer-look" to perfectly complement any home decor theme. These downlights are manufactured to maximize energy efficiency by having Air-Loc sealed housings. This housing stops the infiltration and ex-filtration of air, reducing heating and cooling costs. They also contain no lead or mercury, making them RoHS compliant. This series is offered in new construction and remodel can styles and are approved for both insulated and non-insulated ceilings. Click here to see the complete Juno IC1LED G4 New Construction Specification Sheet. The Juno IC1LED G4 06LM 40K 90CRI 120 FRPC, a replacement of the IC1LEDG4-41K-1, has a 4000K cool white color temperature and has a minimum of 90 CRI that will beautifully show off the color scheme in any room. The LED array is attached to the thermally conductive inner housing to provide superior heat dissipation ensuring the LEDs rated life of 50,000 hours. This model features a 120V forward/reverse phase cut dimming driver that dims down to 5%. The dimming driver meets Energy Star dimming requirements and is compatible with most 0-10V wall box dimmers. Click here to see the complete Juno IC1LED G4 Dimmer Compatibility Sheet. Juno Lighting has made installation of the recessed cans fast and secure. The Air-Loc sealed aluminum housing is vertically adjustable to accommodate up to a 1.5" ceiling thickness. The UL and cUL listed junction box is prewired and equipped with quick connect electrical connectors. The mounting frame is expertly manufactured with 22-gauge die-formed galvanized steel and is fully assembled for ease of installation. Click here to see the complete Juno IC1LED G4 New Construction Installation Instructions. To complete the look of any room using Juno recessed cans, you can choose from Juno's vast selection of trims suited for any room and any application. Click here to explore trim options Juno Lighting 4" Recessed Downlighting Trim Kits. Acuity - Juno Lighting 4" GEN4 Dimmable LED 120V 4000K | 4000 | 90 | 600 | 69.7674 | 50000 | 8.6 | 1 | 98.16 | 98.16 | 115.3418 | 2020Q3 | https://www.greenelectricalsupply.com/juno-4-inch-600-lumen-led-recessed-down-lights-120v-4000k.aspx | Green Electrical Supply | 2020 | Yes
LED Lighting | Downlight | Manufacturer: Acuity - Juno Lighting | True |  |  |  |  | 4" Recessed 4" Recessed Home > Energy Star Qualified Products > 4" GEN4 LED 900L 120V 4000K Product Specifications - Quick Reference Lamp Wattage: Working Voltage: 11.6 Watts 120 Volt Dimensions: Rated Life: 12 1/4" x 6 3/4" x 6" 50,000 Hours Incandescent Equivalent: 75 Watt Incandescent Dimmable: Yes - Down to 5% Light Color: CRI: 4000K Cool White 90 CRI Certifications: Warranty: Energy Star, RoHS, UL 5 Year Limited Juno Lighting Group by Acuity Brands, has an extensive line of recessed can fixtures for your residential and commercial lighting needs. This model is the Juno IC1LED G4 09LM 40K 90CRI 120 FRPC, 4" IC-Rated New Construction LED recessed can downlight. The Juno Lighting 4 inch LED recessed downlights are a fantastic alternative to incandescent 75 watt lighting. This model consumes 11.6 watts while producing 900 lumens of light output. Juno Lighting's IC-Rated 900 Lumen LED recessed downlights are the ultra-efficient LED light fixtures that will offer you extra style and flair, while being great for the environment and your pocket. The Juno Generation 4 900 Lumen downlights are available in either 2700K, 3000K, 3500K, and 4000K offering the "designer-look" to perfectly complement any home decor theme. These downlights are manufactured to maximize energy efficiency by having Air-Loc sealed housings. This housing stops the infiltration and ex-filtration of air, reducing heating and cooling costs. They also contain no lead or mercury, making them RoHS compliant. This series is offered in new construction and remodel can styles and are approved for both insulated and non-insulated ceilings. Click here to see the complete Juno IC1LED G4 New Construction Specification Sheet. The Juno IC1LED G4 09LM 40K 90CRI 120 FRPC, a replacement of the IC91LEDG4-41K-1, has a 4000K cool white color temperature and has a minimum of 90 CRI that will beautifully show off the color scheme in any room. The LED array is attached to the thermally conductive inner housing to provide superior heat dissipation ensuring the LEDs rated life of 50,000 hours. This model features a 120V forward/reverse phase cut dimming driver that dims down to 5%. The dimming driver meets Energy Star dimming requirements and is compatible with most 0-10V wall box dimmers. Click here to see the complete Juno IC1LED G4 Dimmer Compatibility Sheet. Juno Lighting has made installation of the recessed cans fast and secure. The Air-Loc sealed aluminum housing is vertically adjustable to accommodate up to a 1.5" ceiling thickness. The UL and cUL listed junction box is prewired and equipped with quick connect electrical connectors. The mounting frame is expertly manufactured with 22-gauge die-formed galvanized steel and is fully assembled for ease of installation. Click here to see the complete Juno IC1LED G4 New Construction Installation Instructions. To complete the look of any room using Juno recessed cans, you can choose from Juno's vast selection of trims suited for any room and any application. Click here to explore trim options Juno Lighting 4" Recessed Downlighting Trim Kits. Acuity - Juno Lighting 4" GEN4 LED 900L 120V 4000K | 4000 | 90 | 600 | 51.7241 | 50000 | 11.6 | 1 | 106.46 | 106.46 | 125.0946 | 2020Q3 | https://www.greenelectricalsupply.com/juno-4-inch-900-lumen-led-recessed-down-lights-120v-4000k.aspx | Green Electrical Supply | 2020 | Yes
LED Lighting | Downlight | Manufacturer: Acuity - Juno Lighting | True |  |  |  |  | 4" Recessed 4" Recessed Home > Energy Star Qualified Products > 4" GEN4 Dim LED 120-277V 4000K Product Specifications - Quick Reference Lamp Wattage: Working Voltage: 9 Watts 120-277 Volt Dimensions: Rated Life: 12 1/4" x 6 3/4" x 6" 50,000 Hours Incandescent Equivalent: 65 Watt Incandescent Dimmable: Yes - Down to 10% Light Color: CRI: 4000K Cool White 90 CRI Certifications: Warranty: Energy Star, RoHS, UL 5 Year Limited Juno Lighting Group by Acuity Brands, has an extensive line of recessed can fixtures for your residential and commercial lighting needs. This model is the Juno IC1LED G4 06LM 40K 90CRI MVOLT ZT, 4" IC-Rated New Construction LED recessed can downlight. The Juno Lighting 4 inch LED recessed downlights are a fantastic alternative to incandescent 65 watt lighting. This model consumes around 9 watts while producing 600 lumens of light output. Juno Lighting's IC-Rated 600 Lumen LED recessed downlights are the ultra-efficient LED light fixtures that will offer you extra style and flair, while being great for the environment and your pocket. The Juno Generation 4,600 Lumen downlights are available in either 2700K, 3000K, 3500K, and 4000K offering the "designer-look" to perfectly complement any home decor theme. These downlights are manufactured to maximize energy efficiency by having Air-Loc sealed housings. This housing stops the infiltration and ex-filtration of air, reducing heating and cooling costs. They also contain no lead or mercury, making them RoHS compliant. This series is offered in new construction and remodel can styles and are approved for both insulated and non-insulated ceilings. Click here to see the complete Juno IC1LED G4 New Construction Specification Sheet. The Juno IC1LED G4 06LM 40K 90CRI MVOLT ZT, a replacement of the IC1LEDG4-41K-U, has a 4000K cool white color temperature and has a minimum of 90 CRI that will beautifully show off the color scheme in any room. The LED array is attached to the thermally conductive inner housing to provide superior heat dissipation ensuring the LEDs rated life of 50,000 hours. This model features a multi-volt 0-10V dimming driver that dims down to 10%. The dimming driver meets Energy Star dimming requirements and is compatible with most 0-10V wall box dimmers. Click here to see the complete Juno IC1LED G4 Dimmer Compatibility Sheet. Juno Lighting has made installation of the recessed cans fast and secure. The Air-Loc sealed aluminum housing is vertically adjustable to accommodate up to a 1.5" ceiling thickness. The UL and cUL listed junction box is prewired and equipped with quick connect electrical connectors. The mounting frame is expertly manufactured with 22-gauge die-formed galvanized steel and is fully assembled for ease of installation. Click here to see the complete Juno IC1LED G4 New Construction Installation Instructions. To complete the look of any room using Juno recessed cans, you can choose from Juno's vast selection of trims suited for any room and any application. Click here to explore trim options Juno Lighting 4" Recessed Downlighting Trim Kits. Acuity - Juno Lighting 4" GEN4 Dim LED 120-277V 4000K | 4000 | 90 | 600 | 66.6667 | 50000 | 9 | 1 | 114.76 | 114.76 | 134.8474 | 2020Q3 | https://www.greenelectricalsupply.com/juno-4-inch-new-construction-led-down-light-120-277v-4000k.aspx | Green Electrical Supply | 2020 | Yes
LED Lighting | Downlight | Manufacturer: Acuity - Juno Lighting | True |  |  |  |  | 4" Recessed 4" Recessed Home > Energy Star Qualified Products > 4" GEN4 LED 900L eldoLED 2700K Product Specifications - Quick Reference Lamp Wattage: Working Voltage: 12 Watts 120-277 Volt Dimensions: Rated Life: 12 1/4" x 6 3/4" x 6" 50,000 Hours Incandescent Equivalent: 75 Watt Incandescent Dimmable: Yes - Down to 10% Light Color: CRI: 2700K Warm White 90 CRI Certifications: Warranty: Energy Star, RoHS, UL 5 Year Limited Juno Lighting Group by Acuity Brands, has an extensive line of recessed can fixtures for your residential and commercial lighting needs. This model is the Juno IC1LED G4 09LM 27K 90CRI MVOLT EZ10, 4" IC-Rated New Construction LED recessed can downlight. The Juno Lighting 4 inch LED recessed downlights are a fantastic alternative to incandescent 75 watt lighting. This model consumes around 12 watts while producing 900 lumens of light output. Juno Lighting's IC-Rated 900 Lumen LED recessed downlights are the ultra-efficient LED light fixtures that will offer you extra style and flair, while being great for the environment and your pocket. The Juno Generation 4 900 Lumen downlights are available in either 2700K, 3000K, 3500K, and 4000K offering the "designer-look" to perfectly complement any home decor theme. These downlights are manufactured to maximize energy efficiency by having Air-Loc sealed housings. This housing stops the infiltration and ex-filtration of air, reducing heating and cooling costs. They also contain no lead or mercury, making them RoHS compliant. This series is offered in new construction and remodel can styles and are approved for both insulated and non-insulated ceilings. Click here to see the complete Juno IC1LED G4 New Construction Specification Sheet. The Juno IC1LED G4 09LM 27K 90CRI MVOLT EZ10 a replacement of IC1LED G4 09LM 27K 90CRI MVOLT ZT, or IC91LEDG4-27K-U,has a 2700K warm white color temperature and has a minimum of 90 CRI that will beautifully show off the color scheme in any room. The LED array is attached to the thermally conductive inner housing to provide superior heat dissipation ensuring the LEDs rated life of 50,000 hours. This model features an eldoLED dimming driver that is able to dim the can down to 10% at 0-10V. This item is an A+ capable luminaire which has been designed and tested to provide consistent color appearance and out-of-the-box control. The dimming driver meets Energy Star dimming requirements and is compatible with most 0-10V wall box dimmers. Click here to see the complete Juno IC1LED G4 Dimmer Compatibility Sheet. Juno Lighting has made installation of the recessed cans fast and secure. The Air-Loc sealed aluminum housing is vertically adjustable to accommodate up to a 1.5" ceiling thickness. The UL and cUL listed junction box is prewired and equipped with quick connect electrical connectors. The mounting frame is expertly manufactured with 22-gauge die-formed galvanized steel and is fully assembled for ease of installation. Click here to see the complete Juno IC1LED G4 New Construction Installation Instructions. To complete the look of any room using Juno recessed cans, you can choose from Juno's vast selection of trims suited for any room and any application. Click here to explore trim options Juno Lighting 4" Recessed Downlighting Trim Kits. Acuity - Juno Lighting 4" GEN4 LED 900L eldoLED 2700K | 2700 | 90 | 900 | 75 | 50000 | 12 | 1 | 114.8 | 114.8 | 134.8944 | 2020Q3 | https://www.greenelectricalsupply.com/juno-4-inch-new-construction-led-down-light-900-lumen-eldoled-driver-2700k.aspx | Green Electrical Supply | 2020 | Yes
LED Lighting | Downlight | Manufacturer: Acuity - Juno Lighting | True |  |  |  |  | 4" Recessed 4" Recessed Home > Energy Star Qualified Products > 4" GEN4 LED 900L eldoLED 3000K Product Specifications - Quick Reference Lamp Wattage: Working Voltage: 12 Watts 120-277 Volt Dimensions: Rated Life: 12 1/4" x 6 3/4" x 6" 50,000 Hours Incandescent Equivalent: 75 Watt Incandescent Dimmable: Yes - Down to 10% Light Color: CRI: 3000K Warm White 90 CRI Certifications: Warranty: Energy Star, RoHS, UL 5 Year Limited Juno Lighting Group by Acuity Brands, has an extensive line of recessed can fixtures for your residential and commercial lighting needs. This model is the Juno IC1LED G4 09LM 30K 90CRI MVOLT EZ10, 4" IC-Rated New Construction LED recessed can downlight. The Juno Lighting 4 inch LED recessed downlights are a fantastic alternative to incandescent 75 watt lighting. This model consumes around 12 watts while producing 900 lumens of light output. Juno Lighting's IC-Rated 900 Lumen LED recessed downlights are the ultra-efficient LED light fixtures that will offer you extra style and flair, while being great for the environment and your pocket. The Juno Generation 4 900 Lumen downlights are available in either 2700K, 3000K, 3500K, and 4000K offering the "designer-look" to perfectly complement any home decor theme. These downlights are manufactured to maximize energy efficiency by having Air-Loc sealed housings. This housing stops the infiltration and ex-filtration of air, reducing heating and cooling costs. They also contain no lead or mercury, making them RoHS compliant. This series is offered in new construction and remodel can styles and are approved for both insulated and non-insulated ceilings. Click here to see the complete Juno IC1LED G4 New Construction Specification Sheet. The Juno IC1LED G4 09LM 30K 90CRI MVOLT EZ10, a replacement of IC1LED G4 09LM 30K 90CRI MVOLT ZT, or IC91LEDG4-3K-U, has a 3000K warm white color temperature and has a minimum of 90 CRI that will beautifully show off the color scheme in any room. The LED array is attached to the thermally conductive inner housing to provide superior heat dissipation ensuring the LEDs rated life of 50,000 hours. This model features an eldoLED dimming driver that is able to dim the can down to 10% at 0-10V. This item is an A+ capable luminaire which has been designed and tested to provide consistent color appearance and out-of-the-box control. The dimming driver meets Energy Star dimming requirements and is compatible with most 0-10V wall box dimmers. Click here to see the complete Juno IC1LED G4 Dimmer Compatibility Sheet. Juno Lighting has made installation of the recessed cans fast and secure. The Air-Loc sealed aluminum housing is vertically adjustable to accommodate up to a 1.5" ceiling thickness. The UL and cUL listed junction box is prewired and equipped with quick connect electrical connectors. The mounting frame is expertly manufactured with 22-gauge die-formed galvanized steel and is fully assembled for ease of installation. Click here to see the complete Juno IC1LED G4 New Construction Installation Instructions. To complete the look of any room using Juno recessed cans, you can choose from Juno's vast selection of trims suited for any room and any application. Click here to explore trim options Juno Lighting 4" Recessed Downlighting Trim Kits. Acuity - Juno Lighting 4" GEN4 LED 900L eldoLED 3000K | 3000 | 90 | 900 | 75 | 50000 | 12 | 1 | 132.97 | 132.97 | 156.2449 | 2020Q3 | https://www.greenelectricalsupply.com/juno-4-inch-new-construction-led-down-light-900-lumen-eldoled-driver-3000k.aspx | Green Electrical Supply | 2020 | Yes
LED Lighting | Downlight | Manufacturer: Acuity - Juno Lighting | True |  |  |  |  | 4" Recessed 4" Recessed Home > Energy Star Qualified Products > 4" GEN4 LED 900L eldoLED 3500K Product Specifications - Quick Reference Lamp Wattage: Working Voltage: 12 Watts 120-277 Volt Dimensions: Rated Life: 12 1/4" x 6 3/4" x 6" 50,000 Hours Incandescent Equivalent: 75 Watt Incandescent Dimmable: Yes - Down to 10% Light Color: CRI: 3500K Bright White 90 CRI Certifications: Warranty: Energy Star, RoHS, UL 5 Year Limited Juno Lighting Group by Acuity Brands, has an extensive line of recessed can fixtures for your residential and commercial lighting needs. This model is the Juno IC1LED G4 09LM 35K 90CRI MVOLT EZ10, 4" IC-Rated New Construction LED recessed can downlight. The Juno Lighting 4 inch LED recessed downlights are a fantastic alternative to incandescent 75 watt lighting. This model consumes around 12 watts while producing 900 lumens of light output. Juno Lighting's IC-Rated 900 Lumen LED recessed downlights are the ultra-efficient LED light fixtures that will offer you extra style and flair, while being great for the environment and your pocket. The Juno Generation 4 900 Lumen downlights are available in either 2700K, 3000K, 3500K, and 4000K offering the "designer-look" to perfectly complement any home decor theme. These downlights are manufactured to maximize energy efficiency by having Air-Loc sealed housings. This housing stops the infiltration and ex-filtration of air, reducing heating and cooling costs. They also contain no lead or mercury, making them RoHS compliant. This series is offered in new construction and remodel can styles and are approved for both insulated and non-insulated ceilings. Click here to see the complete Juno IC1LED G4 New Construction Specification Sheet. The Juno IC1LED G4 09LM 35K 90CRI MVOLT EZ10, a replacement of IC1LED G4 09LM 35K 90CRI MVOLT ZT, or IC91LEDG4-35K-U, has a 3500K bright white color temperature and has a minimum of 90 CRI that will beautifully show off the color scheme in any room. The LED array is attached to the thermally conductive inner housing to provide superior heat dissipation ensuring the LEDs rated life of 50,000 hours. This model features an eldoLED dimming driver that is able to dim the can down to 10% at 0-10V. This item is an A+ capable luminaire which has been designed and tested to provide consistent color appearance and out-of-the-box control. The dimming driver meets Energy Star dimming requirements and is compatible with most 0-10V wall box dimmers. Click here to see the complete Juno IC1LED G4 Dimmer Compatibility Sheet. Juno Lighting has made installation of the recessed cans fast and secure. The Air-Loc sealed aluminum housing is vertically adjustable to accommodate up to a 1.5" ceiling thickness. The UL and cUL listed junction box is prewired and equipped with quick connect electrical connectors. The mounting frame is expertly manufactured with 22-gauge die-formed galvanized steel and is fully assembled for ease of installation. Click here to see the complete Juno IC1LED G4 New Construction Installation Instructions. To complete the look of any room using Juno recessed cans, you can choose from Juno's vast selection of trims suited for any room and any application. Click here to explore trim options Juno Lighting 4" Recessed Downlighting Trim Kits. Acuity - Juno Lighting 4" GEN4 LED 900L eldoLED 3500K | 3500 | 90 | 900 | 75 | 50000 | 12 | 1 | 122.97 | 122.97 | 144.4945 | 2020Q3 | https://www.greenelectricalsupply.com/juno-4-inch-new-construction-led-down-light-900-lumen-eldoled-driver-3500k.aspx | Green Electrical Supply | 2020 | Yes
LED Lighting | Downlight | Manufacturer: Acuity - Juno Lighting | True |  |  |  |  | 4" Recessed 4" Recessed Home > Energy Star Qualified Products > 4" GEN4 LED 900L eldoLED 4000K Product Specifications - Quick Reference Lamp Wattage: Working Voltage: 12 Watts 120-277 Volt Dimensions: Rated Life: 12 1/4" x 6 3/4" x 6" 50,000 Hours Incandescent Equivalent: 75 Watt Incandescent Dimmable: Yes - Down to 10% Light Color: CRI: 4000K Cool White 90 CRI Certifications: Warranty: Energy Star, RoHS, UL 5 Year Limited Juno Lighting Group by Acuity Brands, has an extensive line of recessed can fixtures for your residential and commercial lighting needs. This model is the Juno IC1LED G4 09LM 40K 90CRI MVOLT EZ10, 4" IC-Rated New Construction LED recessed can downlight. The Juno Lighting 4 inch LED recessed downlights are a fantastic alternative to incandescent 75 watt lighting. This model consumes around 12 watts while producing 900 lumens of light output. Juno Lighting's IC-Rated 900 Lumen LED recessed downlights are the ultra-efficient LED light fixtures that will offer you extra style and flair, while being great for the environment and your pocket. The Juno Generation 4 900 Lumen downlights are available in either 2700K, 3000K, 3500K, and 4000K offering the "designer-look" to perfectly complement any home decor theme. These downlights are manufactured to maximize energy efficiency by having Air-Loc sealed housings. This housing stops the infiltration and ex-filtration of air, reducing heating and cooling costs. They also contain no lead or mercury, making them RoHS compliant. This series is offered in new construction and remodel can styles and are approved for both insulated and non-insulated ceilings. Click here to see the complete Juno IC1LED G4 New Construction Specification Sheet. The Juno IC1LED G4 09LM 40K 90CRI MVOLT EZ10, a replacement of IC1LED G4 09LM 40K 90CRI MVOLT ZT, or IC91LEDG4-41K-U, has a 4000K cool white color temperature and has a minimum of 90 CRI that will beautifully show off the color scheme in any room. The LED array is attached to the thermally conductive inner housing to provide superior heat dissipation ensuring the LEDs rated life of 50,000 hours. This model features an eldoLED dimming driver that is able to dim the can down to 10% at 0-10V. This item is an A+ capable luminaire which has been designed and tested to provide consistent color appearance and out-of-the-box control. The dimming driver meets Energy Star dimming requirements and is compatible with most 0-10V wall box dimmers. Click here to see the complete Juno IC1LED G4 Dimmer Compatibility Sheet. Juno Lighting has made installation of the recessed cans fast and secure. The Air-Loc sealed aluminum housing is vertically adjustable to accommodate up to a 1.5" ceiling thickness. The UL and cUL listed junction box is prewired and equipped with quick connect electrical connectors. The mounting frame is expertly manufactured with 22-gauge die-formed galvanized steel and is fully assembled for ease of installation. Click here to see the complete Juno IC1LED G4 New Construction Installation Instructions. To complete the look of any room using Juno recessed cans, you can choose from Juno's vast selection of trims suited for any room and any application. Click here to explore trim options Juno Lighting 4" Recessed Downlighting Trim Kits. Acuity - Juno Lighting 4" GEN4 LED 900L eldoLED 4000K | 4000 | 90 | 900 | 75 | 50000 | 12 | 1 | 132.97 | 132.97 | 156.2449 | 2020Q3 | https://www.greenelectricalsupply.com/juno-4-inch-new-construction-led-down-light-900-lumen-eldoled-driver-4000k.aspx | Green Electrical Supply | 2020 | Yes
LED Lighting | Downlight | Manufacturer: Acuity - Juno Lighting | True |  |  |  |  | 4" Recessed 4" Recessed Home > Energy Star Qualified Products > 4" GEN4 LED Remodel 120-277 40K Product Specifications - Quick Reference Lamp Wattage: Working Voltage: 9 Watts 120-277 Volt Dimensions: Rated Life: 14 1/8" x 7 3/8" x 4 3/8" 50,000 Hours Incandescent Equivalent: 65W Incandescent Dimmable: Yes (0-10V) Light Color: CRI: 4000K Cool White 90 CRI Certifications: Warranty: Energy Star, RoHS, UL 5 Year Limited Juno Lighting Group by Acuity Brands, has an extensive line of recessed can fixtures for your residential and commercial lighting needs. This model is the Juno IC1RLED G4 06LM 40K 90CRI MVOLT ZT, 4" IC-Rated Remodel LED recessed can downlight. The Juno Lighting 4 inch LED recessed downlights are a fantastic alternative to incandescent 65 watt lighting. This model consumes around 9 watts while producing 600 lumens of light output. Juno Lighting's IC-Rated 600 Lumen LED recessed downlights are the ultra-efficient LED light fixtures that will offer you extra style and flair, while being great for the environment and your pocket. The Juno Generation 4 600 Lumen downlights are available in either 2700K, 3000K, 3500K, and 4000K offering the "designer-look" to perfectly complement any home decor theme. These downlights are manufactured to maximize energy efficiency by having Air-Loc sealed housings. This housing stops the infiltration and ex-filtration of air, reducing heating and cooling costs. They also contain no lead or mercury, making them RoHS compliant. This series is offered in new construction and remodel can styles and are approved for both insulated and non-insulated ceilings. Click here to see the complete Juno IC1RLED G4 Remodel Specification Sheet. The Juno IC1RLED G4 06LM 40K 90CRI MVOLT ZT, a replacement of the IC1RLEDG4-41K-U, has a 4000K cool white color temperature and has a minimum of 90 CRI that will beautifully show off the color scheme in any room. The LED array is attached to the thermally conductive inner housing to provide superior heat dissipation ensuring the LEDs rated life of 50,000 hours. This model features a universal 0-10V dimming driver. The dimming driver meets Energy Star dimming requirements and is compatible with most 0-10V wall box dimmers. Click here to see the complete Juno IC1RLED G4 Dimmer Compatibility Sheet. Juno Lighting has made installation of the recessed cans fast and secure. The Air-Loc sealed aluminum housing is vertically adjustable to accommodate up to a 1-1/2" ceiling thickness. The UL and cUL listed junction box is prewired and equipped with quick connect electrical connectors. The mounting frame is expertly manufactured with 22-gauge die-formed galvanized steel and is fully assembled for ease of installation. Click here to see the complete Juno IC1RLED G4 Remodel Installation Instructions. To complete the look of any room using Juno recessed cans, you can choose from Juno's vast selection of trims suited for any room and any application. Click here to explore trim options Juno Lighting 4" Recessed Downlighting Trim Kits. Acuity - Juno Lighting 4" GEN4 LED Remodel 120-277 40K | 4000 | 90 | 600 | 66.6667 | 50000 | 9 | 1 | 112.52 | 112.52 | 132.2153 | 2020Q3 | https://www.greenelectricalsupply.com/juno-4-inch-remodel-led-down-light-120-277v-4000k.aspx | Green Electrical Supply | 2020 | Yes
LED Lighting | Downlight | Manufacturer: Acuity - Juno Lighting | True |  |  |  |  | 4" Recessed 4" Recessed Home > Energy Star Qualified Products > 4" GEN4 LED Remodel 120V 4000K Product Specifications - Quick Reference Lamp Wattage: Working Voltage: 8.6 Watts 120 Volt Dimensions: Rated Life: 14 1/8" x 7 3/8" x 4 3/8" 50,000 Hours Incandescent Equivalent: 65W Incandescent Dimmable: Yes Light Color: CRI: 4000K Cool White 90 CRI Certifications: Warranty: Energy Star, RoHS, UL 5 Year Limited Juno Lighting Group by Acuity Brands, has an extensive line of recessed can fixtures for your residential and commercial lighting needs. This model is the Juno IC1RLED G4 06LM 40K 90CRI 120 FRPC, 4" IC-Rated Remodel LED recessed can downlight. The Juno Lighting 4 inch LED recessed downlights are a fantastic alternative to incandescent 65 watt lighting. This model consumes around 9 watts while producing 600 lumens of light output. Juno Lighting's IC-Rated 600 Lumen LED recessed downlights are the ultra-efficient LED light fixtures that will offer you extra style and flair, while being great for the environment and your pocket. The Juno Generation 4 600 Lumen downlights are available in either 2700K, 3000K, 3500K, and 4000K offering the "designer-look" to perfectly complement any home decor theme. These downlights are manufactured to maximize energy efficiency by having Air-Loc sealed housings. This housing stops the infiltration and ex-filtration of air, reducing heating and cooling costs. They also contain no lead or mercury, making them RoHS compliant. This series is offered in new construction and remodel can styles and are approved for both insulated and non-insulated ceilings. Click here to see the complete Juno IC1RLED G4 Remodel Specification Sheet. The Juno IC1RLED G4 06LM 40K 90CRI 120 FRPC, a replacement of the IC1RLEDG4-41K-1, has a 4000K cool white color temperature and has a minimum of 90 CRI that will beautifully show off the color scheme in any room. The LED array is attached to the thermally conductive inner housing to provide superior heat dissipation ensuring the LEDs rated life of 50,000 hours. This model features a forward/reverse phase cut dimming driver (down to 5%). The dimming driver meets Energy Star dimming requirements and is compatible with most 0-10V wall box dimmers. Click here to see the complete Juno IC1RLED G4 Dimmer Compatibility Sheet. Juno Lighting has made installation of the recessed cans fast and secure. The Air-Loc sealed aluminum housing is vertically adjustable to accommodate up to a 1-1/2" ceiling thickness. The UL and cUL listed junction box is prewired and equipped with quick connect electrical connectors. The mounting frame is expertly manufactured with 22-gauge die-formed galvanized steel and is fully assembled for ease of installation. Click here to see the complete Juno IC1RLED G4 Remodel Installation Instructions. To complete the look of any room using Juno recessed cans, you can choose from Juno's vast selection of trims suited for any room and any application. Click here to explore trim options Juno Lighting 4" Recessed Downlighting Trim Kits. Acuity - Juno Lighting 4" GEN4 LED Remodel 120V 4000K | 4000 | 90 | 600 | 69.7674 | 50000 | 8.6 | 1 | 98.15 | 98.15 | 115.33 | 2020Q3 | https://www.greenelectricalsupply.com/juno-4-inch-remodel-led-down-light-120v-4000k.aspx | Green Electrical Supply | 2020 | Yes
LED Lighting | Downlight | Manufacturer: Acuity - Juno Lighting | True |  |  |  |  | 6" Recessed 6" Recessed Home > LED Indoor Light Fixtures > LED Downlights and Trims > 6 Inch Retrofits > Round > 3000K Warm White > 6 Inch 27 Watt 2000 Lumen Commercial Downlight Retrofit with Haze Reflector 3000K Product Specifications - Quick Reference Lamp Wattage: Working Voltage: 27.3 Watts 120-277 Volt Housing Dimensions: Rated Life: 8 3/16" Dia x 4 15/16" H 50,000 Hours Delivered Lumens: 2,000 Lumens Dimmable: YES: 0-10V Only Light Color: CRI: 3000K 90 CRI Certifications: Warranty: RoHS, cULus, ENERGY STAR 5 Year Limited Juno® Commercial LED Downlight Retrofit Trim assemblies are the ideal way to upgrade existing incandescent, CFL and HID commercial down light housings to high-performance LED. The all-in-one design features an advanced LED light engine mounted directly to the spun aluminum trim with a regressed diffusing lens in either white or haze finish. Installation is fast and simple with the unique quick disconnect feature from the junction box. The Juno JCLR Series provides an array of options to retrofit traditional incandescent, compact fluorescent and HID commercial recessed downlights. These trim assemblies are available in both small and large 6" and 8" modules for updating a range of varying fixture apertures currently in use today. They replace CFL lamps totaling 42W or greater, while producing as high as 2400 lumens at just 27.5W input. With Juno commercial LED down light retrofit trims, you can upgrade virtually any 6" and 8" non-IC commercial recessed rough-in section to the latest in energy-efficient LED technology. These ENERGY STAR Qualified 6" LED ( Light Emitting Diode ) Commercial High Hat Retrofit Down Light conversion kits are a perfect choice for use in your existing 6" recessed can applications. Juno's LED retrofit cans combine low up-front cost, minimal labor, best-in-class energy efficiency and architectural-quality light to deliver an exceptional value for all your retrofit projects. Click here to see the complete Juno LED 6 Inch Commercial Recessed Down Light Retrofit Specification Sheet. This Juno JCLR6L-20-930KU-HZ or JCLR6L 20LM 30K 90CRI MVOLT ZT HZWH, 3000 Kelvin (K) warm white LED light operates on your existing 120 through 277 volt circuit and consumes just 27.3 watts. These LED retrofit lights generate 2,000 delivered lumens (or 73 Lumens Per Watt) and has a Color Rendering Index (CRI) of 90. The Juno JCLR6L-20-930KU-HZ 6" LED down light retrofit offers out-of-the-box dimming compatibility using 0-10 volt controls and is suitable for damp locations. These LED bulbs carry a 5 year limited warranty. Instant on at full brightness and mercury free - environmentally positive - generates no IR or UV - protects valuable objects - these 6 inch recessed downlight can retrofit LED fixtures are rated for 50,000 hours based on the L70 Standard. The white trim is constructed with a heavy gauge anodized aluminum and the reflector has a haze finish. This commercial grade LED retrofit trim module is supplied with optional retaining clips in case the existing frame does not have adequate springs to secure the reflector. This quality retrofit is supplied with an external driver, for easy retrofit and maintenance, and the power supply features integral thermal protection. The one-piece design is quick and easy to install into existing recessed frames. Click here to see the complete Juno LED 6 Inch Commercial Recessed Down Light Retrofit Installation Instructions or Check out the video below to see just how easily they install! Typical Applications Typical applications for the JCLR6L-20-930KU-HZ 27 watt 6" 90 CRI CFL, PL or Metal Halide LED down light retrofit kits include commercial atriums, soffits, living room, and general decorative indoor lighting in residential, office, retail, restaurant, school, hospital and hotel/motel locations. Acuity - Juno Lighting 6 Inch 27 Watt 2000 Lumen Commercial Downlight Retrofit with Haze Reflector 3000K | 3000 | 90 | 2000 | 74.0741 | 50000 | 27 | 1 | 110.82 | 110.82 | 130.2178 | 2020Q3 | https://www.greenelectricalsupply.com/juno-6-inch-2000-lumen-commercial-down-light-retrofit-haze-3000k.aspx | Green Electrical Supply | 2020 | Yes
LED Lighting | Downlight | Manufacturer: Acuity - Juno Lighting | True |  |  |  |  | 6" Recessed 6" Recessed Home > LED Indoor Light Fixtures > LED Downlights and Trims > 6 Inch Retrofits > Round > 3500K Bright White > 6 Inch 27 Watt 2000 Lumen Commercial Downlight Retrofit with Haze Reflector 3500K Product Specifications - Quick Reference Lamp Wattage: Working Voltage: 27.3 Watts 120-277 Volt Housing Dimensions: Rated Life: 8 3/16" Dia x 4 15/16" H 50,000 Hours Delivered Lumens: 2,000 Lumens Dimmable: YES: 0-10V Only Light Color: CRI: 3500K 90 CRI Certifications: Warranty: RoHS, cULus, ENERGY STAR 5 Year Limited Juno® Commercial LED Downlight Retrofit Trim assemblies are the ideal way to upgrade existing incandescent, CFL and HID commercial down light housings to high-performance LED. The all-in-one design features an advanced LED light engine mounted directly to the spun aluminum trim with a regressed diffusing lens in either white or haze finish. Installation is fast and simple with the unique quick disconnect feature from the junction box. The Juno JCLR Series provides an array of options to retrofit traditional incandescent, compact fluorescent and HID commercial recessed downlights. These trim assemblies are available in both small and large 6" and 8" modules for updating a range of varying fixture apertures currently in use today. They replace CFL lamps totaling 42W or greater, while producing as high as 2400 lumens at just 27.5W input. With Juno commercial LED down light retrofit trims, you can upgrade virtually any 6" and 8" non-IC commercial recessed rough-in section to the latest in energy-efficient LED technology. These ENERGY STAR Qualified 6" LED ( Light Emitting Diode ) Commercial High Hat Retrofit Down Light conversion kits are a perfect choice for use in your existing 6" recessed can applications. Juno's LED retrofit cans combine low up-front cost, minimal labor, best-in-class energy efficiency and architectural-quality light to deliver an exceptional value for all your retrofit projects. Click here to see the complete Juno LED 6 Inch Commercial Recessed Down Light Retrofit Specification Sheet. This Juno JCLR6L-20-935KU-HZ or JCLR6L 20LM 35K 90CRI MVOLT ZT HZWH, 3500 Kelvin (K) bright white LED light operates on your existing 120 through 277 volt circuit and consumes just 27.3 watts. These LED retrofit lights generate 2,000 delivered lumens (or 73 Lumens Per Watt) and has a Color Rendering Index (CRI) of 90. The Juno JCLR6L-20-935KU-HZ 6" LED down light retrofit offers out-of-the-box dimming compatibility using 0-10 volt controls and is suitable for damp locations. These LED bulbs carry a 5 year limited warranty. Instant on at full brightness and mercury free - environmentally positive - generates no IR or UV - protects valuable objects - these 6 inch recessed downlight can retrofit LED fixtures are rated for 50,000 hours based on the L70 Standard. The white trim is constructed with a heavy gauge anodized aluminum and the reflector has a haze finish. This commercial grade LED retrofit trim module is supplied with optional retaining clips in case the existing frame does not have adequate springs to secure the reflector. This quality retrofit is supplied with an external driver, for easy retrofit and maintenance, and the power supply features integral thermal protection. The one-piece design is quick and easy to install into existing recessed frames. Click here to see the complete Juno LED 6 Inch Commercial Recessed Down Light Retrofit Installation Instructions or Check out the video below to see just how easily they install! Typical Applications Typical applications for the JCLR6L-20-935KU-HZ 27 watt 6" 90 CRI CFL, PL or Metal Halide LED down light retrofit kits include commercial atriums, soffits, living room, and general decorative indoor lighting in residential, office, retail, restaurant, school, hospital and hotel/motel locations. Acuity - Juno Lighting 6 Inch 27 Watt 2000 Lumen Commercial Downlight Retrofit with Haze Reflector 3500K | 3500 | 90 | 2000 | 74.0741 | 50000 | 27 | 1 | 110.82 | 110.82 | 130.2178 | 2020Q3 | https://www.greenelectricalsupply.com/juno-6-inch-2000-lumen-commercial-led-down-light-retrofit-haze-3500k.aspx | Green Electrical Supply | 2020 | Yes
LED Lighting | Downlight | Manufacturer: Acuity - Juno Lighting | True |  |  |  |  | 6" Recessed 6" Recessed Home > LED Indoor Light Fixtures > LED Downlights and Trims > 6 Inch Retrofits > Round > 4000K Cool White > 6 Inch 27 Watt 2000 Lumen Commercial Downlight Retrofit with Haze Reflector 4000K Product Specifications - Quick Reference Lamp Wattage: Working Voltage: 27.3 Watts 120-277 Volt Housing Dimensions: Rated Life: 8 3/16" Dia x 4 15/16" H 50,000 Hours Delivered Lumens: 2,000 Lumens Dimmable: YES: 0-10V Only Light Color: CRI: 4000K 90 CRI Certifications: Warranty: RoHS, cULus, ENERGY STAR 5 Year Limited Juno® Commercial LED Downlight Retrofit Trim assemblies are the ideal way to upgrade existing incandescent, CFL and HID commercial down light housings to high-performance LED. The all-in-one design features an advanced LED light engine mounted directly to the spun aluminum trim with a regressed diffusing lens in either white or haze finish. Installation is fast and simple with the unique quick disconnect feature from the junction box. The Juno JCLR Series provides an array of options to retrofit traditional incandescent, compact fluorescent and HID commercial recessed downlights. These trim assemblies are available in both small and large 6" and 8" modules for updating a range of varying fixture apertures currently in use today. They replace CFL lamps totaling 42W or greater, while producing as high as 2400 lumens at just 27.5W input. With Juno commercial LED down light retrofit trims, you can upgrade virtually any 6" and 8" non-IC commercial recessed rough-in section to the latest in energy-efficient LED technology. These ENERGY STAR Qualified 6" LED ( Light Emitting Diode ) Commercial High Hat Retrofit Down Light conversion kits are a perfect choice for use in your existing 6" recessed can applications. Juno's LED retrofit cans combine low up-front cost, minimal labor, best-in-class energy efficiency and architectural-quality light to deliver an exceptional value for all your retrofit projects. Click here to see the complete Juno LED 6 Inch Commercial Recessed Down Light Retrofit Specification Sheet. This Juno JCLR6L-20-940KU-HZ or JCLR6L 20LM 40K 90CRI MVOLT ZT HZWH, 4000 Kelvin (K) cool white LED light operates on your existing 120 through 277 volt circuit and consumes just 27.3 watts. These LED retrofit lights generate 2,000 delivered lumens (or 73 Lumens Per Watt) and has a Color Rendering Index (CRI) of 90. The Juno JCLR6L-20-940KU-HZ 6" LED down light retrofit offers out-of-the-box dimming compatibility using 0-10 volt controls and is suitable for damp locations. These LED bulbs carry a 5 year limited warranty. Instant on at full brightness and mercury free - environmentally positive - generates no IR or UV - protects valuable objects - these 6 inch recessed downlight can retrofit LED fixtures are rated for 50,000 hours based on the L70 Standard. The white trim is constructed with a heavy gauge anodized aluminum and the reflector has a haze finish. This commercial grade LED retrofit trim module is supplied with optional retaining clips in case the existing frame does not have adequate springs to secure the reflector. This quality retrofit is supplied with an external driver, for easy retrofit and maintenance, and the power supply features integral thermal protection. The one-piece design is quick and easy to install into existing recessed frames. Click here to see the complete Juno LED 6 Inch Commercial Recessed Down Light Retrofit Installation Instructions or Check out the video below to see just how easily they install! Typical Applications Typical applications for the JCLR6L-20-940KU-HZ 27 watt 6" 90 CRI CFL, PL or Metal Halide LED down light retrofit kits include commercial atriums, soffits, living room, and general decorative indoor lighting in residential, office, retail, restaurant, school, hospital and hotel/motel locations. Acuity - Juno Lighting 6 Inch 27 Watt 2000 Lumen Commercial Downlight Retrofit with Haze Reflector 4000K | 4000 | 90 | 2000 | 74.0741 | 50000 | 27 | 1 | 110.82 | 110.82 | 130.2178 | 2020Q3 | https://www.greenelectricalsupply.com/juno-6-inch-2000-lumen-commercial-led-down-light-retrofit-haze-4000k.aspx | Green Electrical Supply | 2020 | Yes
LED Lighting | Downlight | Manufacturer: Acuity - Juno Lighting | True |  |  |  |  | 6" Recessed 6" Recessed Home > Energy Star Qualified Products > 6" GEN4 LED 900L eldoLED 2700K Product Specifications - Quick Reference Lamp Wattage: Working Voltage: 12 Watts 120-277 Volt Dimensions: Rated Life: 15 3/4" x 13 1/2" x 5 1/8" 50,000 Hours Incandescent Equivalent: 75 Watt Incandescent Dimmable: Yes - Down to 10% Light Color: CRI: 2700K Warm White 90 CRI Certifications: Warranty: Energy Star, RoHS, UL 5 Year Limited Juno Lighting Group by Acuity Brands, has an extensive line of recessed can fixtures for your residential and commercial lighting needs. This model is the Juno IC22LED G4 09LM 27K 90CRI MVOLT EZ10, 6" IC-Rated New Construction LED recessed can downlight. The Juno Lighting 6 inch LED recessed downlights are a fantastic alternative to incandescent 75 watt lighting. This model consumes around 12 watts while producing 900 lumens of light output. Juno Lighting's IC-Rated 900 Lumen LED recessed downlights are the ultra-efficient LED light fixtures that will offer you extra style and flair, while being great for the environment and your pocket. The Juno Generation 4 900 Lumen downlights are available in either 2700K, 3000K, 3500K, and 4000K offering the "designer-look" to perfectly complement any home decor theme. These downlights are manufactured to maximize energy efficiency by having Air-Loc sealed housings. This housing stops the infiltration and ex-filtration of air, reducing heating and cooling costs. They also contain no lead or mercury, making them RoHS compliant. This series is offered in new construction and remodel can styles and are approved for both insulated and non-insulated ceilings. Click here to see the complete Juno IC22LED G4 New Construction Specification Sheet. The Juno IC22LED G4 09LM 27K 90CRI MVOLT EZ10 a replacement of IC22LED G4 09LM 27K 90CRI MVOLT ZT, or IC922LEDG4-27K-U, has a 2700K warm white color temperature and has a minimum of 90 CRI that will beautifully show off the color scheme in any room. The LED array is attached to the thermally conductive inner housing to provide superior heat dissipation ensuring the LEDs rated life of 50,000 hours. This model features an eldoLED dimming driver that is able to dim the can down to 10% at 0-10V. This item is an A+ capable luminaire which has been designed and tested to provide consistent color appearance and out-of-the-box control. The dimming driver meets Energy Star dimming requirements and is compatible with most 0-10V wall box dimmers. Click here to see the complete Juno IC22LED G4 Dimmer Compatibility Sheet. Juno Lighting has made installation of the recessed cans fast and secure. The Air-Loc sealed aluminum housing is vertically adjustable to accommodate up to a 2" ceiling thickness. The UL and cUL listed junction box is prewired and equipped with quick connect electrical connectors. The mounting frame is expertly manufactured with 22-gauge die-formed galvanized steel and is fully assembled for ease of installation. Click here to see the complete Juno IC22LED G4 New Construction Installation Instructions. To complete the look of any room using Juno recessed cans, you can choose from Juno's vast selection of trims suited for any room and any application. Click here to explore trim options Juno Lighting 6" Recessed Downlighting Trim Kits. Acuity - Juno Lighting 6" GEN4 LED 900L eldoLED 2700K | 2700 | 90 | 900 | 75 | 50000 | 12 | 1 | 105.83 | 105.83 | 124.3543 | 2020Q3 | https://www.greenelectricalsupply.com/juno-6-inch-900-lumen-led-down-lights-with-eldoled-driver-2700k.aspx | Green Electrical Supply | 2020 | Yes
LED Lighting | Downlight | Manufacturer: Acuity - Juno Lighting | True |  |  |  |  | 6" Recessed 6" Recessed Home > Energy Star Qualified Products > 6" GEN4 LED 900L 120V 4000K Product Specifications - Quick Reference Lamp Wattage: Working Voltage: 11.5 Watts 120 Volt Dimensions: Rated Life: 15 3/4" x 13 1/2" x 5 1/8" 50,000 Hours Incandescent Equivalent: 75W BR30 Incandescent Dimmable: Yes - Down to 5% Light Color: CRI: 4000K Cool White 90 CRI Certifications: Warranty: Energy Star, RoHS, UL 5 Year Limited Juno Lighting Group by Acuity Brands, has an extensive line of recessed can fixtures for your residential and commercial lighting needs. This model is the Juno IC22LED G4 09LM 40K 90CRI 120 FRPC, 6" IC-Rated New Construction LED recessed can downlight. The Juno Lighting 6 inch LED recessed downlights are a fantastic alternative to incandescent 75 watt BR30 lighting. This model consumes around 11.5 watts while producing 900 lumens of light output. Juno Lighting's IC-Rated 900 Lumen LED recessed downlights are the ultra-efficient LED light fixtures that will offer you extra style and flair, while being great for the environment and your pocket. The Juno Generation 4 900 Lumen downlights are available in either 2700K, 3000K, 3500K, and 4000K offering the "designer-look" to perfectly complement any home decor theme. These downlights are manufactured to maximize energy efficiency by having Air-Loc sealed housings. This housing stops the infiltration and ex-filtration of air, reducing heating and cooling costs. They also contain no lead or mercury, making them RoHS compliant. This series is offered in new construction and remodel can styles and are approved for both insulated and non-insulated ceilings. Click here to see the complete Juno IC22LED G4 New Construction Specification Sheet. The Juno IC22LED G4 09LM 40K 90CRI 120 FRPC, a replacement of the IC922LEDG4-41K-1, has a 4000K cool white color temperature and has a minimum of 90 CRI that will beautifully show off the color scheme in any room. The LED array is attached to the thermally conductive inner housing to provide superior heat dissipation ensuring the LEDs rated life of 50,000 hours. This model features a 120V forward/reverse phase cut dimming driver that dims down to 5%. The dimming driver meets Energy Star dimming requirements and is compatible with most 0-10V wall box dimmers. Click here to see the complete Juno IC22LED G4 Dimmer Compatibility Sheet. Juno Lighting has made installation of the recessed cans fast and secure. The Air-Loc sealed aluminum housing is vertically adjustable to accommodate up to a 2" ceiling thickness. The UL and cUL listed junction box is prewired and equipped with quick connect electrical connectors. The mounting frame is expertly manufactured with 22-gauge die-formed galvanized steel and is fully assembled for ease of installation. Click here to see the complete Juno IC22LED G4 New Construction Installation Instructions. To complete the look of any room using Juno recessed cans, you can choose from Juno's vast selection of trims suited for any room and any application. Click here to explore trim options Juno Lighting 6" Recessed Downlighting Trim Kits. Acuity - Juno Lighting 6" GEN4 LED 900L 120V 4000K | 4000 | 90 | 900 | 78.2609 | 50000 | 11.5 | 1 | 98.18 | 98.18 | 115.3653 | 2020Q3 | https://www.greenelectricalsupply.com/juno-6-inch-900-lumen-led-recessed-down-lights-120v-4000k.aspx | Green Electrical Supply | 2020 | Yes
LED Lighting | Downlight | Manufacturer: Acuity - Juno Lighting | True |  |  |  |  | 6" Recessed 6" Recessed Home > Energy Star Qualified Products > 6" GEN4 LED 900L eldoLED 3000K Product Specifications - Quick Reference Lamp Wattage: Working Voltage: 12 Watts 120-277 Volt Dimensions: Rated Life: 15 3/4" x 13 1/2" x 5 1/8" 50,000 Hours Incandescent Equivalent: 75 Watt Incandescent Dimmable: Yes - Down to 10% Light Color: CRI: 3000K Warm White 90 CRI Certifications: Warranty: Energy Star, RoHS, UL 5 Year Limited Juno Lighting Group by Acuity Brands, has an extensive line of recessed can fixtures for your residential and commercial lighting needs. This model is the Juno IC22LED G4 09LM 30K 90CRI MVOLT EZ10, 6" IC-Rated New Construction LED recessed can downlight. The Juno Lighting 6 inch LED recessed downlights are a fantastic alternative to incandescent 75 watt lighting. This model consumes around 12 watts while producing 900 lumens of light output. Juno Lighting's IC-Rated 900 Lumen LED recessed downlights are the ultra-efficient LED light fixtures that will offer you extra style and flair, while being great for the environment and your pocket. The Juno Generation 4 900 Lumen downlights are available in either 2700K, 3000K, 3500K, and 4000K offering the "designer-look" to perfectly complement any home decor theme. These downlights are manufactured to maximize energy efficiency by having Air-Loc sealed housings. This housing stops the infiltration and ex-filtration of air, reducing heating and cooling costs. They also contain no lead or mercury, making them RoHS compliant. This series is offered in new construction and remodel can styles and are approved for both insulated and non-insulated ceilings. Click here to see the complete Juno IC22LED G4 New Construction Specification Sheet. The Juno IC22LED G4 09LM 30K 90CRI MVOLT EZ10 a replacement of IC22LED G4 09LM 30K 90CRI MVOLT ZT, or IC922LEDG4-3K-U, has a 3000K warm white color temperature and has a minimum of 90 CRI that will beautifully show off the color scheme in any room. The LED array is attached to the thermally conductive inner housing to provide superior heat dissipation ensuring the LEDs rated life of 50,000 hours. This model features an eldoLED dimming driver that is able to dim the can down to 10% at 0-10V. This item is an A+ capable luminaire which has been designed and tested to provide consistent color appearance and out-of-the-box control. The dimming driver meets Energy Star dimming requirements and is compatible with most 0-10V wall box dimmers. Click here to see the complete Juno IC22LED G4 Dimmer Compatibility Sheet. Juno Lighting has made installation of the recessed cans fast and secure. The Air-Loc sealed aluminum housing is vertically adjustable to accommodate up to a 2" ceiling thickness. The UL and cUL listed junction box is prewired and equipped with quick connect electrical connectors. The mounting frame is expertly manufactured with 22-gauge die-formed galvanized steel and is fully assembled for ease of installation. Click here to see the complete Juno IC22LED G4 New Construction Installation Instructions. To complete the look of any room using Juno recessed cans, you can choose from Juno's vast selection of trims suited for any room and any application. Click here to explore trim options Juno Lighting 6" Recessed Downlighting Trim Kits. Acuity - Juno Lighting 6" GEN4 LED 900L eldoLED 3000K | 3000 | 90 | 900 | 75 | 50000 | 12 | 1 | 124.69 | 124.69 | 146.5156 | 2020Q3 | https://www.greenelectricalsupply.com/juno-6-inch-900-lumen-led-recessed-down-lights-with-eldoled-driver-3000k.aspx | Green Electrical Supply | 2020 | Yes
LED Lighting | Downlight | Manufacturer: Acuity - Juno Lighting | True |  |  |  |  | 6" Recessed 6" Recessed Home > Energy Star Qualified Products > 6" GEN4 LED 900L eldoLED 3500K Product Specifications - Quick Reference Lamp Wattage: Working Voltage: 12 Watts 120-277 Volt Dimensions: Rated Life: 15 3/4" x 13 1/2" x 5 1/8" 50,000 Hours Incandescent Equivalent: 75 Watt Incandescent Dimmable: Yes - Down to 10% Light Color: CRI: 3500K Bright White 90 CRI Certifications: Warranty: Energy Star, RoHS, UL 5 Year Limited Juno Lighting Group by Acuity Brands, has an extensive line of recessed can fixtures for your residential and commercial lighting needs. This model is the Juno IC22LED G4 09LM 35K 90CRI MVOLT EZ10, 6" IC-Rated New Construction LED recessed can downlight. The Juno Lighting 6 inch LED recessed downlights are a fantastic alternative to incandescent 75 watt lighting. This model consumes around 12 watts while producing 900 lumens of light output. Juno Lighting's IC-Rated 900 Lumen LED recessed downlights are the ultra-efficient LED light fixtures that will offer you extra style and flair, while being great for the environment and your pocket. The Juno Generation 4 900 Lumen downlights are available in either 2700K, 3000K, 3500K, and 4000K offering the "designer-look" to perfectly complement any home decor theme. These downlights are manufactured to maximize energy efficiency by having Air-Loc sealed housings. This housing stops the infiltration and ex-filtration of air, reducing heating and cooling costs. They also contain no lead or mercury, making them RoHS compliant. This series is offered in new construction and remodel can styles and are approved for both insulated and non-insulated ceilings. Click here to see the complete Juno IC22LED G4 New Construction Specification Sheet. The Juno IC22LED G4 09LM 35K 90CRI MVOLT EZ10 a replacement of IC22LED G4 09LM 35K 90CRI MVOLT ZT, or IC922LEDG4-35K-U, has a 3500K bright white color temperature and has a minimum of 90 CRI that will beautifully show off the color scheme in any room. The LED array is attached to the thermally conductive inner housing to provide superior heat dissipation ensuring the LEDs rated life of 50,000 hours. This model features an eldoLED dimming driver that is able to dim the can down to 10% at 0-10V. This item is an A+ capable luminaire which has been designed and tested to provide consistent color appearance and out-of-the-box control. The dimming driver meets Energy Star dimming requirements and is compatible with most 0-10V wall box dimmers. Click here to see the complete Juno IC22LED G4 Dimmer Compatibility Sheet. Juno Lighting has made installation of the recessed cans fast and secure. The Air-Loc sealed aluminum housing is vertically adjustable to accommodate up to a 2" ceiling thickness. The UL and cUL listed junction box is prewired and equipped with quick connect electrical connectors. The mounting frame is expertly manufactured with 22-gauge die-formed galvanized steel and is fully assembled for ease of installation. Click here to see the complete Juno IC22LED G4 New Construction Installation Instructions. To complete the look of any room using Juno recessed cans, you can choose from Juno's vast selection of trims suited for any room and any application. Click here to explore trim options Juno Lighting 6" Recessed Downlighting Trim Kits. Acuity - Juno Lighting 6" GEN4 LED 900L eldoLED 3500K | 3500 | 90 | 900 | 75 | 50000 | 12 | 1 | 105.83 | 105.83 | 124.3543 | 2020Q3 | https://www.greenelectricalsupply.com/juno-6-inch-900-lumen-led-recessed-down-lights-with-eldoled-driver-3500k.aspx | Green Electrical Supply | 2020 | Yes
LED Lighting | Downlight | Manufacturer: Acuity - Juno Lighting | True |  |  |  |  | 6" Recessed 6" Recessed Home > Energy Star Qualified Products > 6" GEN4 LED 900L eldoLED 4000K Product Specifications - Quick Reference Lamp Wattage: Working Voltage: 12 Watts 120-277 Volt Dimensions: Rated Life: 15 3/4" x 13 1/2" x 5 1/8" 50,000 Hours Incandescent Equivalent: 75 Watt Incandescent Dimmable: Yes - Down to 10% Light Color: CRI: 4000K Cool White 90 CRI Certifications: Warranty: Energy Star, RoHS, UL 5 Year Limited Juno Lighting Group by Acuity Brands, has an extensive line of recessed can fixtures for your residential and commercial lighting needs. This model is the Juno IC22LED G4 09LM 40K 90CRI MVOLT EZ10, 6" IC-Rated New Construction LED recessed can downlight. The Juno Lighting 6 inch LED recessed downlights are a fantastic alternative to incandescent 75 watt lighting. This model consumes around 12 watts while producing 900 lumens of light output. Juno Lighting's IC-Rated 900 Lumen LED recessed downlights are the ultra-efficient LED light fixtures that will offer you extra style and flair, while being great for the environment and your pocket. The Juno Generation 4 900 Lumen downlights are available in either 2700K, 3000K, 3500K, and 4000K offering the "designer-look" to perfectly complement any home decor theme. These downlights are manufactured to maximize energy efficiency by having Air-Loc sealed housings. This housing stops the infiltration and ex-filtration of air, reducing heating and cooling costs. They also contain no lead or mercury, making them RoHS compliant. This series is offered in new construction and remodel can styles and are approved for both insulated and non-insulated ceilings. Click here to see the complete Juno IC22LED G4 New Construction Specification Sheet. The Juno IC22LED G4 09LM 40K 90CRI MVOLT EZ10 a replacement of IC22LED G4 09LM 40K 90CRI MVOLT ZT, or IC922LEDG4-41K-U, has a 4000K cool white color temperature and has a minimum of 90 CRI that will beautifully show off the color scheme in any room. The LED array is attached to the thermally conductive inner housing to provide superior heat dissipation ensuring the LEDs rated life of 50,000 hours. This model features an eldoLED dimming driver that is able to dim the can down to 10% at 0-10V. This item is an A+ capable luminaire which has been designed and tested to provide consistent color appearance and out-of-the-box control. The dimming driver meets Energy Star dimming requirements and is compatible with most 0-10V wall box dimmers. Click here to see the complete Juno IC22LED G4 Dimmer Compatibility Sheet. Juno Lighting has made installation of the recessed cans fast and secure. The Air-Loc sealed aluminum housing is vertically adjustable to accommodate up to a 2" ceiling thickness. The UL and cUL listed junction box is prewired and equipped with quick connect electrical connectors. The mounting frame is expertly manufactured with 22-gauge die-formed galvanized steel and is fully assembled for ease of installation. Click here to see the complete Juno IC22LED G4 New Construction Installation Instructions. To complete the look of any room using Juno recessed cans, you can choose from Juno's vast selection of trims suited for any room and any application. Click here to explore trim options Juno Lighting 6" Recessed Downlighting Trim Kits. Acuity - Juno Lighting 6" GEN4 LED 900L eldoLED 4000K | 4000 | 90 | 900 | 75 | 50000 | 12 | 1 | 124.69 | 124.69 | 146.5156 | 2020Q3 | https://www.greenelectricalsupply.com/juno-6-inch-900-lumen-led-recessed-down-lights-with-eldoled-driver-4000k.aspx | Green Electrical Supply | 2020 | Yes
LED Lighting | Downlight | Manufacturer: Acuity - Juno Lighting | True |  |  |  |  | 6" Recessed 6" Recessed Home > Energy Star Qualified Products > 6" GEN4 Remodel 900L UNV 2700K Product Specifications - Quick Reference Lamp Wattage: Working Voltage: 12 Watts 120-277 Volt Dimensions: Rated Life: 14 1/2" x 7 1/4" x 5 1/8" 50,000 Hours Incandescent Equivalent: 75 Watt Incandescent Dimmable: Yes - Down to 10% Light Color: CRI: 2700K Warm White 90 CRI Certifications: Warranty: Energy Star, RoHS, UL 5 Year Limited Juno Lighting Group by Acuity Brands, has an extensive line of recessed can fixtures for your residential and commercial lighting needs. This model is the Juno IC22RLED G4 09LM 27K 90CRI MVOLT EZ10, 6" IC-Rated Remodel LED recessed can downlight. The Juno Lighting 6 inch LED recessed downlights are a fantastic alternative to incandescent 75 watt PAR30 lighting. This model consumes around 12 watts while producing 900 lumens of light output. Juno Lighting's IC-Rated 900 Lumen LED recessed downlights are the ultra-efficient LED light fixtures that will offer you extra style and flair, while being great for the environment and your pocket. The Juno Generation 4 900 Lumen downlights are available in either 2700K, 3000K, 3500K, and 4000K offering the "designer-look" to perfectly complement any home decor theme. These downlights are manufactured to maximize energy efficiency by having Air-Loc sealed housings. This housing stops the infiltration and ex-filtration of air, reducing heating and cooling costs. They also contain no lead or mercury, making them RoHS compliant. This series is offered in new construction and remodel can styles and are approved for both insulated and non-insulated ceilings. Click here to see the complete Juno IC22LED G4 Remodel Specification Sheet. The Juno IC22RLED G4 09LM 27K 90CRI MVOLT EZ10 a replacement of IC22RLED G4 09LM 27K 90CRI MVOLT ZT, or IC922RLEDG4-27K-U, has a 2700K warm white color temperature and has a minimum of 90 CRI that will beautifully show off the color scheme in any room. The LED array is attached to the thermally conductive inner housing to provide superior heat dissipation ensuring the LEDs rated life of 50,000 hours. This model features an eldoLED dimming driver that is able to dim the can down to 10% at 0-10V. This item is an A+ capable luminaire which has been designed and tested to provide consistent color appearance and out-of-the-box control. The dimming driver meets Energy Star dimming requirements and is compatible with most 0-10V wall box dimmers. Click here to see the complete Juno IC22RLED G4 Dimmer Compatibility Sheet. Juno Lighting has made installation of the recessed cans fast and secure. The Air-Loc sealed aluminum housing is vertically adjustable to accommodate up to a 2" ceiling thickness. The UL and cUL listed junction box is prewired and equipped with quick connect electrical connectors. The mounting frame is expertly manufactured with 22-gauge die-formed galvanized steel and is fully assembled for ease of installation. Click here to see the complete Juno IC22RLED G4 Remodel Installation Instructions. To complete the look of any room using Juno recessed cans, you can choose from Juno's vast selection of trims suited for any room and any application. Click here to explore trim options Juno Lighting 6" Recessed Downlighting Trim Kits. Acuity - Juno Lighting 6" GEN4 Remodel 900L UNV 2700K | 2700 | 90 | 900 | 75 | 50000 | 12 | 1 | 105.83 | 105.83 | 124.3543 | 2020Q3 | https://www.greenelectricalsupply.com/juno-6-inch-900-lumen-remodel-led-down-lights-eldoled-driver-120-277v-2700k.aspx | Green Electrical Supply | 2020 | Yes
LED Lighting | Downlight | Manufacturer: Acuity - Juno Lighting | True |  |  |  |  | 6" Recessed 6" Recessed Home > Energy Star Qualified Products > 6" GEN4 Remodel 900L UNV 3000K Product Specifications - Quick Reference Lamp Wattage: Working Voltage: 12 Watts 120-277 Volt Dimensions: Rated Life: 14 1/2" x 7 1/4" x 5 1/8" 50,000 Hours Incandescent Equivalent: 75 Watt Incandescent Dimmable: Yes - Down to 10% Light Color: CRI: 3000K Warm White 90 CRI Certifications: Warranty: Energy Star, RoHS, UL 5 Year Limited Juno Lighting Group by Acuity Brands, has an extensive line of recessed can fixtures for your residential and commercial lighting needs. This model is the Juno IC22RLED G4 09LM 30K 90CRI MVOLT EZ10, 6" IC-Rated Remodel LED recessed can downlight. The Juno Lighting 6 inch LED recessed downlights are a fantastic alternative to incandescent 75 watt PAR30 lighting. This model consumes around 12 watts while producing 900 lumens of light output. Juno Lighting's IC-Rated 900 Lumen LED recessed downlights are the ultra-efficient LED light fixtures that will offer you extra style and flair, while being great for the environment and your pocket. The Juno Generation 4 900 Lumen downlights are available in either 2700K, 3000K, 3500K, and 4000K offering the "designer-look" to perfectly complement any home decor theme. These downlights are manufactured to maximize energy efficiency by having Air-Loc sealed housings. This housing stops the infiltration and ex-filtration of air, reducing heating and cooling costs. They also contain no lead or mercury, making them RoHS compliant. This series is offered in new construction and remodel can styles and are approved for both insulated and non-insulated ceilings. Click here to see the complete Juno IC22LED G4 Remodel Specification Sheet. The Juno IC22RLED G4 09LM 30K 90CRI MVOLT EZ10 a replacement of IC22RLED G4 09LM 30K 90CRI MVOLT ZT, or IC922RLEDG4-3K-U, has a 3000K warm white color temperature and has a minimum of 90 CRI that will beautifully show off the color scheme in any room. The LED array is attached to the thermally conductive inner housing to provide superior heat dissipation ensuring the LEDs rated life of 50,000 hours. This model features an eldoLED dimming driver that is able to dim the can down to 10% at 0-10V. This item is an A+ capable luminaire which has been designed and tested to provide consistent color appearance and out-of-the-box control. The dimming driver meets Energy Star dimming requirements and is compatible with most 0-10V wall box dimmers. Click here to see the complete Juno IC22RLED G4 Dimmer Compatibility Sheet. Juno Lighting has made installation of the recessed cans fast and secure. The Air-Loc sealed aluminum housing is vertically adjustable to accommodate up to a 2" ceiling thickness. The UL and cUL listed junction box is prewired and equipped with quick connect electrical connectors. The mounting frame is expertly manufactured with 22-gauge die-formed galvanized steel and is fully assembled for ease of installation. Click here to see the complete Juno IC22RLED G4 Remodel Installation Instructions. To complete the look of any room using Juno recessed cans, you can choose from Juno's vast selection of trims suited for any room and any application. Click here to explore trim options Juno Lighting 6" Recessed Downlighting Trim Kits. Acuity - Juno Lighting 6" GEN4 Remodel 900L UNV 3000K | 3000 | 90 | 900 | 75 | 50000 | 12 | 1 | 105.83 | 105.83 | 124.3543 | 2020Q3 | https://www.greenelectricalsupply.com/juno-6-inch-900-lumen-remodel-led-down-lights-eldoled-driver-120-277v-3000k.aspx | Green Electrical Supply | 2020 | Yes
LED Lighting | Downlight | Manufacturer: Acuity - Juno Lighting | True |  |  |  |  | 6" Recessed 6" Recessed Home > Energy Star Qualified Products > 6" GEN4 Remodel 900L UNV 3500K Product Specifications - Quick Reference Lamp Wattage: Working Voltage: 12 Watts 120-277 Volt Dimensions: Rated Life: 14 1/2" x 7 1/4" x 5 1/8" 50,000 Hours Incandescent Equivalent: 75 Watt Incandescent Dimmable: Yes - Down to 10% Light Color: CRI: 3500K Bright White 90 CRI Certifications: Warranty: Energy Star, RoHS, UL 5 Year Limited Juno Lighting Group by Acuity Brands, has an extensive line of recessed can fixtures for your residential and commercial lighting needs. This model is the Juno IC22RLED G4 09LM 35K 90CRI MVOLT EZ10, 6" IC-Rated Remodel LED recessed can downlight. The Juno Lighting 6 inch LED recessed downlights are a fantastic alternative to incandescent 75 watt PAR30 lighting. This model consumes around 12 watts while producing 900 lumens of light output. Juno Lighting's IC-Rated 900 Lumen LED recessed downlights are the ultra-efficient LED light fixtures that will offer you extra style and flair, while being great for the environment and your pocket. The Juno Generation 4 900 Lumen downlights are available in either 2700K, 3000K, 3500K, and 4000K offering the "designer-look" to perfectly complement any home decor theme. These downlights are manufactured to maximize energy efficiency by having Air-Loc sealed housings. This housing stops the infiltration and ex-filtration of air, reducing heating and cooling costs. They also contain no lead or mercury, making them RoHS compliant. This series is offered in new construction and remodel can styles and are approved for both insulated and non-insulated ceilings. Click here to see the complete Juno IC22LED G4 Remodel Specification Sheet. The Juno IC22RLED G4 09LM 35K 90CRI MVOLT EZ10 a replacement of IC22RLED G4 09LM 35K 90CRI MVOLT ZT, or IC922RLEDG4-35K-U, has a 3500K warm white color temperature and has a minimum of 90 CRI that will beautifully show off the color scheme in any room. The LED array is attached to the thermally conductive inner housing to provide superior heat dissipation ensuring the LEDs rated life of 50,000 hours. This model features an eldoLED dimming driver that is able to dim the can down to 10% at 0-10V. This item is an A+ capable luminaire which has been designed and tested to provide consistent color appearance and out-of-the-box control. The dimming driver meets Energy Star dimming requirements and is compatible with most 0-10V wall box dimmers. Click here to see the complete Juno IC22RLED G4 Dimmer Compatibility Sheet. Juno Lighting has made installation of the recessed cans fast and secure. The Air-Loc sealed aluminum housing is vertically adjustable to accommodate up to a 2" ceiling thickness. The UL and cUL listed junction box is prewired and equipped with quick connect electrical connectors. The mounting frame is expertly manufactured with 22-gauge die-formed galvanized steel and is fully assembled for ease of installation. Click here to see the complete Juno IC22RLED G4 Remodel Installation Instructions. To complete the look of any room using Juno recessed cans, you can choose from Juno's vast selection of trims suited for any room and any application. Click here to explore trim options Juno Lighting 6" Recessed Downlighting Trim Kits. Acuity - Juno Lighting 6" GEN4 Remodel 900L UNV 3500K | 3500 | 90 | 900 | 75 | 50000 | 12 | 1 | 105.83 | 105.83 | 124.3543 | 2020Q3 | https://www.greenelectricalsupply.com/juno-6-inch-900-lumen-remodel-led-down-lights-eldoled-driver-120-277v-3500k.aspx | Green Electrical Supply | 2020 | Yes
LED Lighting | Downlight | Manufacturer: Acuity - Juno Lighting | True |  |  |  |  | 6" Recessed 6" Recessed Home > Energy Star Qualified Products > 6" GEN4 Remodel 900L UNV 4000K Product Specifications - Quick Reference Lamp Wattage: Working Voltage: 12 Watts 120-277 Volt Dimensions: Rated Life: 14 1/2" x 7 1/4" x 5 1/8" 50,000 Hours Incandescent Equivalent: 75 Watt Incandescent Dimmable: Yes - Down to 10% Light Color: CRI: 4000K Cool White 90 CRI Certifications: Warranty: Energy Star, RoHS, UL 5 Year Limited Juno Lighting Group by Acuity Brands, has an extensive line of recessed can fixtures for your residential and commercial lighting needs. This model is the Juno IC22RLED G4 09LM 40K 90CRI MVOLT EZ10, 6" IC-Rated Remodel LED recessed can downlight. The Juno Lighting 6 inch LED recessed downlights are a fantastic alternative to incandescent 75 watt PAR30 lighting. This model consumes around 12 watts while producing 900 lumens of light output. Juno Lighting's IC-Rated 900 Lumen LED recessed downlights are the ultra-efficient LED light fixtures that will offer you extra style and flair, while being great for the environment and your pocket. The Juno Generation 4 900 Lumen downlights are available in either 2700K, 3000K, 3500K, and 4000K offering the "designer-look" to perfectly complement any home decor theme. These downlights are manufactured to maximize energy efficiency by having Air-Loc sealed housings. This housing stops the infiltration and ex-filtration of air, reducing heating and cooling costs. They also contain no lead or mercury, making them RoHS compliant. This series is offered in new construction and remodel can styles and are approved for both insulated and non-insulated ceilings. Click here to see the complete Juno IC22LED G4 Remodel Specification Sheet. The Juno IC22RLED G4 09LM 40K 90CRI MVOLT EZ10 a replacement of IC22RLED G4 09LM 40K 90CRI MVOLT ZT, or IC922RLEDG4-41K-U, has a 4000K cool white color temperature and has a minimum of 90 CRI that will beautifully show off the color scheme in any room. The LED array is attached to the thermally conductive inner housing to provide superior heat dissipation ensuring the LEDs rated life of 50,000 hours. This model features an eldoLED dimming driver that is able to dim the can down to 10% at 0-10V. This item is an A+ capable luminaire which has been designed and tested to provide consistent color appearance and out-of-the-box control. The dimming driver meets Energy Star dimming requirements and is compatible with most 0-10V wall box dimmers. Click here to see the complete Juno IC22RLED G4 Dimmer Compatibility Sheet. Juno Lighting has made installation of the recessed cans fast and secure. The Air-Loc sealed aluminum housing is vertically adjustable to accommodate up to a 2" ceiling thickness. The UL and cUL listed junction box is prewired and equipped with quick connect electrical connectors. The mounting frame is expertly manufactured with 22-gauge die-formed galvanized steel and is fully assembled for ease of installation. Click here to see the complete Juno IC22RLED G4 Remodel Installation Instructions. To complete the look of any room using Juno recessed cans, you can choose from Juno's vast selection of trims suited for any room and any application. Click here to explore trim options Juno Lighting 6" Recessed Downlighting Trim Kits. Acuity - Juno Lighting 6" GEN4 Remodel 900L UNV 4000K | 4000 | 90 | 900 | 75 | 50000 | 12 | 1 | 105.83 | 105.83 | 124.3543 | 2020Q3 | https://www.greenelectricalsupply.com/juno-6-inch-900-lumen-remodel-led-down-lights-eldoled-driver-120-277v-4000k.aspx | Green Electrical Supply | 2020 | Yes
LED Lighting | Downlight | Manufacturer: Acuity - Juno Lighting | True |  |  |  |  | 6" Recessed 6" Recessed Home > Energy Star Qualified Products > 6" GEN4 900L Remodel 120V 4000K Product Specifications - Quick Reference Lamp Wattage: Working Voltage: 11.5 Watts 120 Volt Dimensions: Rated Life: 14 1/2" x 7 1/4" x 5 1/8" 50,000 Hours Incandescent Equivalent: 75W BR30 Incandescent Dimmable: Yes Light Color: CRI: 4000K Cool White 90 CRI Certifications: Warranty: Energy Star, RoHS, UL 5 Year Limited Juno Lighting Group by Acuity Brands, has an extensive line of recessed can fixtures for your residential and commercial lighting needs. This model is the Juno IC22RLED G4 09LM 40K 90CRI 120 FRPC, 6" IC-Rated Remodel LED recessed can downlight. The Juno Lighting 6 inch LED recessed downlights are a fantastic alternative to incandescent 75 watt BR30 lighting. This model consumes 11.5 watts while producing 900 lumens of light output. Juno Lighting's IC-Rated 900 Lumen LED recessed downlights are the ultra-efficient LED light fixtures that will offer you extra style and flair, while being great for the environment and your pocket. The Juno Generation 4 900 Lumen downlights are available in either 2700K, 3000K, 3500K, and 4000K offering the "designer-look" to perfectly complement any home decor theme. These downlights are manufactured to maximize energy efficiency by having Air-Loc sealed housings. This housing stops the infiltration and ex-filtration of air, reducing heating and cooling costs. They also contain no lead or mercury, making them RoHS compliant. This series is offered in new construction and remodel can styles and are approved for both insulated and non-insulated ceilings. Click here to see the complete Juno IC22RLED G4 Remodel Specification Sheet. The Juno IC22RLED G4 09LM 40K 90CRI 120 FRPC, a replacement of the IC922RLEDG4-41K-1, has a 4000K cool white color temperature and has a minimum of 90 CRI that will beautifully show off the color scheme in any room. The LED array is attached to the thermally conductive inner housing to provide superior heat dissipation ensuring the LEDs rated life of 50,000 hours. This model features a forward/reverse phase cut dimming driver. The dimming driver meets Energy Star dimming requirements and is compatible with most 0-10V wall box dimmers. Click here to see the complete Juno IC22RLED G4 Dimmer Compatibility Sheet. Juno Lighting has made installation of the recessed cans fast and secure. The Air-Loc sealed aluminum housing is vertically adjustable to accommodate up to a 1-7/8" ceiling thickness. The UL and cUL listed junction box is prewired and equipped with quick connect electrical connectors. The mounting frame is expertly manufactured with 22-gauge die-formed galvanized steel and is fully assembled for ease of installation. Click here to see the complete Juno IC22RLED G4 Remodel Installation Instructions. To complete the look of any room using Juno recessed cans, you can choose from Juno's vast selection of trims suited for any room and any application. Click here to explore trim options Juno Lighting 6" Recessed Downlighting Trim Kits. Acuity - Juno Lighting 6" GEN4 900L Remodel 120V 4000K | 4000 | 90 | 900 | 78.2609 | 50000 | 11.5 | 1 | 96.21 | 96.21 | 113.0505 | 2020Q3 | https://www.greenelectricalsupply.com/juno-6-inch-900-lumen-remodel-led-recessed-down-lights-120v-4000k.aspx | Green Electrical Supply | 2020 | Yes
LED Lighting | Downlight | Manufacturer: Acuity - Juno Lighting | True |  |  |  |  | 4" Recessed 4" Recessed Home > Energy Star Qualified Products > 6" GEN4 Dim LED 120-277V 4000K Product Specifications - Quick Reference Lamp Wattage: Working Voltage: 9 Watts 120-277 Volt Dimensions: Rated Life: 15 3/4" x 13 1/2" x 5 1/8" 50,000 Hours Incandescent Equivalent: 65W BR30 Incandescent Dimmable: Yes - Down to 10% Light Color: CRI: 4000K Cool White 90 CRI Certifications: Warranty: Energy Star, RoHS, UL 5 Year Limited Juno Lighting Group by Acuity Brands, has an extensive line of recessed can fixtures for your residential and commercial lighting needs. This model is the Juno IC22LED G4 06LM 40K 90CRI MVOLT ZT10, 6" IC-Rated New Construction LED recessed can downlight. The Juno Lighting 6 inch LED recessed downlights are a fantastic alternative to incandescent 65 watt BR30 lighting. This model consumes around 9 watts while producing 600 lumens of light output. Juno Lighting's IC-Rated 600 Lumen LED recessed downlights are the ultra-efficient LED light fixtures that will offer you extra style and flair, while being great for the environment and your pocket. The Juno Generation 4 600 Lumen downlights are available in either 2700K, 3000K, 3500K, and 4000K offering the "designer-look" to perfectly complement any home decor theme. These downlights are manufactured to maximize energy efficiency by having Air-Loc sealed housings. This housing stops the infiltration and ex-filtration of air, reducing heating and cooling costs. They also contain no lead or mercury, making them RoHS compliant. This series is offered in new construction and remodel can styles and are approved for both insulated and non-insulated ceilings. Click here to see the complete Juno IC22LED G4 New Construction Specification Sheet. The Juno IC22LED G4 06LM 40K 90CRI MVOLT ZT10, a replacement of the IC22LEDG4-41K-U, has a 4000K cool white color temperature and has a minimum of 90 CRI that will beautifully show off the color scheme in any room. The LED array is attached to the thermally conductive inner housing to provide superior heat dissipation ensuring the LEDs rated life of 50,000 hours. This model features a multi-volt 0-10V dimming driver that dims down to 10%. The dimming driver meets Energy Star dimming requirements and is compatible with most 0-10V wall box dimmers. Click here to see the complete Juno IC22LED G4 Dimmer Compatibility Sheet. Juno Lighting has made installation of the recessed cans fast and secure. The Air-Loc sealed aluminum housing is vertically adjustable to accommodate up to a 2" ceiling thickness. The UL and cUL listed junction box is prewired and equipped with quick connect electrical connectors. The mounting frame is expertly manufactured with 22-gauge die-formed galvanized steel and is fully assembled for ease of installation. Click here to see the complete Juno IC22LED G4 New Construction Installation Instructions. To complete the look of any room using Juno recessed cans, you can choose from Juno's vast selection of trims suited for any room and any application. Click here to explore trim options Juno Lighting 6" Recessed Downlighting Trim Kits. Acuity - Juno Lighting 6" GEN4 Dim LED 120-277V 4000K | 4000 | 90 | 600 | 66.6667 | 50000 | 9 | 1 | 104.36 | 104.36 | 122.627 | 2020Q3 | https://www.greenelectricalsupply.com/juno-6-inch-dimmable-new-construction-led-down-lights-120-277v-4000k.aspx | Green Electrical Supply | 2020 | Yes
LED Lighting | Downlight | Manufacturer: Acuity - Juno Lighting | True |  |  |  |  | 6" Recessed 6" Recessed Home > Energy Star Qualified Products > 6" GEN4 Dimmable LED 120V 4000K Product Specifications - Quick Reference Lamp Wattage: Working Voltage: 8.6 Watts 120 Volt Dimensions: Rated Life: 15 3/4" x 13 1/2" x 5 1/8" 50,000 Hours Incandescent Equivalent: 65W BR30 Incandescent Dimmable: Yes - Down to 5% Light Color: CRI: 4000K Cool White 90 CRI Certifications: Warranty: Energy Star, RoHS, UL 5 Year Limited Juno Lighting Group by Acuity Brands, has an extensive line of recessed can fixtures for your residential and commercial lighting needs. This model is the Juno IC22LED G4 06LM 40K 90CRI 120 FRPC, 6" IC-Rated New Construction LED recessed can downlight. The Juno Lighting 6 inch LED recessed downlights are a fantastic alternative to incandescent 65 watt BR30 lighting. This model consumes around 9 watts while producing 600 lumens of light output. Juno Lighting's IC-Rated 600 Lumen LED recessed downlights are the ultra-efficient LED light fixtures that will offer you extra style and flair, while being great for the environment and your pocket. The Juno Generation 4 600 Lumen downlights are available in either 2700K, 3000K, 3500K, and 4000K offering the "designer-look" to perfectly complement any home decor theme. These downlights are manufactured to maximize energy efficiency by having Air-Loc sealed housings. This housing stops the infiltration and ex-filtration of air, reducing heating and cooling costs. They also contain no lead or mercury, making them RoHS compliant. This series is offered in new construction and remodel can styles and are approved for both insulated and non-insulated ceilings. Click here to see the complete Juno IC22LED G4 New Construction Specification Sheet. The Juno IC22LED G4 06LM 40K 90CRI 120 FRPC, a replacement of the IC22LEDG4-41K-1, has a 4000K cool white color temperature and has a minimum of 90 CRI that will beautifully show off the color scheme in any room. The LED array is attached to the thermally conductive inner housing to provide superior heat dissipation ensuring the LEDs rated life of 50,000 hours. This model features a multi-volt 0-10V dimming driver that dims down to 10%. The dimming driver meets Energy Star dimming requirements and is compatible with most 0-10V wall box dimmers. Click here to see the complete Juno IC22LED G4 Dimmer Compatibility Sheet. Juno Lighting has made installation of the recessed cans fast and secure. The Air-Loc sealed aluminum housing is vertically adjustable to accommodate up to a 2" ceiling thickness. The UL and cUL listed junction box is prewired and equipped with quick connect electrical connectors. The mounting frame is expertly manufactured with 22-gauge die-formed galvanized steel and is fully assembled for ease of installation. Click here to see the complete Juno IC22LED G4 New Construction Installation Instructions. To complete the look of any room using Juno recessed cans, you can choose from Juno's vast selection of trims suited for any room and any application. Click here to explore trim options Juno Lighting 6" Recessed Downlighting Trim Kits. Acuity - Juno Lighting 6" GEN4 Dimmable LED 120V 4000K | 4000 | 90 | 600 | 69.7674 | 50000 | 8.6 | 1 | 89.76 | 89.76 | 105.4715 | 2020Q3 | https://www.greenelectricalsupply.com/juno-6-inch-new-construction-dimmable-led-down-lights-120v-4000k.aspx | Green Electrical Supply | 2020 | Yes
LED Lighting | Downlight | Manufacturer: Acuity - Juno Lighting | True |  |  |  |  | 6" Recessed 6" Recessed Home > Energy Star Qualified Products > 6" GEN4 LED Remodel 120V 4000K Product Specifications - Quick Reference Lamp Wattage: Working Voltage: 8.6 Watts 120 Volt Dimensions: Rated Life: 14 1/2" x 7 1/4" x 5 1/8" 50,000 Hours Incandescent Equivalent: 65W BR30 Incandescent Dimmable: Yes Light Color: CRI: 4000K Cool White 90 CRI Certifications: Warranty: Energy Star, RoHS, UL 5 Year Limited Juno Lighting Group by Acuity Brands, has an extensive line of recessed can fixtures for your residential and commercial lighting needs. This model is the Juno IC22RLED G4 06LM 40K 90CRI 120 FRPC, 6" IC-Rated Remodel LED recessed can downlight. The Juno Lighting 6 inch LED recessed downlights are a fantastic alternative to incandescent 65 watt BR30 lighting. This model consumes 8.6 watts while producing 600 lumens of light output. Juno Lighting's IC-Rated 600 Lumen LED recessed downlights are the ultra-efficient LED light fixtures that will offer you extra style and flair, while being great for the environment and your pocket. The Juno Generation 4 600 Lumen downlights are available in either 2700K, 3000K, 3500K, and 4000K offering the "designer-look" to perfectly complement any home decor theme. These downlights are manufactured to maximize energy efficiency by having Air-Loc sealed housings. This housing stops the infiltration and ex-filtration of air, reducing heating and cooling costs. They also contain no lead or mercury, making them RoHS compliant. This series is offered in new construction and remodel can styles and are approved for both insulated and non-insulated ceilings. Click here to see the complete Juno IC22RLED G4 Remodel Specification Sheet. The Juno IC22RLED G4 06LM 40K 90CRI 120 FRPC, a replacement of the IC22RLEDG4-41K-U, has a 4000K cool white color temperature and has a minimum of 90 CRI that will beautifully show off the color scheme in any room. The LED array is attached to the thermally conductive inner housing to provide superior heat dissipation ensuring the LEDs rated life of 50,000 hours. This model features a forward/reverse phase cut dimming driver. The dimming driver meets Energy Star dimming requirements and is compatible with most 0-10V wall box dimmers. Click here to see the complete Juno IC22RLED G4 Dimmer Compatibility Sheet. Juno Lighting has made installation of the recessed cans fast and secure. The Air-Loc sealed aluminum housing is vertically adjustable to accommodate up to a 1-7/8" ceiling thickness. The UL and cUL listed junction box is prewired and equipped with quick connect electrical connectors. The mounting frame is expertly manufactured with 22-gauge die-formed galvanized steel and is fully assembled for ease of installation. Click here to see the complete Juno IC22RLED G4 Remodel Installation Instructions. To complete the look of any room using Juno recessed cans, you can choose from Juno's vast selection of trims suited for any room and any application. Click here to explore trim options Juno Lighting 6" Recessed Downlighting Trim Kits. Acuity - Juno Lighting 6" GEN4 LED Remodel 120V 4000K | 4000 | 90 | 600 | 69.7674 | 50000 | 8.6 | 1 | 88.06 | 88.06 | 103.4739 | 2020Q3 | https://www.greenelectricalsupply.com/juno-6-inch-remodel-led-down-lights-120v-4000k.aspx | Green Electrical Supply | 2020 | Yes
LED Lighting | Downlight | Manufacturer: Acuity - Juno Lighting | True |  |  |  |  | 6" Recessed 6" Recessed Home > Energy Star Qualified Products > 6" GEN4 LED Remodel 120-277 40K Product Specifications - Quick Reference Lamp Wattage: Working Voltage: 9 Watts 120-277 Volt Dimensions: Rated Life: 14 1/2" x 7 1/4" x 5 1/8" 50,000 Hours Incandescent Equivalent: 65W BR30 Incandescent Dimmable: Yes (0-10V) Light Color: CRI: 4000K Cool White 90 CRI Certifications: Warranty: Energy Star, RoHS, UL 5 Year Limited Juno Lighting Group by Acuity Brands, has an extensive line of recessed can fixtures for your residential and commercial lighting needs. This model is the Juno IC22RLED G4 06LM 40K 90CRI MVOLT ZT, 6" IC-Rated Remodel LED recessed can downlight. The Juno Lighting 6 inch LED recessed downlights are a fantastic alternative to incandescent 65 watt BR30 lighting. This model consumes around 9 watts while producing 600 lumens of light output. Juno Lighting's IC-Rated 600 Lumen LED recessed downlights are the ultra-efficient LED light fixtures that will offer you extra style and flair, while being great for the environment and your pocket. The Juno Generation 4 600 Lumen downlights are available in either 2700K, 3000K, 3500K, and 4000K offering the "designer-look" to perfectly complement any home decor theme. These downlights are manufactured to maximize energy efficiency by having Air-Loc sealed housings. This housing stops the infiltration and ex-filtration of air, reducing heating and cooling costs. They also contain no lead or mercury, making them RoHS compliant. This series is offered in new construction and remodel can styles and are approved for both insulated and non-insulated ceilings. Click here to see the complete Juno IC22RLED G4 Remodel Specification Sheet. The Juno IC22RLED G4 06LM 40K 90CRI MVOLT ZT, a replacement of the IC22RLEDG4-41K-U, has a 4000K cool white color temperature and has a minimum of 90 CRI that will beautifully show off the color scheme in any room. The LED array is attached to the thermally conductive inner housing to provide superior heat dissipation ensuring the LEDs rated life of 50,000 hours. This model features a universal 0-10V dimming driver. The dimming driver meets Energy Star dimming requirements and is compatible with most 0-10V wall box dimmers. Click here to see the complete Juno IC22RLED G4 Dimmer Compatibility Sheet. Juno Lighting has made installation of the recessed cans fast and secure. The Air-Loc sealed aluminum housing is vertically adjustable to accommodate up to a 1-7/8" ceiling thickness. The UL and cUL listed junction box is prewired and equipped with quick connect electrical connectors. The mounting frame is expertly manufactured with 22-gauge die-formed galvanized steel and is fully assembled for ease of installation. Click here to see the complete Juno IC22RLED G4 Remodel Installation Instructions. To complete the look of any room using Juno recessed cans, you can choose from Juno's vast selection of trims suited for any room and any application. Click here to explore trim options Juno Lighting 6" Recessed Downlighting Trim Kits. Acuity - Juno Lighting 6" GEN4 LED Remodel 120-277 40K | 4000 | 90 | 600 | 66.6667 | 50000 | 9 | 1 | 75.23 | 75.23 | 88.3982 | 2020Q3 | https://www.greenelectricalsupply.com/juno-6-inch-remodel-led-recessed-down-light-120-277-4000k.aspx | Green Electrical Supply | 2020 | Yes
LED Lighting | Downlight | Manufacturer: Acuity - Juno Lighting | True |  |  |  |  | 8" Recessed 8" Recessed Home > LED Indoor Light Fixtures > LED Downlights and Trims > 8 Inch Retrofits > Round > 3000K Warm White > 8 Inch 20 Watt 1800 Lumen 120-277V LED Commercial Retrofit with Haze Reflector 3000K Product Specifications - Quick Reference Lamp Wattage: Working Voltage: 19.9 Watts 120-277 Volt Housing Dimensions: Rated Life: 10 5/16" Dia x 5 3/8" H 50,000 Hours Delivered Lumens: 1,800 Lumens Dimmable: YES: 0-10V Only Light Color: CRI: 3000K 80 CRI Certifications: Warranty: RoHS, cULus, ENERGY STAR 5 Year Limited Juno® Commercial LED Downlight Retrofit Trim assemblies are the ideal way to upgrade existing incandescent, CFL and HID commercial down light housings to high-performance LED. The all-in-one design features an advanced LED light engine mounted directly to the spun aluminum trim with a regressed diffusing lens in either white or haze finish. Installation is fast and simple with the unique quick disconnect feature from the junction box. The Juno JCLR Series provides an array of options to retrofit traditional incandescent, compact fluorescent and HID commercial recessed downlights. These trim assemblies are available in both small and large 6" and 8" modules for updating a range of varying fixture apertures currently in use today. They replace CFL lamps totaling 42W or greater, while producing as high as 2400 lumens at just 27.5W input. With Juno commercial LED down light retrofit trims, you can upgrade virtually any 6" and 8" non-IC commercial recessed rough-in section to the latest in energy-efficient LED technology. These ENERGY STAR Qualified 8" LED ( Light Emitting Diode ) Commercial High Hat Retrofit Down Light conversion kits are a perfect choice for use in your existing 8" recessed can applications. Juno's LED retrofit cans combine low up-front cost, minimal labor, best-in-class energy efficiency and architectural-quality light to deliver an exceptional value for all your retrofit projects. Click here to see the complete Juno LED 8 Inch Commercial Recessed Down Light Retrofit Specification Sheet. This Juno JCLR8L-18-830KU-HZ or JCLR8L 18LM 30K 80CRI MVOLT ZT HZWH, 3000 Kelvin (K) warm white LED light operates on your existing 120 through 277 volt circuit and consumes just 19.9 watts. These LED retrofit lights generate 1,800 delivered lumens (or 90 Lumens Per Watt) and has a Color Rendering Index (CRI) of 80. The Juno JCLR8L-18-830KU-HZ 8" LED downlight retrofit offers out-of-the-box dimming compatibility using 0-10 volt controls and is suitable for damp locations. These LED bulbs carry a 5 year limited warranty. Instant on at full brightness and mercury free - environmentally positive - generates no IR or UV - protects valuable objects - these 8 inch recessed downlight can retrofit LED fixtures are rated for 50,000 hours based on the L70 Standard. The white trim is constructed with a heavy gauge anodized aluminum and the reflector has a haze finish. This commercial grade LED retrofit trim module is supplied with optional retaining clips in case the existing frame does not have adequate springs to secure the reflector. This quality retrofit is supplied with an external driver, for easy retrofit and maintenance, and the power supply features integral thermal protection. The one-piece design is quick and easy to install into existing recessed frames. Click here to see the complete Juno LED 8 Inch Commercial Recessed Down Light Retrofit Installation Instructions or Check out the video below to see just how easily they install! Typical Applications Typical applications for the JCLR8L-18-830KU-HZ 20 watt 8" CFL, PL or Metal Halide LED down light retrofit kits include commercial atriums, soffits, living room, and general decorative indoor lighting in residential, office, retail, restaurant, school, hospital and hotel/motel locations. Acuity - Juno Lighting 8 Inch 20 Watt 1800 Lumen 120-277V LED Commercial Retrofit with Haze Reflector 3000K | 3000 | 80 | 1800 | 90 | 50000 | 20 | 1 | 110.82 | 110.82 | 130.2178 | 2020Q3 | https://www.greenelectricalsupply.com/juno-8-inch-1800-lumen-commercial-led-down-light-retrofit-haze-3000k.aspx | Green Electrical Supply | 2020 | Yes
LED Lighting | Downlight | Manufacturer: Acuity - Juno Lighting | True |  |  |  |  | 8" Recessed 8" Recessed Home > LED Indoor Light Fixtures > LED Downlights and Trims > 8 Inch Retrofits > Round > 3500K Bright White > 8 Inch 20 Watt 1800 Lumen 120-277V LED Commercial Retrofit with Haze Reflector 3500K Product Specifications - Quick Reference Lamp Wattage: Working Voltage: 19.9 Watts 120-277 Volt Housing Dimensions: Rated Life: 10 5/16" Dia x 5 3/8" H 50,000 Hours Delivered Lumens: 1,800 Lumens Dimmable: YES: 0-10V Only Light Color: CRI: 3500K 80 CRI Certifications: Warranty: RoHS, cULus, ENERGY STAR 5 Year Limited Juno® Commercial LED Downlight Retrofit Trim assemblies are the ideal way to upgrade existing incandescent, CFL and HID commercial down light housings to high-performance LED. The all-in-one design features an advanced LED light engine mounted directly to the spun aluminum trim with a regressed diffusing lens in either white or haze finish. Installation is fast and simple with the unique quick disconnect feature from the junction box. The Juno JCLR Series provides an array of options to retrofit traditional incandescent, compact fluorescent and HID commercial recessed downlights. These trim assemblies are available in both small and large 6" and 8" modules for updating a range of varying fixture apertures currently in use today. They replace CFL lamps totaling 42W or greater, while producing as high as 2400 lumens at just 27.5W input. With Juno commercial LED down light retrofit trims, you can upgrade virtually any 6" and 8" non-IC commercial recessed rough-in section to the latest in energy-efficient LED technology. These ENERGY STAR Qualified 8" LED ( Light Emitting Diode ) Commercial High Hat Retrofit Down Light conversion kits are a perfect choice for use in your existing 8" recessed can applications. Juno's LED retrofit cans combine low up-front cost, minimal labor, best-in-class energy efficiency and architectural-quality light to deliver an exceptional value for all your retrofit projects. Click here to see the complete Juno LED 8 Inch Commercial Recessed Down Light Retrofit Specification Sheet. This Juno JCLR8L-18-835KU-HZ or JCLR8L 18LM 35K 80CRI MVOLT ZT HZWH, 3500 Kelvin (K) bright white LED light operates on your existing 120 through 277 volt circuit and consumes just 19.9 watts. These LED retrofit lights generate 1,800 delivered lumens (or 90 Lumens Per Watt) and has a Color Rendering Index (CRI) of 80. The Juno JCLR8L-18-835KU-HZ 8" LED downlight retrofit offers out-of-the-box dimming compatibility using 0-10 volt controls and is suitable for damp locations. These LED bulbs carry a 5 year limited warranty. Instant on at full brightness and mercury free - environmentally positive - generates no IR or UV - protects valuable objects - these 8 inch recessed downlight can retrofit LED fixtures are rated for 50,000 hours based on the L70 Standard. The white trim is constructed with a heavy gauge anodized aluminum and the reflector has a haze finish. This commercial grade LED retrofit trim module is supplied with optional retaining clips in case the existing frame does not have adequate springs to secure the reflector. This quality retrofit is supplied with an external driver, for easy retrofit and maintenance, and the power supply features integral thermal protection. The one-piece design is quick and easy to install into existing recessed frames. Click here to see the complete Juno LED 8 Inch Commercial Recessed Down Light Retrofit Insstallation Instructions or Check out the video below to see just how easily they install! Typical Applications Typical applications for the JCLR8L-18-835KU-HZ 20 watt 8" CFL, PL or Metal Halide LED down light retrofit kits include commercial atriums, soffits, living room, and general decorative indoor lighting in residential, office, retail, restaurant, school, hospital and hotel/motel locations. Acuity - Juno Lighting 8 Inch 20 Watt 1800 Lumen 120-277V LED Commercial Retrofit with Haze Reflector 3500K | 3500 | 80 | 1800 | 90 | 50000 | 20 | 1 | 104.3 | 104.3 | 122.5565 | 2020Q3 | https://www.greenelectricalsupply.com/juno-8-inch-1800-lumen-commercial-led-down-light-retrofit-haze-3500k.aspx | Green Electrical Supply | 2020 | Yes
LED Lighting | Downlight | Manufacturer: Acuity - Juno Lighting | True |  |  |  |  | 8" Recessed 8" Recessed Home > LED Indoor Light Fixtures > LED Downlights and Trims > 10 Inch Retrofits > 4000K Cool White > 10 Inch 1800 Lumen Commercial LED Downlight Retrofit Haze White 4000K Cool White Product Specifications - Quick Reference Lamp Wattage: Working Voltage: 19.9 Watts 120-277 Volt Housing Dimensions: Rated Life: 10 5/16" Dia x 5 3/8" H 50,000 Hours Delivered Lumens: 1,800 Lumens Dimmable: YES: 0-10V Only Light Color: CRI: 4000K 80 CRI Certifications: Warranty: RoHS, cULus, ENERGY STAR 5 Year Limited Juno® Commercial LED Downlight Retrofit Trim assemblies are the ideal way to upgrade existing incandescent, CFL and HID commercial down light housings to high-performance LED. The all-in-one design features an advanced LED light engine mounted directly to the spun aluminum trim with a regressed diffusing lens in either white or haze finish. Installation is fast and simple with the unique quick disconnect feature from the junction box. The Juno JCLR Series provides an array of options to retrofit traditional incandescent, compact fluorescent and HID commercial recessed downlights. These trim assemblies are available in both small and large 6" and 8" modules for updating a range of varying fixture apertures currently in use today. They replace CFL lamps totaling 42W or greater, while producing as high as 2400 lumens at just 27.5W input. With Juno commercial LED down light retrofit trims, you can upgrade virtually any 6" and 8" non-IC commercial recessed rough-in section to the latest in energy-efficient LED technology. These ENERGY STAR Qualified 8" LED ( Light Emitting Diode ) Commercial High Hat Retrofit Down Light conversion kits are a perfect choice for use in your existing 8" recessed can applications. Juno's LED retrofit cans combine low up-front cost, minimal labor, best-in-class energy efficiency and architectural-quality light to deliver an exceptional value for all your retrofit projects. Click here to see the complete Juno LED 8 Inch Commercial Recessed Down Light Retrofit Specification Sheet. This Juno JCLR8L-18-840KU-HZ or JCLR8L 18LM 40K 80CRI MVOLT ZT HZWH, 4000 Kelvin (K) cool white LED light operates on your existing 120 through 277 volt circuit and consumes just 19.9 watts. These LED retrofit lights generate 1,800 delivered lumens (or 90 Lumens Per Watt) and has a Color Rendering Index (CRI) of 80. The Juno JCLR8L-18-840KU-HZ 8" LED downlight retrofit offers out-of-the-box dimming compatibility using 0-10 volt controls and is suitable for damp locations. These LED bulbs carry a 5 year limited warranty. Instant on at full brightness and mercury free - environmentally positive - generates no IR or UV - protects valuable objects - these 8 inch recessed downlight can retrofit LED fixtures are rated for 50,000 hours based on the L70 Standard. The white trim is constructed with a heavy gauge anodized aluminum and the reflector has a haze finish. This commercial grade LED retrofit trim module is supplied with optional retaining clips in case the existing frame does not have adequate springs to secure the reflector. This quality retrofit is supplied with an external driver, for easy retrofit and maintenance, and the power supply features integral thermal protection. The one-piece design is quick and easy to install into existing recessed frames. Click here to see the complete Juno LED 8 Inch Commercial Recessed Down Light Retrofit Installation Instructions or Check out the video below to see just how easily they install! Typical Applications Typical applications for the JCLR8L-18-840KU-HZ 20 watt 8" CFL, PL or Metal Halide LED down light retrofit kits include commercial atriums, soffits, living room, and general decorative indoor lighting in residential, office, retail, restaurant, school, hospital and hotel/motel locations. Acuity - Juno Lighting 10 Inch 1800 Lumen Commercial LED Downlight Retrofit Haze White 4000K Cool White | 4000 | 80 | 1800 | 90 | 50000 | 20 | 1 | 104.3 | 104.3 | 122.5565 | 2020Q3 | https://www.greenelectricalsupply.com/juno-8-inch-1800-lumen-commercial-led-down-light-retrofit-haze-4000k.aspx | Green Electrical Supply | 2020 | Yes
LED Lighting | Downlight | Manufacturer: Acuity - Juno Lighting | True |  |  |  |  | 8" Recessed 8" Recessed Home > Closeout Fixtures and Light Bulbs > 8 Inch 27 Watt 2400 Lumen 120-277V LED Commercial Retrofit with Haze Reflector 3000K Product Specifications - Quick Reference Lamp Wattage: Working Voltage: 27 Watts 120-277 Volt Housing Dimensions: Rated Life: 10 5/16" Dia x 5 3/8" H 50,000 Hours Delivered Lumens: 2,400 Lumens Dimmable: YES: 0-10V Only Light Color: CRI: 3000K 80 CRI Certifications: Warranty: RoHS, cULus, ENERGY STAR 5 Year Limited Juno® Commercial LED Downlight Retrofit Trim assemblies are the ideal way to upgrade existing incandescent, CFL and HID commercial down light housings to high-performance LED. The all-in-one design features an advanced LED light engine mounted directly to the spun aluminum trim with a regressed diffusing lens in either white or haze finish. Installation is fast and simple with the unique quick disconnect feature from the junction box. The Juno JCLR Series provides an array of options to retrofit traditional incandescent, compact fluorescent and HID commercial recessed downlights. These trim assemblies are available in both small and large 6" and 8" modules for updating a range of varying fixture apertures currently in use today. They replace CFL lamps totaling 42W or greater, while producing as high as 2400 lumens at just 27.5W input. With Juno commercial LED down light retrofit trims, you can upgrade virtually any 6" and 8" non-IC commercial recessed rough-in section to the latest in energy-efficient LED technology. These ENERGY STAR Qualified 8" LED ( Light Emitting Diode ) Commercial High Hat Retrofit Down Light conversion kits are a perfect choice for use in your existing 8" recessed can applications. Juno's LED retrofit cans combine low up-front cost, minimal labor, best-in-class energy efficiency and architectural-quality light to deliver an exceptional value for all your retrofit projects. Click here to see the complete Juno LED 8 Inch Commercial Recessed Down Light Retrofit Specification Sheet. This Juno JCLR8L-24-830KU-HZ or JCLR8L 24LM 30K 80CRI MVOLT ZT HZWH, 3000 Kelvin (K) warm white LED light operates on your existing 120 through 277 volt circuit and consumes just 27.5 watts. These LED retrofit lights generate 2,400 delivered lumens (or 88 Lumens Per Watt) and has a Color Rendering Index (CRI) of 80. The Juno JCLR8L-24-830KU-HZ 8" LED downlight retrofit offers out-of-the-box dimming compatibility using 0-10 volt controls and is suitable for damp locations. These LED bulbs carry a 5 year limited warranty. Instant on at full brightness and mercury free - environmentally positive - generates no IR or UV - protects valuable objects - these 8 inch recessed downlight can retrofit LED fixtures are rated for 50,000 hours based on the L70 Standard. The white trim is constructed with a heavy gauge anodized aluminum and the reflector has a haze finish. This commercial grade LED retrofit trim module is supplied with optional retaining clips in case the existing frame does not have adequate springs to secure the reflector. This quality retrofit is supplied with an external driver, for easy retrofit and maintenance, and the power supply features integral thermal protection. The one-piece design is quick and easy to install into existing recessed frames. Click here to see the complete Juno LED 8 Inch Commercial Recessed Down Light Retrofit Installation Instructions or Check out the video below to see just how easily they install! Typical Applications Typical applications for the JCLR8L-24-830KU-HZ 27 watt 8" CFL, PL or Metal Halide LED down light retrofit kits include commercial atriums, soffits, living room, and general decorative indoor lighting in residential, office, retail, restaurant, school, hospital and hotel/motel locations. Acuity - Juno Lighting 8 Inch 27 Watt 2400 Lumen 120-277V LED Commercial Retrofit with Haze Reflector 3000K | 3000 | 80 | 2400 | 88.8889 | 50000 | 27 | 1 | 88.13 | 88.13 | 103.5562 | 2020Q3 | https://www.greenelectricalsupply.com/juno-8-inch-2400-lumen-commercial-led-down-light-retrofit-haze-3000k.aspx | Green Electrical Supply | 2020 | Yes
LED Lighting | Downlight | Manufacturer: Acuity - Juno Lighting | True |  |  |  |  | 8" Recessed 8" Recessed Home > LED Indoor Light Fixtures > LED Downlights and Trims > 8 Inch Retrofits > Round > 3500K Bright White > 8 Inch 27 Watt 2400 Lumen 120-277V LED Commercial Retrofit with Haze Reflector 3500K Product Specifications - Quick Reference Lamp Wattage: Working Voltage: 27 Watts 120-277 Volt Housing Dimensions: Rated Life: 10 5/16" Dia x 5 3/8" H 50,000 Hours Delivered Lumens: 2,400 Lumens Dimmable: YES: 0-10V Only Light Color: CRI: 3500K 80 CRI Certifications: Warranty: RoHS, cULus, ENERGY STAR 5 Year Limited Juno® Commercial LED Downlight Retrofit Trim assemblies are the ideal way to upgrade existing incandescent, CFL and HID commercial down light housings to high-performance LED. The all-in-one design features an advanced LED light engine mounted directly to the spun aluminum trim with a regressed diffusing lens in either white or haze finish. Installation is fast and simple with the unique quick disconnect feature from the junction box. The Juno JCLR Series provides an array of options to retrofit traditional incandescent, compact fluorescent and HID commercial recessed downlights. These trim assemblies are available in both small and large 6" and 8" modules for updating a range of varying fixture apertures currently in use today. They replace CFL lamps totaling 42W or greater, while producing as high as 2400 lumens at just 27.5W input. With Juno commercial LED down light retrofit trims, you can upgrade virtually any 6" and 8" non-IC commercial recessed rough-in section to the latest in energy-efficient LED technology. These ENERGY STAR Qualified 8" LED ( Light Emitting Diode ) Commercial High Hat Retrofit Down Light conversion kits are a perfect choice for use in your existing 8" recessed can applications. Juno's LED retrofit cans combine low up-front cost, minimal labor, best-in-class energy efficiency and architectural-quality light to deliver an exceptional value for all your retrofit projects. Click here to see the complete Juno LED 8 Inch Commercial Recessed Down Light Retrofit Specification Sheet. This Juno JCLR8L-24-835KU-HZ or JCLR8L 24LM 35K 80CRI MVOLT ZT HZWH, 3500 Kelvin (K) bright white LED light operates on your existing 120 through 277 volt circuit and consumes just 27.5 watts. These LED retrofit lights generate 2,400 delivered lumens (or 88 Lumens Per Watt) and has a Color Rendering Index (CRI) of 80. The Juno JCLR8L-24-835KU-HZ 8" LED downlight retrofit offers out-of-the-box dimming compatibility using 0-10 volt controls and is suitable for damp locations. These LED bulbs carry a 5 year limited warranty. Instant on at full brightness and mercury free - environmentally positive - generates no IR or UV - protects valuable objects - these 8 inch recessed downlight can retrofit LED fixtures are rated for 50,000 hours based on the L70 Standard. The white trim is constructed with a heavy gauge anodized aluminum and the reflector has a haze finish. This commercial grade LED retrofit trim module is supplied with optional retaining clips in case the existing frame does not have adequate springs to secure the reflector. This quality retrofit is supplied with an external driver, for easy retrofit and maintenance, and the power supply features integral thermal protection. The one-piece design is quick and easy to install into existing recessed frames. Click here to see the complete Juno LED 8 Inch Commercial Recessed Down Light Retrofit Installation Instructions or Check out the video below to see just how easily they install! Typical Applications Typical applications for the JCLR8L-24-835KU-HZ 27 watt 8" CFL, PL or Metal Halide LED down light retrofit kits include commercial atriums, soffits, living room, and general decorative indoor lighting in residential, office, retail, restaurant, school, hospital and hotel/motel locations. Acuity - Juno Lighting 8 Inch 27 Watt 2400 Lumen 120-277V LED Commercial Retrofit with Haze Reflector 3500K | 3500 | 80 | 2400 | 88.8889 | 50000 | 27 | 1 | 117.35 | 117.35 | 137.8908 | 2020Q3 | https://www.greenelectricalsupply.com/juno-8-inch-2400-lumen-commercial-led-down-light-retrofit-haze-3500k.aspx | Green Electrical Supply | 2020 | Yes
LED Lighting | Downlight | Manufacturer: Acuity - Juno Lighting | True |  |  |  |  | 8" Recessed 8" Recessed Home > LED Indoor Light Fixtures > LED Downlights and Trims > 8 Inch Retrofits > Round > 3500K Bright White > 8 Inch 20 Watt 1500 Lumen 120-277V LED Commercial Retrofit with Haze Reflector 3500K Product Specifications - Quick Reference Lamp Wattage: Working Voltage: 19.9 Watts 120-277 Volt Housing Dimensions: Rated Life: 10 5/16" Dia x 5 3/8" H 50,000 Hours Delivered Lumens: 1,500 Lumens Dimmable: YES: 0-10V Only Light Color: CRI: 3500K 90 CRI Certifications: Warranty: RoHS, cULus, ENERGY STAR 5 Year Limited Juno® Commercial LED Downlight Retrofit Trim assemblies are the ideal way to upgrade existing incandescent, CFL and HID commercial down light housings to high-performance LED. The all-in-one design features an advanced LED light engine mounted directly to the spun aluminum trim with a regressed diffusing lens in either white or haze finish. Installation is fast and simple with the unique quick disconnect feature from the junction box. The Juno JCLR Series provides an array of options to retrofit traditional incandescent, compact fluorescent and HID commercial recessed downlights. These trim assemblies are available in both small and large 6" and 8" modules for updating a range of varying fixture apertures currently in use today. They replace CFL lamps totaling 42W or greater, while producing as high as 2400 lumens at just 27.5W input. With Juno commercial LED down light retrofit trims, you can upgrade virtually any 6" and 8" non-IC commercial recessed rough-in section to the latest in energy-efficient LED technology. These ENERGY STAR Qualified 8" LED ( Light Emitting Diode ) Commercial High Hat Retrofit Down Light conversion kits are a perfect choice for use in your existing 8" recessed can applications. Juno's LED retrofit cans combine low up-front cost, minimal labor, best-in-class energy efficiency and architectural-quality light to deliver an exceptional value for all your retrofit projects. Click here to see the complete Juno LED 8 Inch Commercial Recessed Down Light Retrofit Specification Sheet. This Juno JCLR8L-15-935KU-HZ or JCLR8L 15LM 35K 90CRI MVOLT ZT HZWH, 3500 Kelvin (K) bright white LED light operates on your existing 120 through 277 volt circuit and consumes just 19.9 watts. These LED retrofit lights generate 1,500 delivered lumens (or 75 Lumens Per Watt) and has a Color Rendering Index (CRI) of 90. The Juno JCLR8L-15-935KU-HZ 8" LED down light retrofit offers out-of-the-box dimming compatibility using 0-10 volt controls and is suitable for damp locations. These LED bulbs carry a 5 year limited warranty. Instant on at full brightness and mercury free - environmentally positive - generates no IR or UV - protects valuable objects - these 8 inch recessed downlight can retrofit LED fixtures are rated for 50,000 hours based on the L70 Standard. The white trim is constructed with a heavy gauge anodized aluminum and the reflector has a haze finish. This commercial grade LED retrofit trim module is supplied with optional retaining clips in case the existing frame does not have adequate springs to secure the reflector. This quality retrofit is supplied with an external driver, for easy retrofit and maintenance, and the power supply features integral thermal protection. The one-piece design is quick and easy to install into existing recessed frames. Click here to see the complete Juno LED 8 Inch Commercial Recessed Down Light Retrofit Installation Instructions or Check out the video below to see just how easily they install! Typical Applications Typical applications for the JCLR8L-15-935KU-HZ 20 watt 8" 90 CRI CFL, PL or Metal Halide LED down light retrofit kits include commercial atriums, soffits, living room, and general decorative indoor lighting in residential, office, retail, restaurant, school, hospital and hotel/motel locations. Acuity - Juno Lighting 8 Inch 20 Watt 1500 Lumen 120-277V LED Commercial Retrofit with Haze Reflector 3500K | 3500 | 90 | 1500 | 75 | 50000 | 20 | 1 | 110.82 | 110.82 | 130.2178 | 2020Q3 | https://www.greenelectricalsupply.com/juno-8-inch-commercial-led-down-light-retrofit-haze-3500k.aspx | Green Electrical Supply | 2020 | Yes
LED Lighting | Downlight | Manufacturer: Acuity - Juno Lighting | True |  |  |  |  | 8" Recessed 8" Recessed Home > LED Indoor Light Fixtures > LED Downlights and Trims > 8 Inch Retrofits > Round > 4000K Cool White > 8 Inch 20 Watt 1500 Lumen 120-277V LED Commercial Retrofit with Haze Reflector 4000K Product Specifications - Quick Reference Lamp Wattage: Working Voltage: 19.9 Watts 120-277 Volt Housing Dimensions: Rated Life: 10 5/16" Dia x 5 3/8" H 50,000 Hours Delivered Lumens: 1,500 Lumens Dimmable: YES: 0-10V Only Light Color: CRI: 4000K 90 CRI Certifications: Warranty: RoHS, cULus, ENERGY STAR 5 Year Limited Juno® Commercial LED Downlight Retrofit Trim assemblies are the ideal way to upgrade existing incandescent, CFL and HID commercial down light housings to high-performance LED. The all-in-one design features an advanced LED light engine mounted directly to the spun aluminum trim with a regressed diffusing lens in either white or haze finish. Installation is fast and simple with the unique quick disconnect feature from the junction box. The Juno JCLR Series provides an array of options to retrofit traditional incandescent, compact fluorescent and HID commercial recessed downlights. These trim assemblies are available in both small and large 6" and 8" modules for updating a range of varying fixture apertures currently in use today. They replace CFL lamps totaling 42W or greater, while producing as high as 2400 lumens at just 27.5W input. With Juno commercial LED down light retrofit trims, you can upgrade virtually any 6" and 8" non-IC commercial recessed rough-in section to the latest in energy-efficient LED technology. These ENERGY STAR Qualified 8" LED ( Light Emitting Diode ) Commercial High Hat Retrofit Down Light conversion kits are a perfect choice for use in your existing 8" recessed can applications. Juno's LED retrofit cans combine low up-front cost, minimal labor, best-in-class energy efficiency and architectural-quality light to deliver an exceptional value for all your retrofit projects. Click here to see the complete Juno LED 8 Inch Commercial Recessed Down Light Retrofit Specification Sheet. This Juno JCLR8L-15-940KU-HZ or JCLR8L 15LM 40K 90CRI MVOLT ZT HZWH, 4000 Kelvin (K) cool white LED light operates on your existing 120 through 277 volt circuit and consumes just 19.9 watts. These LED retrofit lights generate 1,500 delivered lumens (or 75 Lumens Per Watt) and has a Color Rendering Index (CRI) of 90. The Juno JCLR8L-15-940KU-HZ 8" LED downlight retrofit offers out-of-the-box dimming compatibility using 0-10 volt controls and is suitable for damp locations. These LED bulbs carry a 5 year limited warranty. Instant on at full brightness and mercury free - environmentally positive - generates no IR or UV - protects valuable objects - these 8 inch recessed downlight can retrofit LED fixtures are rated for 50,000 hours based on the L70 Standard. The white trim is constructed with a heavy gauge anodized aluminum and the reflector has a haze finish. This commercial grade LED retrofit trim module is supplied with optional retaining clips in case the existing frame does not have adequate springs to secure the reflector. This quality retrofit is supplied with an external driver, for easy retrofit and maintenance, and the power supply features integral thermal protection. The one-piece design is quick and easy to install into existing recessed frames. Click here to see the complete Juno LED 8 Inch Commercial Recessed Down Light Retrofit Installation Instructions or Check out the video below to see just how easily they install! Typical Applications Typical applications for the JCLR8L-15-940KU-HZ 20 watt 8" 90 CRI CFL, PL or Metal Halide LED down light retrofit kits include commercial atriums, soffits, living room, and general decorative indoor lighting in residential, office, retail, restaurant, school, hospital and hotel/motel locations. Acuity - Juno Lighting 8 Inch 20 Watt 1500 Lumen 120-277V LED Commercial Retrofit with Haze Reflector 4000K | 4000 | 90 | 1500 | 75 | 50000 | 20 | 1 | 126.84 | 126.84 | 149.0419 | 2020Q3 | https://www.greenelectricalsupply.com/juno-8-inch-commercial-led-down-light-retrofit-haze-4000k.aspx | Green Electrical Supply | 2020 | Yes
LED Lighting | Downlight | Manufacturer: Acuity - Juno Lighting | True |  |  |  |  | 4" Recessed 4" Recessed Home > Energy Star Qualified Products > 4" GEN4 LED 900L 120V 2700K Product Specifications - Quick Reference Lamp Wattage: Working Voltage: 11.6 Watts 120 Volt Dimensions: Rated Life: 12 1/4" x 6 3/4" x 6" 50,000 Hours Incandescent Equivalent: 75 Watt Incandescent Dimmable: Yes - Down to 5% Light Color: CRI: 2700K Warm White 90 CRI Certifications: Warranty: Energy Star, RoHS, UL 5 Year Limited Juno Lighting Group by Acuity Brands, has an extensive line of recessed can fixtures for your residential and commercial lighting needs. This model is the Juno IC1LED G4 09LM 27K 90CRI 120 FRPC, 4" IC-Rated New Construction LED recessed can downlight. The Juno Lighting 4 inch LED recessed downlights are a fantastic alternative to incandescent 75 watt lighting. This model consumes 11.6 watts while producing 900 lumens of light output. Juno Lighting's IC-Rated 900 Lumen LED recessed downlights are the ultra-efficient LED light fixtures that will offer you extra style and flair, while being great for the environment and your pocket. The Juno Generation 4 900 Lumen downlights are available in either 2700K, 3000K, 3500K, and 4000K offering the "designer-look" to perfectly complement any home decor theme. These downlights are manufactured to maximize energy efficiency by having Air-Loc sealed housings. This housing stops the infiltration and ex-filtration of air, reducing heating and cooling costs. They also contain no lead or mercury, making them RoHS compliant. This series is offered in new construction and remodel can styles and are approved for both insulated and non-insulated ceilings. Click here to see the complete Juno IC1LED G4 New Construction Specification Sheet. The Juno IC1LED G4 09LM 27K 90CRI 120 FRPC, a replacement of the IC91LEDG4-27K-1, has a 2700K warm white color temperature and has a minimum of 90 CRI that will beautifully show off the color scheme in any room. The LED array is attached to the thermally conductive inner housing to provide superior heat dissipation ensuring the LEDs rated life of 50,000 hours. This model features a 120V forward/reverse phase cut dimming driver that dims down to 5%. The dimming driver meets Energy Star dimming requirements and is compatible with most 0-10V wall box dimmers. Click here to see the complete Juno IC1LED G4 Dimmer Compatibility Sheet. Juno Lighting has made installation of the recessed cans fast and secure. The Air-Loc sealed aluminum housing is vertically adjustable to accommodate up to a 1.5" ceiling thickness. The UL and cUL listed junction box is prewired and equipped with quick connect electrical connectors. The mounting frame is expertly manufactured with 22-gauge die-formed galvanized steel and is fully assembled for ease of installation. Click here to see the complete Juno IC1LED G4 New Construction Installation Instructions. To complete the look of any room using Juno recessed cans, you can choose from Juno's vast selection of trims suited for any room and any application. Click here to explore trim options Juno Lighting 4" Recessed Downlighting Trim Kits. Acuity - Juno Lighting 4" GEN4 LED 900L 120V 2700K | 2700 | 90 | 900 | 77.5862 | 50000 | 11.6 | 1 | 106.46 | 106.46 | 125.0946 | 2020Q3 | https://www.greenelectricalsupply.com/juno-ic91ledg4-27k-1-4-inch-new-construction-900l-led-recessed-can-2700k.aspx | Green Electrical Supply | 2020 | Yes
LED Lighting | Downlight | Manufacturer: Acuity - Juno Lighting | True |  |  |  |  | 4" Recessed 4" Recessed Home > Energy Star Qualified Products > 4" GEN4 LED 900L 120V 3500K Product Specifications - Quick Reference Lamp Wattage: Working Voltage: 11.6 Watts 120 Volt Dimensions: Rated Life: 12 1/4" x 6 3/4" x 6" 50,000 Hours Incandescent Equivalent: 75 Watt Incandescent Dimmable: Yes - Down to 5% Light Color: CRI: 3500K Bright White 90 CRI Certifications: Warranty: Energy Star, RoHS, UL 5 Year Limited Juno Lighting Group by Acuity Brands, has an extensive line of recessed can fixtures for your residential and commercial lighting needs. This model is the Juno IC1LED G4 09LM 35K 90CRI 120 FRPC, 4" IC-Rated New Construction LED recessed can downlight. The Juno Lighting 4 inch LED recessed downlights are a fantastic alternative to incandescent 75 watt lighting. This model consumes 11.6 watts while producing 900 lumens of light output. Juno Lighting's IC-Rated 900 Lumen LED recessed downlights are the ultra-efficient LED light fixtures that will offer you extra style and flair, while being great for the environment and your pocket. The Juno Generation 4 900 Lumen downlights are available in either 2700K, 3000K, 3500K, and 4000K offering the "designer-look" to perfectly complement any home decor theme. These downlights are manufactured to maximize energy efficiency by having Air-Loc sealed housings. This housing stops the infiltration and ex-filtration of air, reducing heating and cooling costs. They also contain no lead or mercury, making them RoHS compliant. This series is offered in new construction and remodel can styles and are approved for both insulated and non-insulated ceilings. Click here to see the complete Juno IC1LED G4 New Construction Specification Sheet. The Juno IC1LED G4 09LM 35K 90CRI 120 FRPC, a replacement of the IC91LEDG4-35K-1, has a 3500K bright white color temperature and has a minimum of 90 CRI that will beautifully show off the color scheme in any room. The LED array is attached to the thermally conductive inner housing to provide superior heat dissipation ensuring the LEDs rated life of 50,000 hours. This model features a 120V forward/reverse phase cut dimming driver that dims down to 5%. The dimming driver meets Energy Star dimming requirements and is compatible with most 0-10V wall box dimmers. Click here to see the complete Juno IC1LED G4 Dimmer Compatibility Sheet. Juno Lighting has made installation of the recessed cans fast and secure. The Air-Loc sealed aluminum housing is vertically adjustable to accommodate up to a 1.5" ceiling thickness. The UL and cUL listed junction box is prewired and equipped with quick connect electrical connectors. The mounting frame is expertly manufactured with 22-gauge die-formed galvanized steel and is fully assembled for ease of installation. Click here to see the complete Juno IC1LED G4 New Construction Installation Instructions. To complete the look of any room using Juno recessed cans, you can choose from Juno's vast selection of trims suited for any room and any application. Click here to explore trim options Juno Lighting 4" Recessed Downlighting Trim Kits. Acuity - Juno Lighting 4" GEN4 LED 900L 120V 3500K | 3500 | 90 | 900 | 77.5862 | 50000 | 11.6 | 1 | 106.46 | 106.46 | 125.0946 | 2020Q3 | https://www.greenelectricalsupply.com/juno-ic91ledg4-35k-1-4-inch-new-construction-900l-led-recessed-can-3500k.aspx | Green Electrical Supply | 2020 | Yes
LED Lighting | Downlight | Manufacturer: Acuity - Juno Lighting | True |  |  |  |  | 4" Recessed 4" Recessed Home > Energy Star Qualified Products > 4" GEN4 LED 900L 120V 3000K Product Specifications - Quick Reference Lamp Wattage: Working Voltage: 11.6 Watts 120 Volt Dimensions: Rated Life: 12 1/4" x 6 3/4" x 6" 50,000 Hours Incandescent Equivalent: 75 Watt Incandescent Dimmable: Yes - Down to 5% Light Color: CRI: 3000K Warm White 90 CRI Certifications: Warranty: Energy Star, RoHS, UL 5 Year Limited Juno Lighting Group by Acuity Brands, has an extensive line of recessed can fixtures for your residential and commercial lighting needs. This model is the Juno IC1LED G4 09LM 30K 90CRI 120 FRPC, 4" IC-Rated New Construction LED recessed can downlight. The Juno Lighting 4 inch LED recessed downlights are a fantastic alternative to incandescent 75 watt lighting. This model consumes 11.6 watts while producing 900 lumens of light output. Juno Lighting's IC-Rated 900 Lumen LED recessed downlights are the ultra-efficient LED light fixtures that will offer you extra style and flair, while being great for the environment and your pocket. The Juno Generation 4 900 Lumen downlights are available in either 2700K, 3000K, 3500K, and 4000K offering the "designer-look" to perfectly complement any home decor theme. These downlights are manufactured to maximize energy efficiency by having Air-Loc sealed housings. This housing stops the infiltration and ex-filtration of air, reducing heating and cooling costs. They also contain no lead or mercury, making them RoHS compliant. This series is offered in new construction and remodel can styles and are approved for both insulated and non-insulated ceilings. Click here to see the complete Juno IC1LED G4 New Construction Specification Sheet. The Juno IC1LED G4 09LM 30K 90CRI 120 FRPC, a replacement of the IC91LEDG4-3K-1, has a 3000K warm white color temperature and has a minimum of 90 CRI that will beautifully show off the color scheme in any room. The LED array is attached to the thermally conductive inner housing to provide superior heat dissipation ensuring the LEDs rated life of 50,000 hours. This model features a 120V forward/reverse phase cut dimming driver that dims down to 5%. The dimming driver meets Energy Star dimming requirements and is compatible with most 0-10V wall box dimmers. Click here to see the complete Juno IC1LED G4 Dimmer Compatibility Sheet. Juno Lighting has made installation of the recessed cans fast and secure. The Air-Loc sealed aluminum housing is vertically adjustable to accommodate up to a 1.5" ceiling thickness. The UL and cUL listed junction box is prewired and equipped with quick connect electrical connectors. The mounting frame is expertly manufactured with 22-gauge die-formed galvanized steel and is fully assembled for ease of installation. Click here to see the complete Juno IC1LED G4 New Construction Installation Instructions. To complete the look of any room using Juno recessed cans, you can choose from Juno's vast selection of trims suited for any room and any application. Click here to explore trim options Juno Lighting 4" Recessed Downlighting Trim Kits. Acuity - Juno Lighting 4" GEN4 LED 900L 120V 3000K | 3000 | 90 | 900 | 77.5862 | 50000 | 11.6 | 1 | 106.46 | 106.46 | 125.0946 | 2020Q3 | https://www.greenelectricalsupply.com/juno-ic91ledg4-3k-1-4-inch-new-construction-900l-led-recessed-can-3000k.aspx | Green Electrical Supply | 2020 | Yes
LED Lighting | Downlight | Manufacturer: Acuity - Juno Lighting | True |  |  |  |  | 5" Recessed 5" Recessed Home > Energy Star Qualified Products > 5" 900 Lumen LED Downlight 30K Product Specifications - Quick Reference Lamp Wattage: Working Voltage: 16 Watts 120-277 Volt Dimensions: Rated Life: 15 3/4" W x 4 7/8" H 50,000 Hours Incandescent Equivalent: 75 Watts (900 Lumens) Dimmable: YES 0-10V Light Color: CRI: 3000K 83 CRI Certifications: Warranty: UL 5 Year Limited This model is the Juno IC920LEDG3-3K-U, 5" IC-Rated New Construction 3000K LED recessed lights with a universal 120-277 volt 50/60 Hz driver. A fantastic alternative to incandescent 75 PAR30 lighting, Juno Lighting's IC-Rated 900 lumen LED recessed downlights are the ultra-efficient LED light fixtures that will offer you extra style and flair. Available in either 2700K, 3000K, 3500K or 4100K, the 5" Juno Generation 3 downlight will offer the "designer-look" that perfectly complements many of today's upscale residential interiors. These ultra-efficient recessed LED lights require only 16 watts of input power which delivers over 56 lumens per watt. Offered in new construction and remodel recessed can styles, they are approved for use in both insulated and non-insulated ceilings. They include push-in electrical connectors and all of the easy-installation features that Juno is famous for. Click here to see the complete Juno Lighting IC920LEDG3 LED 900 Lumen Downlight Specification Sheet.With a color temperature of 3000K (warm white) the Generation 3 LED array produces 900 lumens from just 16 watts. The LEDs are binned to exceed ENERGY STAR requirements, providing superior fixture-to-fixture color uniformity. This recessed downlight produces a 3000K LED CCT with 83 CRI (typical) at full lumen output and is rated for 50,000 hour life at which time the LEDs can be expected to produce 70% of their initial light output with no perceptible color change. The deep regression of the lens produces a low flare, efficient system that can produce over 900 lumens with select trims. A wide flood distribution is shipped as the standard optic, but, optional, field installable optic accessories are available (Sold separately). The dedicated, universal 120/277V LED driver meets ENERGY STAR dimming requirements (yes, even at 277 volt) and is compatible with most 0-10V wall box dimmers. The Juno IC920LEDG3-3K-U is NOT compatible with other dimming methods such as incandescent, magnetic low voltage, electronic low voltage (you must install the Juno dedicated 120 volt recessed cans for these dimming options), DALI or DMX. (Click here to see the complete Juno LED Downlight Dimmer Compatibility Sheet).These low-profile LED ceiling light fixtures easily fit within 2x6 ceiling joists, facilitating installation in shallow applications. They can be completely covered with insulation and the fully sealed housing seals infiltration and exfiltration of air, reducing heating and air cooling costs without the use of additional gaskets. The Juno IC920LEDG3-3K-U, 5" new construction housings are supplied with the Juno Real Nail 3® bar hanger system which permits quick housing placement anywhere within 24" on center joists or suspended ceilings. This hanger system also features captive bugle head nails that are easily removable for quick housing repositioning without changing the bar hanger or nail. For suspended ceilings, the integral T-bar notch can be used to secure the housing onto the ceiling grid - no accessory clips required. Once installed, your Juno LED recessed can light is compatible with a broad range of existing Juno 5" trims to match virtually any designed application. Click here to see the complete Juno Lighting 5" Recessed Downlighting Trim Kits.The Juno IC920LEDG3-3K-U (UPC 661209320865) is Certified to the high efficiency requirements of California T24-2008 with select trims UL listed for U.S. and Canada through-branch wiring Damp locations rated UL and cUL. Acuity - Juno Lighting 5" 900 Lumen LED Downlight 30K | 3000 | 83 | 900 | 56.25 | 50000 | 16 | 1 | 143.78 | 143.78 | 168.9471 | 2020Q3 | https://www.greenelectricalsupply.com/juno-ic920ledg3-3k-u-5-inch-new-construction-led-downlight-120-277V.aspx | Green Electrical Supply | 2020 | Yes
LED Lighting | Downlight | Manufacturer: Acuity - Juno Lighting | True |  |  |  |  | 6" Recessed 6" Recessed Home > Energy Star Qualified Products > 6" GEN4 LED 900L 120V 2700K Product Specifications - Quick Reference Lamp Wattage: Working Voltage: 11.5 Watts 120 Volt Dimensions: Rated Life: 15 3/4" x 13 1/2" x 5 1/8" 50,000 Hours Incandescent Equivalent: 75W BR30 Incandescent Dimmable: Yes - Down to 5% Light Color: CRI: 2700K Warm White 90 CRI Certifications: Warranty: Energy Star, RoHS, UL 5 Year Limited Juno Lighting Group by Acuity Brands, has an extensive line of recessed can fixtures for your residential and commercial lighting needs. This model is the Juno IC22LED G4 09LM 27K 90CRI 120 FRPC, 6" IC-Rated New Construction LED recessed can downlight. The Juno Lighting 6 inch LED recessed downlights are a fantastic alternative to incandescent 75 watt BR30 lighting. This model consumes around 11.5 watts while producing 900 lumens of light output. Juno Lighting's IC-Rated 900 Lumen LED recessed downlights are the ultra-efficient LED light fixtures that will offer you extra style and flair, while being great for the environment and your pocket. The Juno Generation 4 900 Lumen downlights are available in either 2700K, 3000K, 3500K, and 4000K offering the "designer-look" to perfectly complement any home decor theme. These downlights are manufactured to maximize energy efficiency by having Air-Loc sealed housings. This housing stops the infiltration and ex-filtration of air, reducing heating and cooling costs. They also contain no lead or mercury, making them RoHS compliant. This series is offered in new construction and remodel can styles and are approved for both insulated and non-insulated ceilings. Click here to see the complete Juno IC22LED G4 New Construction Specification Sheet. The Juno IC22LED G4 09LM 27K 90CRI 120 FRPC, a replacement of the IC292LEDG4-27K-1, has a 2700K warm white color temperature and has a minimum of 90 CRI that will beautifully show off the color scheme in any room. The LED array is attached to the thermally conductive inner housing to provide superior heat dissipation ensuring the LEDs rated life of 50,000 hours. This model features a 120V forward/reverse phase cut dimming driver that dims down to 5%. The dimming driver meets Energy Star dimming requirements and is compatible with most 0-10V wall box dimmers. Click here to see the complete Juno IC22LED G4 Dimmer Compatibility Sheet. Juno Lighting has made installation of the recessed cans fast and secure. The Air-Loc sealed aluminum housing is vertically adjustable to accommodate up to a 2" ceiling thickness. The UL and cUL listed junction box is prewired and equipped with quick connect electrical connectors. The mounting frame is expertly manufactured with 22-gauge die-formed galvanized steel and is fully assembled for ease of installation. Click here to see the complete Juno IC22LED G4 New Construction Installation Instructions. To complete the look of any room using Juno recessed cans, you can choose from Juno's vast selection of trims suited for any room and any application. Click here to explore trim options Juno Lighting 6" Recessed Downlighting Trim Kits. Acuity - Juno Lighting 6" GEN4 LED 900L 120V 2700K | 2700 | 90 | 900 | 78.2609 | 50000 | 11.5 | 1 | 98.18 | 98.18 | 115.3653 | 2020Q3 | https://www.greenelectricalsupply.com/juno-ic922ledg4-27k-1-6-inch-gen4-900-lumen-led-downlight-120v-2700k.aspx | Green Electrical Supply | 2020 | Yes
LED Lighting | Downlight | Manufacturer: Acuity - Juno Lighting | True |  |  |  |  | 6" Recessed 6" Recessed Home > Energy Star Qualified Products > 6" GEN4 LED 900L 120V 3500K Product Specifications - Quick Reference Lamp Wattage: Working Voltage: 11.5 Watts 120 Volt Dimensions: Rated Life: 15 3/4" x 13 1/2" x 5 1/8" 50,000 Hours Incandescent Equivalent: 75W BR30 Incandescent Dimmable: Yes - Down to 5% Light Color: CRI: 3500K Bright White 90 CRI Certifications: Warranty: Energy Star, RoHS, UL 5 Year Limited Juno Lighting Group by Acuity Brands, has an extensive line of recessed can fixtures for your residential and commercial lighting needs. This model is the Juno IC22LED G4 09LM 35K 90CRI 120 FRPC, 6" IC-Rated New Construction LED recessed can downlight. The Juno Lighting 6 inch LED recessed downlights are a fantastic alternative to incandescent 75 watt BR30 lighting. This model consumes around 11.5 watts while producing 900 lumens of light output. Juno Lighting's IC-Rated 900 Lumen LED recessed downlights are the ultra-efficient LED light fixtures that will offer you extra style and flair, while being great for the environment and your pocket. The Juno Generation 4 900 Lumen downlights are available in either 2700K, 3000K, 3500K, and 4000K offering the "designer-look" to perfectly complement any home decor theme. These downlights are manufactured to maximize energy efficiency by having Air-Loc sealed housings. This housing stops the infiltration and ex-filtration of air, reducing heating and cooling costs. They also contain no lead or mercury, making them RoHS compliant. This series is offered in new construction and remodel can styles and are approved for both insulated and non-insulated ceilings. Click here to see the complete Juno IC22LED G4 New Construction Specification Sheet. The Juno IC22LED G4 09LM 35K 90CRI 120 FRPC, a replacement of the IC292LEDG4-35K-1, has a 3500K bright white color temperature and has a minimum of 90 CRI that will beautifully show off the color scheme in any room. The LED array is attached to the thermally conductive inner housing to provide superior heat dissipation ensuring the LEDs rated life of 50,000 hours. This model features a 120V forward/reverse phase cut dimming driver that dims down to 5%. The dimming driver meets Energy Star dimming requirements and is compatible with most 0-10V wall box dimmers. Click here to see the complete Juno IC22LED G4 Dimmer Compatibility Sheet. Juno Lighting has made installation of the recessed cans fast and secure. The Air-Loc sealed aluminum housing is vertically adjustable to accommodate up to a 2" ceiling thickness. The UL and cUL listed junction box is prewired and equipped with quick connect electrical connectors. The mounting frame is expertly manufactured with 22-gauge die-formed galvanized steel and is fully assembled for ease of installation. Click here to see the complete Juno IC22LED G4 New Construction Installation Instructions. To complete the look of any room using Juno recessed cans, you can choose from Juno's vast selection of trims suited for any room and any application. Click here to explore trim options Juno Lighting 6" Recessed Downlighting Trim Kits. Acuity - Juno Lighting 6" GEN4 LED 900L 120V 3500K | 3500 | 90 | 900 | 78.2609 | 50000 | 11.5 | 1 | 98.18 | 98.18 | 115.3653 | 2020Q3 | https://www.greenelectricalsupply.com/juno-ic922ledg4-35k-1-6-inch-gen4-900-lumen-led-down-light-120v-3500k.aspx | Green Electrical Supply | 2020 | Yes
LED Lighting | Downlight | Manufacturer: Acuity - Juno Lighting | True |  |  |  |  | 6" Recessed 6" Recessed Home > Energy Star Qualified Products > 6" GEN4 LED 900L 120V 3000K Product Specifications - Quick Reference Lamp Wattage: Working Voltage: 11.5 Watts 120 Volt Dimensions: Rated Life: 15 3/4" x 13 1/2" x 5 1/8" 50,000 Hours Incandescent Equivalent: 75W BR30 Incandescent Dimmable: Yes - Down to 5% Light Color: CRI: 3000K Warm White 90 CRI Certifications: Warranty: Energy Star, RoHS, UL 5 Year Limited Juno Lighting Group by Acuity Brands, has an extensive line of recessed can fixtures for your residential and commercial lighting needs. This model is the Juno IC22LED G4 09LM 30K 90CRI 120 FRPC, 6" IC-Rated New Construction LED recessed can downlight. The Juno Lighting 6 inch LED recessed downlights are a fantastic alternative to incandescent 75 watt BR30 lighting. This model consumes around 11.5 watts while producing 900 lumens of light output. Juno Lighting's IC-Rated 900 Lumen LED recessed downlights are the ultra-efficient LED light fixtures that will offer you extra style and flair, while being great for the environment and your pocket. The Juno Generation 4 900 Lumen downlights are available in either 2700K, 3000K, 3500K, and 4000K offering the "designer-look" to perfectly complement any home decor theme. These downlights are manufactured to maximize energy efficiency by having Air-Loc sealed housings. This housing stops the infiltration and ex-filtration of air, reducing heating and cooling costs. They also contain no lead or mercury, making them RoHS compliant. This series is offered in new construction and remodel can styles and are approved for both insulated and non-insulated ceilings. Click here to see the complete Juno IC22LED G4 New Construction Specification Sheet. The Juno IC22LED G4 09LM 30K 90CRI 120 FRPC, a replacement of the IC292LEDG4-3K-1, has a 3000K warm white color temperature and has a minimum of 90 CRI that will beautifully show off the color scheme in any room. The LED array is attached to the thermally conductive inner housing to provide superior heat dissipation ensuring the LEDs rated life of 50,000 hours. This model features a 120V forward/reverse phase cut dimming driver that dims down to 5%. The dimming driver meets Energy Star dimming requirements and is compatible with most 0-10V wall box dimmers. Click here to see the complete Juno IC22LED G4 Dimmer Compatibility Sheet. Juno Lighting has made installation of the recessed cans fast and secure. The Air-Loc sealed aluminum housing is vertically adjustable to accommodate up to a 2" ceiling thickness. The UL and cUL listed junction box is prewired and equipped with quick connect electrical connectors. The mounting frame is expertly manufactured with 22-gauge die-formed galvanized steel and is fully assembled for ease of installation. Click here to see the complete Juno IC22LED G4 New Construction Installation Instructions. To complete the look of any room using Juno recessed cans, you can choose from Juno's vast selection of trims suited for any room and any application. Click here to explore trim options Juno Lighting 6" Recessed Downlighting Trim Kits. Acuity - Juno Lighting 6" GEN4 LED 900L 120V 3000K | 3000 | 90 | 900 | 78.2609 | 50000 | 11.5 | 1 | 98.18 | 98.18 | 115.3653 | 2020Q3 | https://www.greenelectricalsupply.com/juno-ic922ledg4-3k-1-6-inch-gen4-900-lumen-led-downlight-120v-3000k.aspx | Green Electrical Supply | 2020 | Yes
LED Lighting | Downlight | Manufacturer: Acuity - Juno Lighting | True |  |  |  |  | 6" Recessed 6" Recessed Home > Energy Star Qualified Products > 6" GEN4 LED 900 Lumen UNV 4100K Product Specifications - Quick Reference Lamp Wattage: Working Voltage: 16.7 Watts 120-277 Volt Dimensions: Rated Life: 15 3/4" W x 5 1/8" H 50,000 Hours Incandescent Equivalent: 75 Watts (900 Lumens) Dimmable: YES 0-10V Light Color: CRI: 4100K 83 CRI Certifications: Warranty: UL 5 Year Limited This model is the Juno IC922LEDG4-41K-U (Replacement for the Juno IC922LEDG3-41K-U, or IC22LED G4 09LM 40K 90CRI MVOLT ZT10), 6 inch IC-Rated New Construction 4100K LED recessed lights with a universal 120-277 volt 50/60 Hz driver. A fantastic alternative to incandescent 75 PAR30 lighting, Juno Lighting's IC-Rated 900 lumen LED recessed downlights are the ultra-efficient LED light fixtures that will offer you extra style and flair. Available in either 2700K, 3000K, 3500K or 4100K, the 6" Juno Generation 3 downlight will offer the "designer-look" that perfectly complements many of today's upscale residential interiors. These ultra-efficient recessed LED lights require only 16 watts of input power which delivers over 56 lumens per watt. Offered in new construction and remodel recessed can styles, they are approved for use in both insulated and non-insulated ceilings. They include push-in electrical connectors and all of the easy-installation features that Juno is famous for. Click here to see the complete Juno Lighting IC922LEDG4 LED 900 Lumen Downlight Specification Sheet. With a color temperature of 4100K (cool white) the Gen4 LED array produces 900 lumens from just 16.7 watts. The LEDs are binned to exceed ENERGY STAR requirements, providing superior fixture-to-fixture color uniformity. This recessed downlight produces a 4100K LED CCT with 83 CRI (typical) at full lumen output and is rated for 50,000 hour life at which time the LEDs can be expected to produce 70% of their initial light output with no perceptible color change. The deep regression of the lens produces a low flare, efficient system that can produce over 900 lumens with select trims. A wide flood distribution is shipped as the standard optic, but, optional, field installable optic accessories are available (Sold separately). The universal voltage 120-277V LED driver meets ENERGY STAR dimming requirements (yes, even at 277 volt) and is compatible with most 0-10V wall box dimmers. The Juno IC922LEDG4-41K-U is NOT compatible with other dimming methods such as incandescent, magnetic low voltage, electronic low voltage (you must install the Juno dedicated 120 volt recessed cans for these dimming options), DALI or DMX. (Click here to see the complete Juno LED Downlight Dimmer Compatibility Sheet).These low-profile LED ceiling light fixtures easily fit within 2x6 ceiling joists, facilitating installation in shallow applications. They can be completely covered with insulation and the fully sealed housing seals infiltration and exfiltration of air, reducing heating and air cooling costs without the use of additional gaskets. The Juno IC922LEDG4-41K-U, 6" new construction housings are supplied with the Juno Real Nail 3® bar hanger system which permits quick housing placement anywhere within 24" on center joists or suspended ceilings. This hanger system also features captive bugle head nails that are easily removable for quick housing repositioning without changing the bar hanger or nail. For suspended ceilings, the integral T-bar notch can be used to secure the housing onto the ceiling grid - no accessory clips required. Once installed, your Juno LED recessed can light is compatible with a broad range of existing Juno 6" trims to match virtually any designed application. Click here to see the complete Juno Lighting 6" Recessed Downlighting Trim Kits.The Juno IC922LEDG4-41K-U (UPC 661209388605) is Certified to the high efficiency requirements of California T24-2008 with select trims UL listed for U.S. and Canada through-branch wiring Damp locations rated, UL and cUL. Acuity - Juno Lighting 6" GEN4 LED 900 Lumen UNV 4100K | 4100 | 90 | 900 | 53.8922 | 50000 | 16.7 | 1 | 112.52 | 112.52 | 132.2153 | 2020Q3 | https://www.greenelectricalsupply.com/juno-ic922ledg4-41k-u-6-inch-gen4-900-lumen-led-downlight-120-277v-4100k.aspx | Green Electrical Supply | 2020 | Yes
LED Lighting | Downlight | Manufacturer: Acuity - Juno Lighting | True |  |  |  |  | 6" Recessed 6" Recessed Home > Energy Star Qualified Products > 6" GEN4 900L Remodel 120V 2700K Product Specifications - Quick Reference Lamp Wattage: Working Voltage: 11.5 Watts 120 Volt Dimensions: Rated Life: 14 1/2" x 7 1/4" x 5 1/8" 50,000 Hours Incandescent Equivalent: 75W BR30 Incandescent Dimmable: Yes Light Color: CRI: 2700K Warm White 90 CRI Certifications: Warranty: Energy Star, RoHS, UL 5 Year Limited Juno Lighting Group by Acuity Brands, has an extensive line of recessed can fixtures for your residential and commercial lighting needs. This model is the Juno IC22RLED G4 09LM 27K 90CRI 120 FRPC, 6" IC-Rated Remodel LED recessed can downlight. The Juno Lighting 6 inch LED recessed downlights are a fantastic alternative to incandescent 75 watt BR30 lighting. This model consumes 11.5 watts while producing 900 lumens of light output. Juno Lighting's IC-Rated 900 Lumen LED recessed downlights are the ultra-efficient LED light fixtures that will offer you extra style and flair, while being great for the environment and your pocket. The Juno Generation 4 900 Lumen downlights are available in either 2700K, 3000K, 3500K, and 4000K offering the "designer-look" to perfectly complement any home decor theme. These downlights are manufactured to maximize energy efficiency by having Air-Loc sealed housings. This housing stops the infiltration and ex-filtration of air, reducing heating and cooling costs. They also contain no lead or mercury, making them RoHS compliant. This series is offered in new construction and remodel can styles and are approved for both insulated and non-insulated ceilings. Click here to see the complete Juno IC22RLED G4 Remodel Specification Sheet. The Juno IC22RLED G4 09LM 27K 90CRI 120 FRPC, a replacement of the IC922RLEDG4-27K-U, has a 2700K warm white color temperature and has a minimum of 90 CRI that will beautifully show off the color scheme in any room. The LED array is attached to the thermally conductive inner housing to provide superior heat dissipation ensuring the LEDs rated life of 50,000 hours. This model features a forward/reverse phase cut dimming driver. The dimming driver meets Energy Star dimming requirements and is compatible with most 0-10V wall box dimmers. Click here to see the complete Juno IC22RLED G4 Dimmer Compatibility Sheet. Juno Lighting has made installation of the recessed cans fast and secure. The Air-Loc sealed aluminum housing is vertically adjustable to accommodate up to a 1-7/8" ceiling thickness. The UL and cUL listed junction box is prewired and equipped with quick connect electrical connectors. The mounting frame is expertly manufactured with 22-gauge die-formed galvanized steel and is fully assembled for ease of installation. Click here to see the complete Juno IC22RLED G4 Remodel Installation Instructions. To complete the look of any room using Juno recessed cans, you can choose from Juno's vast selection of trims suited for any room and any application. Click here to explore trim options Juno Lighting 6" Recessed Downlighting Trim Kits. Acuity - Juno Lighting 6" GEN4 900L Remodel 120V 2700K | 2700 | 90 | 900 | 78.2609 | 50000 | 11.5 | 1 | 98.97 | 98.97 | 116.2936 | 2020Q3 | https://www.greenelectricalsupply.com/juno-ic922rledg4-27k-1-6-inch-gen4-900-lumen-remodel-can-120v-2700k.aspx | Green Electrical Supply | 2020 | Yes
LED Lighting | Downlight | Manufacturer: Acuity - Juno Lighting | True |  |  |  |  | 6" Recessed 6" Recessed Home > Energy Star Qualified Products > 6" GEN4 900L Remodel 120V 3500K Product Specifications - Quick Reference Lamp Wattage: Working Voltage: 11.5 Watts 120 Volt Dimensions: Rated Life: 14 1/2" x 7 1/4" x 5 1/8" 50,000 Hours Incandescent Equivalent: 75W BR30 Incandescent Dimmable: Yes Light Color: CRI: 3500K Bright White 90 CRI Certifications: Warranty: Energy Star, RoHS, UL 5 Year Limited Juno Lighting Group by Acuity Brands, has an extensive line of recessed can fixtures for your residential and commercial lighting needs. This model is the Juno IC22RLED G4 09LM 35K 90CRI 120 FRPC, 6" IC-Rated Remodel LED recessed can downlight. The Juno Lighting 6 inch LED recessed downlights are a fantastic alternative to incandescent 75 watt BR30 lighting. This model consumes 11.5 watts while producing 900 lumens of light output. Juno Lighting's IC-Rated 900 Lumen LED recessed downlights are the ultra-efficient LED light fixtures that will offer you extra style and flair, while being great for the environment and your pocket. The Juno Generation 4 900 Lumen downlights are available in either 2700K, 3000K, 3500K, and 4000K offering the "designer-look" to perfectly complement any home decor theme. These downlights are manufactured to maximize energy efficiency by having Air-Loc sealed housings. This housing stops the infiltration and ex-filtration of air, reducing heating and cooling costs. They also contain no lead or mercury, making them RoHS compliant. This series is offered in new construction and remodel can styles and are approved for both insulated and non-insulated ceilings. Click here to see the complete Juno IC22RLED G4 Remodel Specification Sheet. The Juno IC22RLED G4 09LM 35K 90CRI 120 FRPC, a replacement of the IC922RLEDG4-35K-U, has a 3500K bright white color temperature and has a minimum of 90 CRI that will beautifully show off the color scheme in any room. The LED array is attached to the thermally conductive inner housing to provide superior heat dissipation ensuring the LEDs rated life of 50,000 hours. This model features a forward/reverse phase cut dimming driver. The dimming driver meets Energy Star dimming requirements and is compatible with most 0-10V wall box dimmers. Click here to see the complete Juno IC22RLED G4 Dimmer Compatibility Sheet. Juno Lighting has made installation of the recessed cans fast and secure. The Air-Loc sealed aluminum housing is vertically adjustable to accommodate up to a 1-7/8" ceiling thickness. The UL and cUL listed junction box is prewired and equipped with quick connect electrical connectors. The mounting frame is expertly manufactured with 22-gauge die-formed galvanized steel and is fully assembled for ease of installation. Click here to see the complete Juno IC22RLED G4 Remodel Installation Instructions. To complete the look of any room using Juno recessed cans, you can choose from Juno's vast selection of trims suited for any room and any application. Click here to explore trim options Juno Lighting 6" Recessed Downlighting Trim Kits. Acuity - Juno Lighting 6" GEN4 900L Remodel 120V 3500K | 3500 | 90 | 900 | 78.2609 | 50000 | 11.5 | 1 | 96.21 | 96.21 | 113.0505 | 2020Q3 | https://www.greenelectricalsupply.com/juno-ic922rledg4-35k-1-6-inch-gen4-900-lumen-remodel-downlight-120v-3500k.aspx | Green Electrical Supply | 2020 | Yes
LED Lighting | Downlight | Manufacturer: Acuity - Juno Lighting | True |  |  |  |  | 6" Recessed 6" Recessed Home > Energy Star Qualified Products > 6" GEN4 900L Remodel 120V 3000K Product Specifications - Quick Reference Lamp Wattage: Working Voltage: 11.5 Watts 120 Volt Dimensions: Rated Life: 14 1/2" x 7 1/4" x 5 1/8" 50,000 Hours Incandescent Equivalent: 75W BR30 Incandescent Dimmable: Yes Light Color: CRI: 3000K Warm White 90 CRI Certifications: Warranty: Energy Star, RoHS, UL 5 Year Limited Juno Lighting Group by Acuity Brands, has an extensive line of recessed can fixtures for your residential and commercial lighting needs. This model is the Juno IC22RLED G4 09LM 30K 90CRI 120 FRPC, 6" IC-Rated Remodel LED recessed can downlight. The Juno Lighting 6 inch LED recessed downlights are a fantastic alternative to incandescent 75 watt BR30 lighting. This model consumes 11.5 watts while producing 900 lumens of light output. Juno Lighting's IC-Rated 900 Lumen LED recessed downlights are the ultra-efficient LED light fixtures that will offer you extra style and flair, while being great for the environment and your pocket. The Juno Generation 4 900 Lumen downlights are available in either 2700K, 3000K, 3500K, and 4000K offering the "designer-look" to perfectly complement any home decor theme. These downlights are manufactured to maximize energy efficiency by having Air-Loc sealed housings. This housing stops the infiltration and ex-filtration of air, reducing heating and cooling costs. They also contain no lead or mercury, making them RoHS compliant. This series is offered in new construction and remodel can styles and are approved for both insulated and non-insulated ceilings. Click here to see the complete Juno IC22RLED G4 Remodel Specification Sheet. The Juno IC22RLED G4 09LM 30K 90CRI 120 FRPC, a replacement of the IC922RLEDG4-3K-U, has a 3000K warm white color temperature and has a minimum of 90 CRI that will beautifully show off the color scheme in any room. The LED array is attached to the thermally conductive inner housing to provide superior heat dissipation ensuring the LEDs rated life of 50,000 hours. This model features a forward/reverse phase cut dimming driver. The dimming driver meets Energy Star dimming requirements and is compatible with most 0-10V wall box dimmers. Click here to see the complete Juno IC22RLED G4 Dimmer Compatibility Sheet. Juno Lighting has made installation of the recessed cans fast and secure. The Air-Loc sealed aluminum housing is vertically adjustable to accommodate up to a 1-7/8" ceiling thickness. The UL and cUL listed junction box is prewired and equipped with quick connect electrical connectors. The mounting frame is expertly manufactured with 22-gauge die-formed galvanized steel and is fully assembled for ease of installation. Click here to see the complete Juno IC22RLED G4 Remodel Installation Instructions. To complete the look of any room using Juno recessed cans, you can choose from Juno's vast selection of trims suited for any room and any application. Click here to explore trim options Juno Lighting 6" Recessed Downlighting Trim Kits. Acuity - Juno Lighting 6" GEN4 900L Remodel 120V 3000K | 3000 | 90 | 900 | 78.2609 | 50000 | 11.5 | 1 | 98.97 | 98.97 | 116.2936 | 2020Q3 | https://www.greenelectricalsupply.com/juno-ic922rledg4-3k-1-6-inch-gen4-900-lumen-remodel-can-120v-3000k.aspx | Green Electrical Supply | 2020 | Yes
LED Lighting | Downlight | Manufacturer: Acuity - Juno Lighting | True |  |  |  |  | 8" Recessed 8" Recessed Home > LED Indoor Light Fixtures > LED Downlights and Trims > 8 Inch Retrofits > Round > 4000K Cool White > 8 Inch 27 Watt 2400 Lumen 120-277V LED Commercial Retrofit with Haze Reflector 4000K Product Specifications - Quick Reference Lamp Wattage: Working Voltage: 27 Watts 120-277 Volt Housing Dimensions: Rated Life: 10 5/16" Dia x 5 3/8" H 50,000 Hours Delivered Lumens: 2,400 Lumens Dimmable: YES: 0-10V Only Light Color: CRI: 4000K 80 CRI Certifications: Warranty: RoHS, cULus, ENERGY STAR 5 Year Limited Juno® Commercial LED Downlight Retrofit Trim assemblies are the ideal way to upgrade existing incandescent, CFL and HID commercial down light housings to high-performance LED. The all-in-one design features an advanced LED light engine mounted directly to the spun aluminum trim with a regressed diffusing lens in either white or haze finish. Installation is fast and simple with the unique quick disconnect feature from the junction box. The Juno JCLR Series provides an array of options to retrofit traditional incandescent, compact fluorescent and HID commercial recessed downlights. These trim assemblies are available in both small and large 6" and 8" modules for updating a range of varying fixture apertures currently in use today. They replace CFL lamps totaling 42W or greater, while producing as high as 2400 lumens at just 27.5W input. With Juno commercial LED down light retrofit trims, you can upgrade virtually any 6" and 8" non-IC commercial recessed rough-in section to the latest in energy-efficient LED technology. These ENERGY STAR Qualified 8" LED ( Light Emitting Diode ) Commercial High Hat Retrofit Down Light conversion kits are a perfect choice for use in your existing 8" recessed can applications. Juno's LED retrofit cans combine low up-front cost, minimal labor, best-in-class energy efficiency and architectural-quality light to deliver an exceptional value for all your retrofit projects. Click here to see the complete Juno LED 8 Inch Commercial Recessed Down Light Retrofit Specification Sheet. This Juno JCLR8L-24-840KU-HZ or JCLR8L 24LM 40K 80CRI MVOLT ZT HZWH, 4000 Kelvin (K) cool white LED light operates on your existing 120 through 277 volt circuit and consumes just 27.5 watts. These LED retrofit lights generate 2,400 delivered lumens (or 88 Lumens Per Watt) and has a Color Rendering Index (CRI) of 80. The Juno JCLR8L-24-840KU-HZ 8" LED downlight retrofit offers out-of-the-box dimming compatibility using 0-10 volt controls and is suitable for damp locations. These LED bulbs carry a 5 year limited warranty. Instant on at full brightness and mercury free - environmentally positive - generates no IR or UV - protects valuable objects - these 8 inch recessed downlight can retrofit LED fixtures are rated for 50,000 hours based on the L70 Standard. The white trim is constructed with a heavy gauge anodized aluminum and the reflector has a haze finish. This commercial grade LED retrofit trim module is supplied with optional retaining clips in case the existing frame does not have adequate springs to secure the reflector. This quality retrofit is supplied with an external driver, for easy retrofit and maintenance, and the power supply features integral thermal protection. The one-piece design is quick and easy to install into existing recessed frames. Click here to see the complete Juno LED 8 Inch Commercial Recessed Down Light Retrofit Installation Instructions or Check out the video below to see just how easily they install! Typical Applications Typical applications for the JCLR8L-24-840KU-HZ 27 watt 8" CFL, PL or Metal Halide LED down light retrofit kits include commercial atriums, soffits, living room, and general decorative indoor lighting in residential, office, retail, restaurant, school, hospital and hotel/motel locations. Acuity - Juno Lighting 8 Inch 27 Watt 2400 Lumen 120-277V LED Commercial Retrofit with Haze Reflector 4000K | 4000 | 80 | 2400 | 88.8889 | 50000 | 27 | 1 | 117.35 | 117.35 | 137.8908 | 2020Q3 | https://www.greenelectricalsupply.com/juno-jclr8l-24-840ku-hz-8-inch-led-down-light-retrofit-haze-4000k.aspx | Green Electrical Supply | 2020 | Yes
LED Lighting | Downlight | Manufacturer: Acuity - Juno Lighting | True |  |  |  |  | 4" Recessed 4" Recessed Home > Energy Star Qualified Products > 4" GEN4 Dimmable LED 120V 2700K Product Specifications - Quick Reference Lamp Wattage: Working Voltage: 8.6 Watts 120 Volt Dimensions: Rated Life: 12 1/4" x 6 3/4" x 6" 50,000 Hours Incandescent Equivalent: 65 Watt Incandescent Dimmable: Yes - Down to 10% Light Color: CRI: 2700K Warm White 90 CRI Certifications: Warranty: Energy Star, RoHS, UL 5 Year Limited Juno Lighting Group by Acuity Brands, has an extensive line of recessed can fixtures for your residential and commercial lighting needs. This model is the Juno IC1LED G4 06LM 27K 90CRI 120 FRPC, 4" IC-Rated New Construction LED recessed can downlight. The Juno Lighting 4" LED recessed downlights are a fantastic alternative to incandescent 65 watt lighting. This model consumes around 8.6 watts while producing 600 lumens of light output. Juno Lighting's IC-Rated 600 Lumen LED recessed downlights are the ultra-efficient LED light fixtures that will offer you extra style and flair, while being great for the environment and your pocket. The Juno Generation 4 600 Lumen downlights are available in either 2700K, 3000K, 3500K, and 4000K offering the "designer-look" to perfectly complement any home decor theme. These downlights are manufactured to maximize energy efficiency by having Air-Loc sealed housings. This housing stops the infiltration and ex-filtration of air, reducing heating and cooling costs. They also contain no lead or mercury, making them RoHS compliant. This series is offered in new construction and remodel can styles and are approved for both insulated and non-insulated ceilings. Click here to see the complete Juno IC1LED G4 New Construction Specification Sheet. The Juno IC1LED G4 06LM 27K 90CRI 120 FRPC, a replacement of the IC1LEDG4-27K-1, has a 2700K warm white color temperature and has a minimum of 90 CRI that will beautifully show off the color scheme in any room. The LED array is attached to the thermally conductive inner housing to provide superior heat dissipation ensuring the LEDs rated life of 50,000 hours. This model features a 120V forward/reverse phase cut dimming driver that dims down to 5%. The dimming driver meets Energy Star dimming requirements and is compatible with most 0-10V wall box dimmers. Click here to see the complete Juno IC1LED G4 Dimmer Compatibility Sheet. Juno Lighting has made installation of the recessed cans fast and secure. The Air-Loc sealed aluminum housing is vertically adjustable to accommodate up to a 1.5" ceiling thickness. The UL and cUL listed junction box is prewired and equipped with quick connect electrical connectors. The mounting frame is expertly manufactured with 22-gauge die-formed galvanized steel and is fully assembled for ease of installation. Click here to see the complete Juno IC1LED G4 New Construction Installation Instructions. To complete the look of any room using Juno recessed cans, you can choose from Juno's vast selection of trims suited for any room and any application. Click here to explore trim options Juno Lighting 4" Recessed Downlighting Trim Kits. Acuity - Juno Lighting 4" GEN4 Dimmable LED 120V 2700K | 2700 | 90 | 600 | 66.6667 | 50000 | 9 | 1 | 98.15 | 98.15 | 115.33 | 2020Q3 | https://www.greenelectricalsupply.com/juno-lighting-ic1ledg4-27k-1-4-inch-new-construction-led-recessed-can-2700k.aspx | Green Electrical Supply | 2020 | Yes
LED Lighting | Downlight | Manufacturer: Acuity - Juno Lighting | True |  |  |  |  | 4" Recessed 4" Recessed Home > Energy Star Qualified Products > 4" GEN4 Dim LED 120-277V 2700K Product Specifications - Quick Reference Lamp Wattage: Working Voltage: 9 Watts 120-277 Volt Dimensions: Rated Life: 12 1/4" x 6 3/4" x 6" 50,000 Hours Incandescent Equivalent: 65 Watt Incandescent Dimmable: Yes - Down to 10% Light Color: CRI: 2700K Warm White 90 CRI Certifications: Warranty: Energy Star, RoHS, UL 5 Year Limited Juno Lighting Group by Acuity Brands, has an extensive line of recessed can fixtures for your residential and commercial lighting needs. This model is the Juno IC1LED G4 06LM 27K 90CRI MVOLT ZT, 4" IC-Rated New Construction LED recessed can downlight. The Juno Lighting 4 inch LED recessed downlights are a fantastic alternative to incandescent 65 watt lighting. This model consumes around 9 watts while producing 600 lumens of light output. Juno Lighting's IC-Rated 600 Lumen LED recessed downlights are the ultra-efficient LED light fixtures that will offer you extra style and flair, while being great for the environment and your pocket. The Juno Generation 4 600 Lumen downlights are available in either 2700K, 3000K, 3500K, and 4000K offering the "designer-look" to perfectly complement any home decor theme. These downlights are manufactured to maximize energy efficiency by having Air-Loc sealed housings. This housing stops the infiltration and ex-filtration of air, reducing heating and cooling costs. They also contain no lead or mercury, making them RoHS compliant. This series is offered in new construction and remodel can styles and are approved for both insulated and non-insulated ceilings. Click here to see the complete Juno IC1LED G4 New Construction Specification Sheet. The Juno IC1LED G4 06LM 27K 90CRI MVOLT ZT, a replacement of the IC1LEDG4-27K-U, has a 2700K warm white color temperature and has a minimum of 90 CRI that will beautifully show off the color scheme in any room. The LED array is attached to the thermally conductive inner housing to provide superior heat dissipation ensuring the LEDs rated life of 50,000 hours. This model features a multi-volt 0-10V dimming driver that dims down to 10%. The dimming driver meets Energy Star dimming requirements and is compatible with most 0-10V wall box dimmers. Click here to see the complete Juno IC1LED G4 Dimmer Compatibility Sheet. Juno Lighting has made installation of the recessed cans fast and secure. The Air-Loc sealed aluminum housing is vertically adjustable to accommodate up to a 1.5" ceiling thickness. The UL and cUL listed junction box is prewired and equipped with quick connect electrical connectors. The mounting frame is expertly manufactured with 22-gauge die-formed galvanized steel and is fully assembled for ease of installation. Click here to see the complete Juno IC1LED G4 New Construction Installation Instructions. To complete the look of any room using Juno recessed cans, you can choose from Juno's vast selection of trims suited for any room and any application. Click here to explore trim options Juno Lighting 4" Recessed Downlighting Trim Kits. Acuity - Juno Lighting 4" GEN4 Dim LED 120-277V 2700K | 2700 | 90 | 600 | 66.6667 | 50000 | 9 | 1 | 114.76 | 114.76 | 134.8474 | 2020Q3 | https://www.greenelectricalsupply.com/juno-lighting-ic1ledg4-27k-u-4-inch-new-construction-led-recessed-can.aspx | Green Electrical Supply | 2020 | Yes
LED Lighting | Downlight | Manufacturer: Acuity - Juno Lighting | True |  |  |  |  | 4" Recessed 4" Recessed Home > Energy Star Qualified Products > 4" GEN4 Dimmable LED 120V 3500K Product Specifications - Quick Reference Lamp Wattage: Working Voltage: 8.6 Watts 120 Volt Dimensions: Rated Life: 12 1/4" x 6 3/4" x 6" 50,000 Hours Incandescent Equivalent: 65 Watt Incandescent Dimmable: Yes - Down to 10% Light Color: CRI: 3500K Bright White 90 CRI Certifications: Warranty: Energy Star, RoHS, UL 5 Year Limited Juno Lighting Group by Acuity Brands, has an extensive line of recessed can fixtures for your residential and commercial lighting needs. This model is the Juno IC1LED G4 06LM 35K 90CRI 120 FRPC, 4" IC-Rated New Construction LED recessed can downlight. The Juno Lighting 4" LED recessed downlights are a fantastic alternative to incandescent 65 watt lighting. This model consumes around 8.6 watts while producing 600 lumens of light output. Juno Lighting's IC-Rated 600 Lumen LED recessed downlights are the ultra-efficient LED light fixtures that will offer you extra style and flair, while being great for the environment and your pocket. The Juno Generation 4 600 Lumen downlights are available in either 2700K, 3000K, 3500K, and 4000K offering the "designer-look" to perfectly complement any home decor theme. These downlights are manufactured to maximize energy efficiency by having Air-Loc sealed housings. This housing stops the infiltration and ex-filtration of air, reducing heating and cooling costs. They also contain no lead or mercury, making them RoHS compliant. This series is offered in new construction and remodel can styles and are approved for both insulated and non-insulated ceilings. Click here to see the complete Juno IC1LED G4 New Construction Specification Sheet. The Juno IC1LED G4 06LM 35K 90CRI 120 FRPC, a replacement of the IC1LEDG4-35K-1, has a 3500K bright white color temperature and has a minimum of 90 CRI that will beautifully show off the color scheme in any room. The LED array is attached to the thermally conductive inner housing to provide superior heat dissipation ensuring the LEDs rated life of 50,000 hours. This model features a 120V forward/reverse phase cut dimming driver that dims down to 5%. The dimming driver meets Energy Star dimming requirements and is compatible with most 0-10V wall box dimmers. Click here to see the complete Juno IC1LED G4 Dimmer Compatibility Sheet. Juno Lighting has made installation of the recessed cans fast and secure. The Air-Loc sealed aluminum housing is vertically adjustable to accommodate up to a 1.5" ceiling thickness. The UL and cUL listed junction box is prewired and equipped with quick connect electrical connectors. The mounting frame is expertly manufactured with 22-gauge die-formed galvanized steel and is fully assembled for ease of installation. Click here to see the complete Juno IC1LED G4 New Construction Installation Instructions. To complete the look of any room using Juno recessed cans, you can choose from Juno's vast selection of trims suited for any room and any application. Click here to explore trim options Juno Lighting 4" Recessed Downlighting Trim Kits. Acuity - Juno Lighting 4" GEN4 Dimmable LED 120V 3500K | 3500 | 90 | 600 | 66.6667 | 50000 | 9 | 1 | 98.15 | 98.15 | 115.33 | 2020Q3 | https://www.greenelectricalsupply.com/juno-lighting-ic1ledg4-35k-1-4-inch-new-construction-led-recessed-can-3500k.aspx | Green Electrical Supply | 2020 | Yes
LED Lighting | Downlight | Manufacturer: Acuity - Juno Lighting | True |  |  |  |  | 4" Recessed 4" Recessed Home > Energy Star Qualified Products > 4" GEN4 Dim LED 120-277V 3500K Product Specifications - Quick Reference Lamp Wattage: Working Voltage: 9 Watts 120-277 Volt Dimensions: Rated Life: 12 1/4" x 6 3/4" x 6" 50,000 Hours Incandescent Equivalent: 65 Watt Incandescent Dimmable: Yes - Down to 10% Light Color: CRI: 3500K Bright White 90 CRI Certifications: Warranty: Energy Star, RoHS, UL 5 Year Limited Juno Lighting Group by Acuity Brands, has an extensive line of recessed can fixtures for your residential and commercial lighting needs. This model is the Juno IC1LED G4 06LM 35K 90CRI MVOLT ZT, 4" IC-Rated New Construction LED recessed can downlight. The Juno Lighting 4 inch LED recessed downlights are a fantastic alternative to incandescent 65 watt lighting. This model consumes around 9 watts while producing 600 lumens of light output. Juno Lighting's IC-Rated 600 Lumen LED recessed downlights are the ultra-efficient LED light fixtures that will offer you extra style and flair, while being great for the environment and your pocket. The Juno Generation 4 600 Lumen downlights are available in either 2700K, 3000K, 3500K, and 4000K offering the "designer-look" to perfectly complement any home decor theme. These downlights are manufactured to maximize energy efficiency by having Air-Loc sealed housings. This housing stops the infiltration and ex-filtration of air, reducing heating and cooling costs. They also contain no lead or mercury, making them RoHS compliant. This series is offered in new construction and remodel can styles and are approved for both insulated and non-insulated ceilings. Click here to see the complete Juno IC1LED G4 New Construction Specification Sheet. The Juno IC1LED G4 06LM 35K 90CRI MVOLT ZT, a replacement of the IC1LEDG4-35K-U, has a 3500K bright white color temperature and has a minimum of 90 CRI that will beautifully show off the color scheme in any room. The LED array is attached to the thermally conductive inner housing to provide superior heat dissipation ensuring the LEDs rated life of 50,000 hours. This model features a multi-volt 0-10V dimming driver that dims down to 10%. The dimming driver meets Energy Star dimming requirements and is compatible with most 0-10V wall box dimmers. Click here to see the complete Juno IC1LED G4 Dimmer Compatibility Sheet. Juno Lighting has made installation of the recessed cans fast and secure. The Air-Loc sealed aluminum housing is vertically adjustable to accommodate up to a 1.5" ceiling thickness. The UL and cUL listed junction box is prewired and equipped with quick connect electrical connectors. The mounting frame is expertly manufactured with 22-gauge die-formed galvanized steel and is fully assembled for ease of installation. Click here to see the complete Juno IC1LED G4 New Construction Installation Instructions. To complete the look of any room using Juno recessed cans, you can choose from Juno's vast selection of trims suited for any room and any application. Click here to explore trim options Juno Lighting 4" Recessed Downlighting Trim Kits. Acuity - Juno Lighting 4" GEN4 Dim LED 120-277V 3500K | 3500 | 90 | 600 | 66.6667 | 50000 | 9 | 1 | 80.33 | 80.33 | 94.3909 | 2020Q3 | https://www.greenelectricalsupply.com/juno-lighting-ic1ledg4-35k-u-4-inch-new-construction-led-recessed-can-3500k.aspx | Green Electrical Supply | 2020 | Yes
LED Lighting | Downlight | Manufacturer: Acuity - Juno Lighting | True |  |  |  |  | 4" Recessed 4" Recessed Home > Energy Star Qualified Products > 4" GEN4 Dimmable LED 120V 3000K Product Specifications - Quick Reference Lamp Wattage: Working Voltage: 8.6 Watts 120 Volt Dimensions: Rated Life: 12 1/4" x 6 3/4" x 6" 50,000 Hours Incandescent Equivalent: 65 Watt Incandescent Dimmable: Yes - Down to 10% Light Color: CRI: 3000K Warm White 90 CRI Certifications: Warranty: Energy Star, RoHS, UL 5 Year Limited Juno Lighting Group by Acuity Brands, has an extensive line of recessed can fixtures for your residential and commercial lighting needs. This model is the Juno IC1LED G4 06LM 30K 90CRI 120 FRPC, 4" IC-Rated New Construction LED recessed can downlight. The Juno Lighting 4" LED recessed downlights are a fantastic alternative to incandescent 65 watt lighting. This model consumes around 8.6 watts while producing 600 lumens of light output. Juno Lighting's IC-Rated 600 Lumen LED recessed downlights are the ultra-efficient LED light fixtures that will offer you extra style and flair, while being great for the environment and your pocket. The Juno Generation 4 600 Lumen downlights are available in either 2700K, 3000K, 3500K, and 4000K offering the "designer-look" to perfectly complement any home decor theme. These downlights are manufactured to maximize energy efficiency by having Air-Loc sealed housings. This housing stops the infiltration and ex-filtration of air, reducing heating and cooling costs. They also contain no lead or mercury, making them RoHS compliant. This series is offered in new construction and remodel can styles and are approved for both insulated and non-insulated ceilings. Click here to see the complete Juno IC1LED G4 New Construction Specification Sheet. The Juno IC1LED G4 06LM 30K 90CRI 120 FRPC, a replacement of the IC1LEDG4-3K-1, has a 3000K warm white color temperature and has a minimum of 90 CRI that will beautifully show off the color scheme in any room. The LED array is attached to the thermally conductive inner housing to provide superior heat dissipation ensuring the LEDs rated life of 50,000 hours. This model features a 120V forward/reverse phase cut dimming driver that dims down to 5%. The dimming driver meets Energy Star dimming requirements and is compatible with most 0-10V wall box dimmers. Click here to see the complete Juno IC1LED G4 Dimmer Compatibility Sheet. Juno Lighting has made installation of the recessed cans fast and secure. The Air-Loc sealed aluminum housing is vertically adjustable to accommodate up to a 1.5" ceiling thickness. The UL and cUL listed junction box is prewired and equipped with quick connect electrical connectors. The mounting frame is expertly manufactured with 22-gauge die-formed galvanized steel and is fully assembled for ease of installation. Click here to see the complete Juno IC1LED G4 New Construction Installation Instructions. To complete the look of any room using Juno recessed cans, you can choose from Juno's vast selection of trims suited for any room and any application. Click here to explore trim options Juno Lighting 4" Recessed Downlighting Trim Kits. Acuity - Juno Lighting 4" GEN4 Dimmable LED 120V 3000K | 3000 | 90 | 600 | 66.6667 | 50000 | 9 | 1 | 98.15 | 98.15 | 115.33 | 2020Q3 | https://www.greenelectricalsupply.com/juno-lighting-ic1ledg4-3k-1-4-inch-new-construction-led-recessed-can-3000k.aspx | Green Electrical Supply | 2020 | Yes
LED Lighting | Downlight | Manufacturer: Acuity - Juno Lighting | True |  |  |  |  | 4" Recessed 4" Recessed Home > Energy Star Qualified Products > 4" GEN4 Dimmable LED 120V 4100K Product Specifications - Quick Reference Lamp Wattage: Working Voltage: 9 Watts 120 Volt Dimensions: Rated Life: 12 1/4" x 6 3/4" 50,000 Hours Incandescent Equivalent: PAR20 (600 Lumens) Dimmable: YES Light Color: CRI: 4100K 90 CRI Certifications: Warranty: ENERGY STAR, UL 5 Year Limited This model is the Juno IC1LEDG4-41K-1 or IC1LED G4 06LM 40K 90CRI 120 FRPC (the G4 in the part number stands for Generation 4 - This GEN4 can replaces the GEN3 part number IC1LEDG3-41K-1). It is a 4" IC-Rated New Construction 4100K LED recessed light with a dedicated 120 volt 50/60 Hz driver. A fantastic alternative to incandescent lighting, Juno Lighting's IC-Rated 600 lumen LED recessed downlights are the ultra-efficient LED light fixtures that will offer you extra style and flair. Available in either 2700K, 3000K, 3500K or 4100K, the 4" Juno Generation 4 downlight will offer the "designer-look" that perfectly complements many of today's upscale residential interiors. These ultra-efficient recessed LED lights require only 9 watts of input power which delivers over 66 lumens per watt. Offered in new construction and remodel recessed can styles, they are approved for use in both insulated and non-insulated ceilings. They include push-in electrical connectors and all of the easy-installation features that Juno is famous for. Click here to see the Juno Lighting Generation 4 LED Downlight Product Brochure. This model is the Juno IC1LEDG4-41K-1, 4" IC-Rated New Construction LED recessed lights with a dedicated 120 volt 50/60 Hz driver. With a color temperature of 4100K (cool white) the Generation 4 LED array produces 600 lumens from just 9 watts. The LEDs are binned to exceed ENERGY STAR requirements, providing superior fixture-to-fixture color uniformity. This recessed downlight produces a 4100K LED CCT with 90 CRI (minimum) at full lumen output and is rated for 50,000 hour life at which time the LEDs can be expected to produce 70% of their initial light output with no perceptible color change. The lens conceals the LED light source, yielding an aesthetic similar to deeply regressed PAR20 lamps. Click here to see the complete Juno Lighting IC1LEDG4 LED Downlight Specification Sheet.The dedicated 120V LED driver meets ENERGY STAR dimming requirements and is compatible with incandescent, magnetic low voltage and electronic low voltage wall box dimmers. The Juno IC1LEDG4-41K-1 is NOT compatible with other dimming methods such as 0-10V (you must install the Juno universal 120/277V volt recessed cans for 0-10V dimming options), DALI or DMX. Click here to see the complete Juno LED Downlight Dimmer Compatibility Sheet).These low-profile LED ceiling light fixtures easily fit within 2x6 ceiling joists, facilitating installation in shallow applications. They can be completely covered with insulation and the fully sealed housing seals infiltration and exfiltration of air, reducing heating and air cooling costs without the use of additional gaskets. The Juno IC1LEDG4-41K-1, 4" new construction housings are supplied with the Juno Real Nail 3® bar hanger system which permits quick housing placement anywhere within 24" on center joists or suspended ceilings. This hanger system also features captive bugle head nails that are easily removable for quick housing repositioning without changing the bar hanger or nail. For suspended ceilings, the integral T-bar notch can be used to secure the housing onto the ceiling grid - no accessory clips required. Once installed, your Juno LED recessed can light is compatible with a broad range of existing Juno 4" trims to match virtually any designed application. Click here to see the complete Juno Lighting 4" Recessed Downlighting Trim Kits.The Juno IC1LEDG4-41K-1 (UPC 661209387493) is ENERGY STAR® Qualified to luminaires V1.1 requirements when used with select trims Certified to the high efficiency requirements of California T24-2008 with select trims UL listed for Canada through-branch wiring Damp locations rated UL and cUL. Acuity - Juno Lighting 4" GEN4 Dimmable LED 120V 4100K | 4100 | 90 | 600 | 66.6667 | 50000 | 9 | 1 | 88.78 | 88.78 | 104.3199 | 2020Q3 | https://www.greenelectricalsupply.com/juno-lighting-ic1ledg4-41k-1-4-inch-new-construction-led-recessed-can-4100k.aspx | Green Electrical Supply | 2020 | Yes
LED Lighting | Downlight | Manufacturer: Acuity - Juno Lighting | True |  |  |  |  | 4" Recessed 4" Recessed Home > LED Indoor Light Fixtures > LED Downlights and Trims > LED Recessed Cans > 4 Inch > 4 Inch 10 Watt WarmDim Gen4 New Construction Dimmable LED Downlight 3000K Warm White Product Specifications - Quick Reference Lamp Wattage: Working Voltage: 10 Watts 120 Volt Dimensions: Rated Life: 12 1/4" wide x 6" high 50,000 Hours Incandescent Equivalent: PAR20 (600 Lumens) Dimmable: YES Light Color: CRI: 3000K 90 CRI Certifications: Warranty: ENERGY STAR, UL 5 Year Limited Juno Generation 4 LED Recessed Downlights with the exclusive WarmDim feature brings atmosphere and romance to LED home lighting. Juno WarmDim downlights incorporate a proprietary, micro-processor controlled light engine that warms the LED color temperature while dimming to capture all the warmth and ambiance previously achieved only with incandescent dimming. From residential dining rooms to hospitality guest rooms, now you can match the mood to every occasion while still experiencing the operating efficiencies of LED lighting. Its a Juno first a Juno exclusive for recessed downlights. This model is the Juno IC1LWDG4-3K-1/IC1LED WD G4N 06LM 30K 90CRI 120 FRPC (the G4 in the part number stands for Generation 4 - This GEN4 can replaces the GEN3 part number IC1LWDG3-3K-1). It is a 4" IC-Rated New Construction LED recessed light with a dedicated 120 volt 50/60 Hz driver. Like all the recessed LED lights in the Juno Generation 4 family, the WarmDim version raises the bar for LED efficiency, producing over 600 lumens of high-quality light while using just 10 watts. They are offered in new construction and remodel recessed can styles and are approved for use in both insulated and non-insulated ceilings. They include push-in electrical connectors and all the easy-installation features you have come to expect from Juno. Click here to see the complete Juno Lighting IC1LWDG4 WarmDim LED Downlight Specification Sheet. Proprietary WarmDim technology features micro-processor controlled dimming that replicates the warmth of incandescent dimming. Generation 3 LED array produces 600 lumens from just 14 watts. LEDs are binned to exceed ENERGY STAR® requirements, providing superior fixture-to-fixture color uniformity. Offered in 3000K LED CCT with 90 CRI minimum throughout the dimming range. The LED light engine is integrated into a one piece, high-purity aluminum, thermally conductive housing that provides uninterrupted heat transfer. This efficient thermal management system assures that at the end of their 50,000-hour service life, the LEDs can be expected to produce 70% of their initial light output with no perceptible color change. The dedicated 120V LED driver supports WarmDim dimming using readily available incandescent, magnetic low-voltage, and electronic low-voltage wall box dimmers. They are NOT compatible with other dimming methods such as 0-10V, DALI or DMX. Click here to see the complete Juno Gen4 LED Downlight Dimmer Compatibility Sheet. These low-profile LED ceiling light fixtures easily fit within 2 x 6 ceiling joists, facilitating installation in shallow applications. New construction housings are supplied with the Juno Real Nail 3® bar hanger system. For suspended ceilings, the integral T-bar notch can be used to secure the housing onto the ceiling grid no accessory clips required.The reflector and high-transmission diffusing lens are computer optimized for each aperture size, producing an optic system that provides uniform light distribution and reduced glare. The lens conceals the LED light source, yielding an aesthetic similar to deeply regressed PAR lamps. The Juno WarmDim LED recessed housings are compatible with a broad selection of existing Juno 4" open and lensed trims. Click here to see the complete Juno Lighting 4" Recessed Downlighting Trim Kits.The Juno IC1LWDG4-3K-1/IC1LED WD G4N 06LM 30K 90CRI 120 FRPC (UPC 661209387592) is ENERGY STAR® Qualified to luminaires V1.1 requirements when used with select trims Certified to the high efficiency requirements of California T24-2008 with select trims UL listed for U.S. and Canada through-branch wiring Damp locations, rated UL and cUL. Acuity - Juno Lighting 4 Inch 10 Watt WarmDim Gen4 New Construction Dimmable LED Downlight 3000K Warm White | 3000 | 90 | 600 | 60 | 50000 | 10 | 1 | 139.69 | 139.69 | 164.1411 | 2020Q3 | https://www.greenelectricalsupply.com/juno-lighting-ic1lwdg4-3k-1-warmdim-new-construction-led-downlight-3000k.aspx | Green Electrical Supply | 2020 | Yes
LED Lighting | Downlight | Manufacturer: Acuity - Juno Lighting | True |  |  |  |  | 4" Recessed 4" Recessed Home > Energy Star Qualified Products > 4" GEN4 LED Remodel 120V 2700K Product Specifications - Quick Reference Lamp Wattage: Working Voltage: 8.6 Watts 120 Volt Dimensions: Rated Life: 14 1/8" x 7 3/8" x 4 3/8" 50,000 Hours Incandescent Equivalent: 65W Incandescent Dimmable: Yes Light Color: CRI: 2700K Warm White 90 CRI Certifications: Warranty: Energy Star, RoHS, UL 5 Year Limited Juno Lighting Group by Acuity Brands, has an extensive line of recessed can fixtures for your residential and commercial lighting needs. This model is the Juno IC1RLED G4 06LM 27K 90CRI 120 FRPC, 4" IC-Rated Remodel LED recessed can downlight. The Juno Lighting 4 inch LED recessed downlights are a fantastic alternative to incandescent 65 watt lighting. This model consumes around 9 watts while producing 600 lumens of light output. Juno Lighting's IC-Rated 600 Lumen LED recessed downlights are the ultra-efficient LED light fixtures that will offer you extra style and flair, while being great for the environment and your pocket. The Juno Generation 4 600 Lumen downlights are available in either 2700K, 3000K, 3500K, and 4000K offering the "designer-look" to perfectly complement any home decor theme. These downlights are manufactured to maximize energy efficiency by having Air-Loc sealed housings. This housing stops the infiltration and ex-filtration of air, reducing heating and cooling costs. They also contain no lead or mercury, making them RoHS compliant. This series is offered in new construction and remodel can styles and are approved for both insulated and non-insulated ceilings. Click here to see the complete Juno IC1RLED G4 Remodel Specification Sheet. The Juno IC1RLED G4 06LM 27K 90CRI 120 FRPC, a replacement of the IC1RLEDG4-27K-1, has a 2700K warm white color temperature and has a minimum of 90 CRI that will beautifully show off the color scheme in any room. The LED array is attached to the thermally conductive inner housing to provide superior heat dissipation ensuring the LEDs rated life of 50,000 hours. This model features a forward/reverse phase cut dimming driver (down to 5%). The dimming driver meets Energy Star dimming requirements and is compatible with most 0-10V wall box dimmers. Click here to see the complete Juno IC1RLED G4 Dimmer Compatibility Sheet. Juno Lighting has made installation of the recessed cans fast and secure. The Air-Loc sealed aluminum housing is vertically adjustable to accommodate up to a 1-1/2" ceiling thickness. The UL and cUL listed junction box is prewired and equipped with quick connect electrical connectors. The mounting frame is expertly manufactured with 22-gauge die-formed galvanized steel and is fully assembled for ease of installation. Click here to see the complete Juno IC1RLED G4 Remodel Installation Instructions. To complete the look of any room using Juno recessed cans, you can choose from Juno's vast selection of trims suited for any room and any application. Click here to explore trim options Juno Lighting 4" Recessed Downlighting Trim Kits. Acuity - Juno Lighting 4" GEN4 LED Remodel 120V 2700K | 2700 | 90 | 600 | 69.7674 | 50000 | 8.6 | 1 | 98.15 | 98.15 | 115.33 | 2020Q3 | https://www.greenelectricalsupply.com/juno-lighting-ic1rledg4-27k-1-120v-4-inch-remodel-led-recessed-can-2700k.aspx | Green Electrical Supply | 2020 | Yes
LED Lighting | Downlight | Manufacturer: Acuity - Juno Lighting | True |  |  |  |  | 4" Recessed 4" Recessed Home > Energy Star Qualified Products > 4" GEN4 LED Remodel 120V 3500K Product Specifications - Quick Reference Lamp Wattage: Working Voltage: 8.6 Watts 120 Volt Dimensions: Rated Life: 14 1/8" x 7 3/8" x 4 3/8" 50,000 Hours Incandescent Equivalent: 65W Incandescent Dimmable: Yes Light Color: CRI: 3500K Bright White 90 CRI Certifications: Warranty: Energy Star, RoHS, UL 5 Year Limited Juno Lighting Group by Acuity Brands, has an extensive line of recessed can fixtures for your residential and commercial lighting needs. This model is the Juno IC1RLED G4 06LM 35K 90CRI 120 FRPC, 4" IC-Rated Remodel LED recessed can downlight. The Juno Lighting 4 inch LED recessed downlights are a fantastic alternative to incandescent 65 watt lighting. This model consumes around 9 watts while producing 600 lumens of light output. Juno Lighting's IC-Rated 600 Lumen LED recessed downlights are the ultra-efficient LED light fixtures that will offer you extra style and flair, while being great for the environment and your pocket. The Juno Generation 4 600 Lumen downlights are available in either 2700K, 3000K, 3500K, and 4000K offering the "designer-look" to perfectly complement any home decor theme. These downlights are manufactured to maximize energy efficiency by having Air-Loc sealed housings. This housing stops the infiltration and ex-filtration of air, reducing heating and cooling costs. They also contain no lead or mercury, making them RoHS compliant. This series is offered in new construction and remodel can styles and are approved for both insulated and non-insulated ceilings. Click here to see the complete Juno IC1RLED G4 Remodel Specification Sheet. The Juno IC1RLED G4 06LM 35K 90CRI 120 FRPC, a replacement of the IC1RLEDG4-35K-1, has a 3500K bright white color temperature and has a minimum of 90 CRI that will beautifully show off the color scheme in any room. The LED array is attached to the thermally conductive inner housing to provide superior heat dissipation ensuring the LEDs rated life of 50,000 hours. This model features a forward/reverse phase cut dimming driver (down to 5%). The dimming driver meets Energy Star dimming requirements and is compatible with most 0-10V wall box dimmers. Click here to see the complete Juno IC1RLED G4 Dimmer Compatibility Sheet. Juno Lighting has made installation of the recessed cans fast and secure. The Air-Loc sealed aluminum housing is vertically adjustable to accommodate up to a 1-1/2" ceiling thickness. The UL and cUL listed junction box is prewired and equipped with quick connect electrical connectors. The mounting frame is expertly manufactured with 22-gauge die-formed galvanized steel and is fully assembled for ease of installation. Click here to see the complete Juno IC1RLED G4 Remodel Installation Instructions. To complete the look of any room using Juno recessed cans, you can choose from Juno's vast selection of trims suited for any room and any application. Click here to explore trim options Juno Lighting 4" Recessed Downlighting Trim Kits. Acuity - Juno Lighting 4" GEN4 LED Remodel 120V 3500K | 3500 | 90 | 600 | 69.7674 | 50000 | 8.6 | 1 | 98.15 | 98.15 | 115.33 | 2020Q3 | https://www.greenelectricalsupply.com/juno-lighting-ic1rledg4-35k-1-120v-4-inch-remodel-led-recessed-can-3500k.aspx | Green Electrical Supply | 2020 | Yes
LED Lighting | Downlight | Manufacturer: Acuity - Juno Lighting | True |  |  |  |  | 4" Recessed 4" Recessed Home > Energy Star Qualified Products > 4" GEN4 LED Remodel 120-277 35K Product Specifications - Quick Reference Lamp Wattage: Working Voltage: 9 Watts 120-277 Volt Dimensions: Rated Life: 14 1/8" x 7 3/8" x 4 3/8" 50,000 Hours Incandescent Equivalent: 65W Incandescent Dimmable: Yes (0-10V) Light Color: CRI: 3500K Bright White 90 CRI Certifications: Warranty: Energy Star, RoHS, UL 5 Year Limited Juno Lighting Group by Acuity Brands, has an extensive line of recessed can fixtures for your residential and commercial lighting needs. This model is the Juno IC1RLED G4 06LM 35K 90CRI MVOLT ZT, 4" IC-Rated Remodel LED recessed can downlight. The Juno Lighting 4 inch LED recessed downlights are a fantastic alternative to incandescent 65 watt lighting. This model consumes around 9 watts while producing 600 lumens of light output. Juno Lighting's IC-Rated 600 Lumen LED recessed downlights are the ultra-efficient LED light fixtures that will offer you extra style and flair, while being great for the environment and your pocket. The Juno Generation 4 600 Lumen downlights are available in either 2700K, 3000K, 3500K, and 4000K offering the "designer-look" to perfectly complement any home decor theme. These downlights are manufactured to maximize energy efficiency by having Air-Loc sealed housings. This housing stops the infiltration and ex-filtration of air, reducing heating and cooling costs. They also contain no lead or mercury, making them RoHS compliant. This series is offered in new construction and remodel can styles and are approved for both insulated and non-insulated ceilings. Click here to see the complete Juno IC1RLED G4 Remodel Specification Sheet. The Juno IC1RLED G4 06LM 35K 90CRI MVOLT ZT, a replacement of the IC1RLEDG4-35K-U, has a 3500K cool white color temperature and has a minimum of 90 CRI that will beautifully show off the color scheme in any room. The LED array is attached to the thermally conductive inner housing to provide superior heat dissipation ensuring the LEDs rated life of 50,000 hours. This model features a universal 0-10V dimming driver. The dimming driver meets Energy Star dimming requirements and is compatible with most 0-10V wall box dimmers. Click here to see the complete Juno IC1RLED G4 Dimmer Compatibility Sheet. Juno Lighting has made installation of the recessed cans fast and secure. The Air-Loc sealed aluminum housing is vertically adjustable to accommodate up to a 1-1/2" ceiling thickness. The UL and cUL listed junction box is prewired and equipped with quick connect electrical connectors. The mounting frame is expertly manufactured with 22-gauge die-formed galvanized steel and is fully assembled for ease of installation. Click here to see the complete Juno IC1RLED G4 Remodel Installation Instructions. To complete the look of any room using Juno recessed cans, you can choose from Juno's vast selection of trims suited for any room and any application. Click here to explore trim options Juno Lighting 4" Recessed Downlighting Trim Kits. Acuity - Juno Lighting 4" GEN4 LED Remodel 120-277 35K | 3500 | 90 | 600 | 66.6667 | 50000 | 9 | 1 | 80.33 | 80.33 | 94.3909 | 2020Q3 | https://www.greenelectricalsupply.com/juno-lighting-ic1rledg4-35k-u-4-inch-remodel-led-recessed-can-3500k.aspx | Green Electrical Supply | 2020 | Yes
LED Lighting | Downlight | Manufacturer: Acuity - Juno Lighting | True |  |  |  |  | 4" Recessed 4" Recessed Home > Energy Star Qualified Products > 4" GEN4 LED Remodel 120V 3000K Product Specifications - Quick Reference Lamp Wattage: Working Voltage: 8.6 Watts 120 Volt Dimensions: Rated Life: 14 1/8" x 7 3/8" x 4 3/8" 50,000 Hours Incandescent Equivalent: 65W Incandescent Dimmable: Yes Light Color: CRI: 3000K Warm White 90 CRI Certifications: Warranty: Energy Star, RoHS, UL 5 Year Limited Juno Lighting Group by Acuity Brands, has an extensive line of recessed can fixtures for your residential and commercial lighting needs. This model is the Juno IC1RLED G4 06LM 30K 90CRI 120 FRPC, 4" IC-Rated Remodel LED recessed can downlight. The Juno Lighting 4 inch LED recessed downlights are a fantastic alternative to incandescent 65 watt lighting. This model consumes around 9 watts while producing 600 lumens of light output. Juno Lighting's IC-Rated 600 Lumen LED recessed downlights are the ultra-efficient LED light fixtures that will offer you extra style and flair, while being great for the environment and your pocket. The Juno Generation 4 600 Lumen downlights are available in either 2700K, 3000K, 3500K, and 4000K offering the "designer-look" to perfectly complement any home decor theme. These downlights are manufactured to maximize energy efficiency by having Air-Loc sealed housings. This housing stops the infiltration and ex-filtration of air, reducing heating and cooling costs. They also contain no lead or mercury, making them RoHS compliant. This series is offered in new construction and remodel can styles and are approved for both insulated and non-insulated ceilings. Click here to see the complete Juno IC1RLED G4 Remodel Specification Sheet. The Juno IC1RLED G4 06LM 30K 90CRI 120 FRPC, a replacement of the IC1RLEDG4-3K-1, has a 3000K warm white color temperature and has a minimum of 90 CRI that will beautifully show off the color scheme in any room. The LED array is attached to the thermally conductive inner housing to provide superior heat dissipation ensuring the LEDs rated life of 50,000 hours. This model features a forward/reverse phase cut dimming driver (down to 5%). The dimming driver meets Energy Star dimming requirements and is compatible with most 0-10V wall box dimmers. Click here to see the complete Juno IC1RLED G4 Dimmer Compatibility Sheet. Juno Lighting has made installation of the recessed cans fast and secure. The Air-Loc sealed aluminum housing is vertically adjustable to accommodate up to a 1-1/2" ceiling thickness. The UL and cUL listed junction box is prewired and equipped with quick connect electrical connectors. The mounting frame is expertly manufactured with 22-gauge die-formed galvanized steel and is fully assembled for ease of installation. Click here to see the complete Juno IC1RLED G4 Remodel Installation Instructions. To complete the look of any room using Juno recessed cans, you can choose from Juno's vast selection of trims suited for any room and any application. Click here to explore trim options Juno Lighting 4" Recessed Downlighting Trim Kits. Acuity - Juno Lighting 4" GEN4 LED Remodel 120V 3000K | 3000 | 90 | 600 | 69.7674 | 50000 | 8.6 | 1 | 98.15 | 98.15 | 115.33 | 2020Q3 | https://www.greenelectricalsupply.com/juno-lighting-ic1rledg4-3k-1-120v-4-inch-remodel-led-recessed-can-3000k.aspx | Green Electrical Supply | 2020 | Yes
LED Lighting | Downlight | Manufacturer: Acuity - Juno Lighting | True |  |  |  |  | 5" Recessed 5" Recessed Home > Energy Star Qualified Products > 5" GEN4 Dimmable LED 120V 2700K Product Specifications - Quick Reference Lamp Wattage: Working Voltage: 11.7 Watts 120 Volt Dimensions: Rated Life: 15 3/4" W x 4 7/8" H 50,000 Hours Incandescent Equivalent: 65 Watts (600 Lumens) Dimmable: YES Light Color: CRI: 2700K 90 CRI Certifications: Warranty: ENERGY STAR, UL 5 Year Limited This model is the Juno IC20LEDG4-27K-1 or IC20LED G4 06LM 27K 90CRI 120 FRPC (the G4 in the part number stands for Generation 4 - This GEN4 can replaces the GEN3 part number IC20LEDG3-27K-1). It is a 5" IC-Rated New Construction 2700K LED recessed light with a dedicated 120 volt 50/60 Hz driver. A fantastic alternative to incandescent 65 BR30 lighting, Juno Lighting's IC-Rated 600 lumen LED recessed downlights are the ultra-efficient LED light fixtures that will offer you extra style and flair. Available in either 2700K, 3000K, 3500K or 4100K, the 5 inch Juno Generation 4 downlight will offer the "designer-look" that perfectly complements many of today's upscale residential interiors. These ultra-efficient recessed LED lights require only 11.7 watts of 120V input power which delivers over 51 lumens per watt. Offered in new construction and remodel recessed can styles, they are approved for use in both insulated and non-insulated ceilings. They include push-in electrical connectors and all of the easy-installation features that Juno is famous for. Click here to see the Juno Lighting Generation 4 LED Downlight Product Brochure. With a color temperature of 2700K (warm white) the Generation 4 LED array produces 600 lumens from just 11.7 watts. The LEDs are binned to exceed ENERGY STAR requirements, providing superior fixture-to-fixture color uniformity. This recessed downlight produces a 2700K LED CCT with 90 CRI (minimum) at full lumen output and is rated for 50,000 hour life at which time the LEDs can be expected to produce 70% of their initial light output with no perceptible color change. The deep regression of the lens produces a low flare, efficient system that can produce over 600 lumens with select trims. A wide flood distribution is shipped as the standard optic, but, optional, field installable optic accessories are available (Sold separately). Click here to see the complete Juno Lighting IC20LEDG4 LED Downlight Specification Sheet. The dedicated 120V LED driver meets ENERGY STAR dimming requirements and is compatible with dimming methods such as incandescent, magnetic low voltage and electronic low voltage wall box dimmers. The Juno IC20LEDG4-27K-1 is NOT compatible with other dimming methods such as 0-10V (you must install the Juno universal 120-277V volt recessed cans for these dimming options), DALI or DMX. (Click here to see the complete Juno LED Downlight Dimmer Compatibility Sheet).These low-profile LED ceiling light fixtures easily fit within 2x6 ceiling joists, facilitating installation in shallow applications. They can be completely covered with insulation and the fully sealed housing seals infiltration and exfiltration of air, reducing heating and air cooling costs without the use of additional gaskets. The Juno IC20LEDG4-27K-1, 5" new construction housings are supplied with the Juno Real Nail 3® bar hanger system which permits quick housing placement anywhere within 24" on center joists or suspended ceilings. This hanger system also features captive bugle head nails that are easily removable for quick housing repositioning without changing the bar hanger or nail. For suspended ceilings, the integral T-bar notch can be used to secure the housing onto the ceiling grid - no accessory clips required. Once installed, your Juno LED recessed can light is compatible with a broad range of existing Juno 5" trims to match virtually any designed application. Click here to see the complete Juno Lighting 5" Recessed Downlighting Trim Kits.The Juno IC20LEDG4-27K-1 (UPC 661209387808) is ENERGY STAR® Qualified to luminaires V1.1 requirements when used with select trims Certified to the high efficiency requirements of California T24-2008 with select trims UL listed for U.S. and Canada through-branch wiring Damp locations rated UL and cUL. Acuity - Juno Lighting 5" GEN4 Dimmable LED 120V 2700K | 2700 | 90 | 600 | 51.2821 | 50000 | 11.7 | 1 | 90.69 | 90.69 | 106.5643 | 2020Q3 | https://www.greenelectricalsupply.com/juno-lighting-ic20ledg4-27k-1-5-inch-new-construction-led-downlight-2700k.aspx | Green Electrical Supply | 2020 | Yes
LED Lighting | Downlight | Manufacturer: Acuity - Juno Lighting | True |  |  |  |  | 5" Recessed 5" Recessed Home > Energy Star Qualified Products > 5" GEN4 Dimmable LED 120V 3500K Product Specifications - Quick Reference Lamp Wattage: Working Voltage: 11.7 Watts 120 Volt Dimensions: Rated Life: 15 3/4" W x 4 7/8" H 50,000 Hours Incandescent Equivalent: 65 Watts (600 Lumens) Dimmable: YES Light Color: CRI: 3500K 90 CRI Certifications: Warranty: ENERGY STAR, UL 5 Year Limited This model is the Juno IC20LEDG4-35K-1 or IC20LED G4 06LM 35K 90CRI 120 FRPC (the G4 in the part number stands for Generation 4 - This GEN4 can replaces the GEN3 part number IC20LEDG3-35K-1). It is a 5" IC-Rated New Construction 3500K LED recessed light with a dedicated 120 volt 50/60 Hz driver. A fantastic alternative to incandescent 65 BR30 lighting, Juno Lighting's IC-Rated 600 lumen LED recessed downlights are the ultra-efficient LED light fixtures that will offer you extra style and flair. Available in either 2700K, 3000K, 3500K or 4100K, the 5" Juno Generation 4 downlight will offer the "designer-look" that perfectly complements many of today's upscale residential interiors. These ultra-efficient recessed LED lights require only 11.7 watts of 120V input power which delivers over 51 lumens per watt. Offered in new construction and remodel recessed can styles, they are approved for use in both insulated and non-insulated ceilings. They include push-in electrical connectors and all of the easy-installation features that Juno is famous for. Click here to see the Juno Lighting Generation 4 LED Downlight Product Brochure. With a color temperature of 3500K (bright white) the Generation 4 LED array produces 600 lumens from just 11.7 watts. The LEDs are binned to exceed ENERGY STAR requirements, providing superior fixture-to-fixture color uniformity. This recessed downlight produces a 3500K LED CCT with 90 CRI (minimum) at full lumen output and is rated for 50,000 hour life at which time the LEDs can be expected to produce 70% of their initial light output with no perceptible color change. The deep regression of the lens produces a low flare, efficient system that can produce over 600 lumens with select trims. A wide flood distribution is shipped as the standard optic, but, optional, field installable optic accessories are available (Sold separately). Click here to see the complete Juno Lighting IC20LEDG4 LED Downlight Specification Sheet. The dedicated 120V LED driver meets ENERGY STAR dimming requirements and is compatible with dimming methods such as incandescent, magnetic low voltage and electronic low voltage wall box dimmers. The Juno IC20LEDG4-35K-1 is NOT compatible with other dimming methods such as 0-10V (you must install the Juno universal 120-277V volt recessed cans for these dimming options), DALI or DMX. (Click here to see the complete Juno LED Downlight Dimmer Compatibility Sheet).These low-profile LED ceiling light fixtures easily fit within 2x6 ceiling joists, facilitating installation in shallow applications. They can be completely covered with insulation and the fully sealed housing seals infiltration and exfiltration of air, reducing heating and air cooling costs without the use of additional gaskets. The Juno IC20LEDG4-35K-1, 5" new construction housings are supplied with the Juno Real Nail 3® bar hanger system which permits quick housing placement anywhere within 24" on center joists or suspended ceilings. This hanger system also features captive bugle head nails that are easily removable for quick housing repositioning without changing the bar hanger or nail. For suspended ceilings, the integral T-bar notch can be used to secure the housing onto the ceiling grid - no accessory clips required. Once installed, your Juno LED recessed can light is compatible with a broad range of existing Juno 5" trims to match virtually any designed application. Click here to see the complete Juno Lighting 5" Recessed Downlighting Trim Kits.The Juno IC20LEDG4-35K-1 (UPC 661209387905) is ENERGY STAR® Qualified to luminaires V1.1 requirements when used with select trims Certified to the high efficiency requirements of California T24-2008 with select trims UL listed for U.S. and Canada through-branch wiring Damp locations rated UL and cUL. Acuity - Juno Lighting 5" GEN4 Dimmable LED 120V 3500K | 3500 | 90 | 600 | 51.2821 | 50000 | 11.7 | 1 | 90.69 | 90.69 | 106.5643 | 2020Q3 | https://www.greenelectricalsupply.com/juno-lighting-ic20ledg4-35k-1-5-inch-new-construction-led-downlight-3500k.aspx | Green Electrical Supply | 2020 | Yes
LED Lighting | Downlight | Manufacturer: Acuity - Juno Lighting | True |  |  |  |  | 5" Recessed 5" Recessed Home > Energy Star Qualified Products > 5" GEN4 Dimmable LED 120V 3000K Product Specifications - Quick Reference Lamp Wattage: Working Voltage: 11.7 Watts 120 Volt Dimensions: Rated Life: 15 3/4" W x 4 7/8" H 50,000 Hours Incandescent Equivalent: 65 Watts (600 Lumens) Dimmable: YES Light Color: CRI: 3000K 90 CRI Certifications: Warranty: ENERGY STAR, UL 5 Year Limited This model is the Juno IC20LEDG4-3K-1 or IC20LED G4 06LM 30K 90CRI 120 FRPC (the G4 in the part number stands for Generation 4 - This GEN4 can replaces the GEN3 part number IC20LEDG3-3K-1). It is a 5" IC-Rated New Construction 3000K LED recessed light with a dedicated 120 volt 50/60 Hz driver. A fantastic alternative to incandescent 65 BR30 lighting, Juno Lighting's IC-Rated 600 lumen LED recessed downlights are the ultra-efficient LED light fixtures that will offer you extra style and flair. Available in either 2700K, 3000K, 3500K or 4100K, the 5" Juno Generation 4 downlight will offer the "designer-look" that perfectly complements many of today's upscale residential interiors. These ultra-efficient recessed LED lights require only 11.7 watts of 120V input power which delivers over 51 lumens per watt. Offered in new construction and remodel recessed can styles, they are approved for use in both insulated and non-insulated ceilings. They include push-in electrical connectors and all of the easy-installation features that Juno is famous for. Click here to see the Juno Lighting Generation 4 LED Downlight Product Brochure. With a color temperature of 3000K (warm white) the Generation 4 LED array produces 600 lumens from just 11.7 watts. The LEDs are binned to exceed ENERGY STAR requirements, providing superior fixture-to-fixture color uniformity. This recessed downlight produces a 3000K LED CCT with 90 CRI (minimum) at full lumen output and is rated for 50,000 hour life at which time the LEDs can be expected to produce 70% of their initial light output with no perceptible color change. The deep regression of the lens produces a low flare, efficient system that can produce over 600 lumens with select trims. A wide flood distribution is shipped as the standard optic, but, optional, field installable optic accessories are available (Sold separately). Click here to see the complete Juno Lighting IC20LEDG4 LED Downlight Specification Sheet. The dedicated 120V LED driver meets ENERGY STAR dimming requirements and is compatible with dimming methods such as incandescent, magnetic low voltage and electronic low voltage wall box dimmers. The Juno IC20LEDG4-3K-1 is NOT compatible with other dimming methods such as 0-10V (you must install the Juno universal 120-277V volt recessed cans for these dimming options), DALI or DMX. (Click here to see the complete Juno LED Downlight Dimmer Compatibility Sheet).These low-profile LED ceiling light fixtures easily fit within 2x6 ceiling joists, facilitating installation in shallow applications. They can be completely covered with insulation and the fully sealed housing seals infiltration and exfiltration of air, reducing heating and air cooling costs without the use of additional gaskets. The Juno IC20LEDG4-3K-1, 5" new construction housings are supplied with the Juno Real Nail 3® bar hanger system which permits quick housing placement anywhere within 24" on center joists or suspended ceilings. This hanger system also features captive bugle head nails that are easily removable for quick housing repositioning without changing the bar hanger or nail. For suspended ceilings, the integral T-bar notch can be used to secure the housing onto the ceiling grid - no accessory clips required. Once installed, your Juno LED recessed can light is compatible with a broad range of existing Juno 5" trims to match virtually any designed application. Click here to see the complete Juno Lighting 5" Recessed Downlighting Trim Kits.The Juno IC20LEDG4-3K-1 (UPC 661209387943) is ENERGY STAR® Qualified to luminaires V1.1 requirements when used with select trims Certified to the high efficiency requirements of California T24-2008 with select trims UL listed for U.S. and Canada through-branch wiring Damp locations rated UL and cUL. Acuity - Juno Lighting 5" GEN4 Dimmable LED 120V 3000K | 3000 | 90 | 600 | 51.2821 | 50000 | 11.7 | 1 | 90.69 | 90.69 | 106.5643 | 2020Q3 | https://www.greenelectricalsupply.com/juno-lighting-ic20ledg4-3k-1-5-inch-new-construction-led-downlight-3000k.aspx | Green Electrical Supply | 2020 | Yes
LED Lighting | Downlight | Manufacturer: Acuity - Juno Lighting | True |  |  |  |  | 5" Recessed 5" Recessed Home > Energy Star Qualified Products > 5" GEN4 Dimmable LED 120V 4100K Product Specifications - Quick Reference Lamp Wattage: Working Voltage: 11.7 Watts 120 Volt Dimensions: Rated Life: 15 3/4" W x 4 7/8" H 50,000 Hours Incandescent Equivalent: 65 Watts (600 Lumens) Dimmable: YES Light Color: CRI: 4100K 90 CRI Certifications: Warranty: ENERGY STAR, UL 5 Year Limited This model is the Juno IC20LEDG4-41K-1 or IC20LED G4 06LM 40K 90CRI 120 FRPC (the G4 in the part number stands for Generation 4 - This GEN4 can replaces the GEN3 part number IC20LEDG3-41K-1). It is a 5" IC-Rated New Construction 4100K LED recessed light with a dedicated 120 volt 50/60 Hz driver. A fantastic alternative to incandescent 65 BR30 lighting, Juno Lighting's IC-Rated 600 lumen LED recessed downlights are the ultra-efficient LED light fixtures that will offer you extra style and flair. Available in either 2700K, 3000K, 3500K or 4100K, the 5" Juno Generation 4 downlight will offer the "designer-look" that perfectly complements many of today's upscale residential interiors. These ultra-efficient recessed LED lights require only 11.7 watts of 120V input power which delivers over 51 lumens per watt. Offered in new construction and remodel recessed can styles, they are approved for use in both insulated and non-insulated ceilings. They include push-in electrical connectors and all of the easy-installation features that Juno is famous for. Click here to see the Juno Lighting Generation 4 LED Downlight Product Brochure. With a color temperature of 4100K (cool white) the Generation 4 LED array produces 600 lumens from just 11.7 watts. The LEDs are binned to exceed ENERGY STAR requirements, providing superior fixture-to-fixture color uniformity. This recessed downlight produces a 4100K LED CCT with 90 CRI (minimum) at full lumen output and is rated for 50,000 hour life at which time the LEDs can be expected to produce 70% of their initial light output with no perceptible color change. The deep regression of the lens produces a low flare, efficient system that can produce over 600 lumens with select trims. A wide flood distribution is shipped as the standard optic, but, optional, field installable optic accessories are available (Sold separately). Juno Lighting IC20LEDG4 LED Downlight Specification Sheet. The dedicated 120V LED driver meets ENERGY STAR dimming requirements and is compatible with dimming methods such as incandescent, magnetic low voltage and electronic low voltage wall box dimmers. The Juno IC20LEDG4-41K-1 is NOT compatible with other dimming methods such as 0-10V (you must install the Juno universal 120-277V volt recessed cans for these dimming options), DALI or DMX. (Click here to see the complete Juno LED Downlight Dimmer Compatibility Sheet).These low-profile LED ceiling light fixtures easily fit within 2x6 ceiling joists, facilitating installation in shallow applications. They can be completely covered with insulation and the fully sealed housing seals infiltration and exfiltration of air, reducing heating and air cooling costs without the use of additional gaskets. The Juno IC20LEDG4-41K-1, 5" new construction housings are supplied with the Juno Real Nail 3® bar hanger system which permits quick housing placement anywhere within 24" on center joists or suspended ceilings. This hanger system also features captive bugle head nails that are easily removable for quick housing repositioning without changing the bar hanger or nail. For suspended ceilings, the integral T-bar notch can be used to secure the housing onto the ceiling grid - no accessory clips required. Once installed, your Juno LED recessed can light is compatible with a broad range of existing Juno 5" trims to match virtually any designed application. Click here to see the complete Juno Lighting 5" Recessed Downlighting Trim Kits.The Juno IC20LEDG4-41K-1 (UPC 661209387974) is ENERGY STAR® Qualified to luminaires V1.1 requirements when used with select trims Certified to the high efficiency requirements of California T24-2008 with select trims UL listed for U.S. and Canada through-branch wiring Damp locations rated UL and cUL. Acuity - Juno Lighting 5" GEN4 Dimmable LED 120V 4100K | 4100 | 90 | 600 | 51.2821 | 50000 | 11.7 | 1 | 88.06 | 88.06 | 103.4739 | 2020Q3 | https://www.greenelectricalsupply.com/juno-lighting-ic20ledg4-41k-1-5-inch-new-construction-led-downlight-4100k.aspx | Green Electrical Supply | 2020 | Yes
LED Lighting | Downlight | Manufacturer: Acuity - Juno Lighting | True |  |  |  |  | 5" Recessed 5" Recessed Home > Energy Star Qualified Products > 5" Dim LED Remodel Can 120V 30K Product Specifications - Quick Reference Lamp Wattage: Working Voltage: 10.5 Watts 120 Volt Dimensions: Rated Life: 13 1/2" x 4 7/8" 50,000 Hours Incandescent Equivalent: 65 Watts (600 Lumens) Dimmable: YES Light Color: CRI: 3000K 83 CRI Certifications: Warranty: ENERGY STAR, UL 5 Year Limited This model is the Juno IC20RLEDG3-3K-1, 5" IC-Rated Remodel 3000K LED recessed lights with a dedicated 120 volt 50/60 Hz driver. A fantastic alternative to incandescent 65 BR30 lighting, Juno Lighting's IC-Rated 600 lumen LED recessed downlights are the ultra-efficient LED light fixtures that will offer you extra style and flair. Available in either 2700K, 3000K, 3500K or 4100K, the 5" Juno Generation 3 downlight will offer the "designer-look" that perfectly complements many of today's upscale residential interiors. These ultra-efficient recessed LED lights require only 10.5 watts of input power which delivers over 57 lumens per watt. Offered in new construction and remodel recessed can styles, they are approved for use in both insulated and non-insulated ceilings. They include push-in electrical connectors and all of the easy-installation features that Juno is famous for. Click here to see the complete Juno Lighting IC20RLEDG3 LED 5" Remodel Downlight Specification Sheet.With a color temperature of 3000K (warm white) the Generation 3 LED array produces 600 lumens from just 10.5 watts. The LEDs are binned to exceed ENERGY STAR requirements, providing superior fixture-to-fixture color uniformity. This recessed downlight produces a 3000K LED CCT with 83 CRI (typical) at full lumen output and is rated for 50,000 hour life at which time the LEDs can be expected to produce 70% of their initial light output with no perceptible color change. The deep regression of the lens produces a low flare, efficient system that can produce over 600 lumens with select trims. A wide flood distribution is shipped as the standard optic, but, optional, field installable optic accessories are available (Sold separately). The dedicated 120V LED driver meets ENERGY STAR dimming requirements and is compatible with dimming methods such as incandescent, magnetic low voltage and electronic low voltage wall box dimmers. The Juno IC20RLEDG3-3K-1 is NOT compatible with other dimming methods such as 0-10V (you must install the Juno universal 120-277 volt recessed cans for this dimming option), DALI or DMX. (Click here to see the complete Juno LED Downlight Dimmer Compatibility Sheet).These low-profile LED ceiling light fixtures easily fit within 2x6 ceiling joists, facilitating installation in shallow applications. This IC (Insulation Contact) remodel housing is for remodel applications where the back side of the ceiling is not accessible. It installs through an opening in the ceiling from below and is secured in place by factory installed remodel springs. This LED remodel can is suitable for installations where the can is completely covered with insulation. The reflector and high-transmission diffusing lens are computer optimized for each aperture size, producing an optic system that provides uniform light distribution and reduced glare. The lens conceals the LED light source. Once installed, your Juno LED recessed can light is compatible with a broad range of existing Juno 5" trims to match virtually any designed application. Click here to see the complete Juno Lighting 5" Recessed Downlighting Trim Kits.The Juno IC20RLEDG3-3K-1 (UPC 661209320988) is ENERGY STAR® Qualified to luminaires V1.1 requirements when used with select trims Certified to the high efficiency requirements of California T24-2008 with select trims UL listed for U.S. and Canada Damp locations , UL and cUL. Acuity - Juno Lighting 5" Dim LED Remodel Can 120V 30K | 3000 | 83 | 600 | 57.1429 | 50000 | 10.5 | 1 | 105.88 | 105.88 | 124.4131 | 2020Q3 | https://www.greenelectricalsupply.com/juno-lighting-ic20rledg3-3k-1-120v-5-inch-remodel-led-downlight-3000k.aspx | Green Electrical Supply | 2020 | Yes
LED Lighting | Downlight | Manufacturer: Acuity - Juno Lighting | True |  |  |  |  | 5" Recessed 5" Recessed Home > Energy Star Qualified Products > 5" GEN4 LED Remodel 120V 2700K Product Specifications - Quick Reference Lamp Wattage: Working Voltage: 11.7 Watts 120 Volt Dimensions: Rated Life: 13 1/2" x 4 7/8" 50,000 Hours Incandescent Equivalent: 65 Watts (600 Lumens) Dimmable: YES Light Color: CRI: 2700K 90 CRI Certifications: Warranty: ENERGY STAR, UL 5 Year Limited This model is the Juno IC20RLEDG4-27K-1 or IC20RLED G4 06LM 27K 90CRI 120 FRPC (the G4 in the part number stands for Generation 4 - This GEN4 can replaces the GEN3 part number IC20RLEDG3-27K-1). It is a 5" IC-Rated Remodel 2700K LED recessed light with a dedicated 120 volt 50/60 Hz driver. A fantastic alternative to incandescent 65 BR30 lighting, Juno Lighting's IC-Rated 600 lumen LED recessed downlights are the ultra-efficient LED light fixtures that will offer you extra style and flair. Available in either 2700K, 3000K, 3500K or 4100K, the 5" Juno Generation 4 downlight will offer the "designer-look" that perfectly complements many of today's upscale residential interiors. These ultra-efficient recessed LED lights require only 11.7 watts of input power which delivers over 51 lumens per watt. Offered in new construction and remodel recessed can styles, they are approved for use in both insulated and non-insulated ceilings. They include push-in electrical connectors and all of the easy-installation features that Juno is famous for. Click here to see the Juno Lighting Generation 4 LED Downlight Product Brochure. With a color temperature of 2700K (warm white) the Generation 4 LED array produces 600 lumens from just 11.7 watts. The LEDs are binned to exceed ENERGY STAR requirements, providing superior fixture-to-fixture color uniformity. This recessed downlight produces a 2700K LED CCT with 90 CRI (minimum) at full lumen output and is rated for 50,000 hour life at which time the LEDs can be expected to produce 70% of their initial light output with no perceptible color change. The deep regression of the lens produces a low flare, efficient system that can produce over 600 lumens with select trims. A wide flood distribution is shipped as the standard optic, but, optional, field installable optic accessories are available (Sold separately). Click here to see the complete Juno Lighting IC20RLEDG4 LED 5" Remodel Downlight Specification Sheet. The dedicated 120V LED driver meets ENERGY STAR dimming requirements and is compatible with dimming methods such as incandescent, magnetic low voltage and electronic low voltage wall box dimmers. The Juno IC20RLEDG4-27K-1 is NOT compatible with other dimming methods such as 0-10V (you must install the Juno universal 120-277 volt recessed cans for this dimming option), DALI or DMX. (Click here to see the complete Juno LED Downlight Dimmer Compatibility Sheet).These low-profile LED ceiling light fixtures easily fit within 2x6 ceiling joists, facilitating installation in shallow applications. This IC (Insulation Contact) remodel housing is for remodel applications where the back side of the ceiling is not accessible. It installs through an opening in the ceiling from below and is secured in place by factory installed remodel springs. This LED remodel can is suitable for installations where the can is completely covered with insulation. The reflector and high-transmission diffusing lens are computer optimized for each aperture size, producing an optic system that provides uniform light distribution and reduced glare. The lens conceals the LED light source. Once installed, your Juno LED recessed can light is compatible with a broad range of existing Juno 5" trims to match virtually any designed application. Click here to see the complete Juno Lighting 5" Recessed Downlighting Trim Kits.The Juno IC20RLEDG427K-1 (UPC 661209388018) is ENERGY STAR® Qualified to luminaires V1.1 requirements when used with select trims Certified to the high efficiency requirements of California T24-2008 with select trims UL listed for U.S. and Canada Damp locations, UL and cUL. Acuity - Juno Lighting 5" GEN4 LED Remodel 120V 2700K | 2700 | 90 | 600 | 51.2821 | 50000 | 11.7 | 1 | 90.69 | 90.69 | 106.5643 | 2020Q3 | https://www.greenelectricalsupply.com/juno-lighting-ic20rledg4-27k-1-120v-5-inch-remodel-led-downlight-2700k.aspx | Green Electrical Supply | 2020 | Yes
LED Lighting | Downlight | Manufacturer: Acuity - Juno Lighting | True |  |  |  |  | 5" Recessed 5" Recessed Home > Energy Star Qualified Products > 5" GEN4 LED Remodel 120V 3000K Product Specifications - Quick Reference Lamp Wattage: Working Voltage: 11.7 Watts 120 Volt Dimensions: Rated Life: 13 1/2" x 4 7/8" 50,000 Hours Incandescent Equivalent: 65 Watts (600 Lumens) Dimmable: YES Light Color: CRI: 3000K 90 CRI Certifications: Warranty: ENERGY STAR, UL 5 Year Limited This model is the Juno IC20RLEDG4-3K-1 or IC20RLED G4 06LM 30K 90CRI 120 FRPC (the G4 in the part number stands for Generation 4 - This GEN4 can replaces the GEN3 part number IC20RLEDG3-3K-1). It is a 5" IC-Rated Remodel 3000K LED recessed light with a dedicated 120 volt 50/60 Hz driver. A fantastic alternative to incandescent 65 BR30 lighting, Juno Lighting's IC-Rated 600 lumen LED recessed downlights are the ultra-efficient LED light fixtures that will offer you extra style and flair. Available in either 2700K, 3000K, 3500K or 4100K, the 5" Juno Generation 4 downlight will offer the "designer-look" that perfectly complements many of today's upscale residential interiors. These ultra-efficient recessed LED lights require only 11.7 watts of input power which delivers over 51 lumens per watt. Offered in new construction and remodel recessed can styles, they are approved for use in both insulated and non-insulated ceilings. They include push-in electrical connectors and all of the easy-installation features that Juno is famous for. Click here to see the Juno Lighting Generation 4 LED Downlight Product Brochure. With a color temperature of 3000K (warm white) the Generation 4 LED array produces 600 lumens from just 11.7 watts. The LEDs are binned to exceed ENERGY STAR requirements, providing superior fixture-to-fixture color uniformity. This recessed downlight produces a 3000K LED CCT with 90 CRI (minimum) at full lumen output and is rated for 50,000 hour life at which time the LEDs can be expected to produce 70% of their initial light output with no perceptible color change. The deep regression of the lens produces a low flare, efficient system that can produce over 600 lumens with select trims. A wide flood distribution is shipped as the standard optic, but, optional, field installable optic accessories are available (Sold separately). Click here to see the complete Juno Lighting IC20RLEDG4 LED 5" Remodel Downlight Specification Sheet. The dedicated 120V LED driver meets ENERGY STAR dimming requirements and is compatible with dimming methods such as incandescent, magnetic low voltage and electronic low voltage wall box dimmers. The Juno IC20RLEDG4-3K-1 is NOT compatible with other dimming methods such as 0-10V (you must install the Juno universal 120-277 volt recessed cans for this dimming option), DALI or DMX. (Click here to see the complete Juno LED Downlight Dimmer Compatibility Sheet).These low-profile LED ceiling light fixtures easily fit within 2x6 ceiling joists, facilitating installation in shallow applications. This IC (Insulation Contact) remodel housing is for remodel applications where the back side of the ceiling is not accessible. It installs through an opening in the ceiling from below and is secured in place by factory installed remodel springs. This LED remodel can is suitable for installations where the can is completely covered with insulation. The reflector and high-transmission diffusing lens are computer optimized for each aperture size, producing an optic system that provides uniform light distribution and reduced glare. The lens conceals the LED light source. Once installed, your Juno LED recessed can light is compatible with a broad range of existing Juno 5" trims to match virtually any designed application. Click here to see the complete Juno Lighting 5" Recessed Downlighting Trim Kits.The Juno IC20RLEDG4-3K-1 (UPC 661209388063) is ENERGY STAR® Qualified to luminaires V1.1 requirements when used with select trims Certified to the high efficiency requirements of California T24-2008 with select trims UL listed for U.S. and Canada Damp locations ,UL and cUL. Acuity - Juno Lighting 5" GEN4 LED Remodel 120V 3000K | 3000 | 90 | 600 | 51.2821 | 50000 | 11.7 | 1 | 90.69 | 90.69 | 106.5643 | 2020Q3 | https://www.greenelectricalsupply.com/juno-lighting-ic20rledg4-3k-1-120v-5-inch-remodel-led-downlight-3000k-2.aspx | Green Electrical Supply | 2020 | Yes
LED Lighting | Downlight | Manufacturer: Acuity - Juno Lighting | True |  |  |  |  | 5" Recessed 5" Recessed Home > Energy Star Qualified Products > 5" GEN4 LED Remodel 120V 4100K Product Specifications - Quick Reference Lamp Wattage: Working Voltage: 11.7 Watts 120 Volt Dimensions: Rated Life: 13 1/2" x 4 7/8" 50,000 Hours Incandescent Equivalent: 65 Watts (600 Lumens) Dimmable: YES Light Color: CRI: 4100K 90 CRI Certifications: Warranty: ENERGY STAR, UL 5 Year Limited This model is the Juno IC20RLEDG4-41K-1 or IC20RLED G4 06LM 40K 90CRI 120 FRPC (the G4 in the part number stands for Generation 4 - This GEN4 can replaces the GEN3 part number IC20RLEDG3-41K-1). It is a 5" IC-Rated Remodel 4100K LED recessed light with a dedicated 120 volt 50/60 Hz driver. A fantastic alternative to incandescent 65 BR30 lighting, Juno Lighting's IC-Rated 600 lumen LED recessed downlights are the ultra-efficient LED light fixtures that will offer you extra style and flair. Available in either 2700K, 3000K, 3500K or 4100K, the 5" Juno Generation 4 downlight will offer the "designer-look" that perfectly complements many of today's upscale residential interiors. These ultra-efficient recessed LED lights require only 11.7 watts of input power which delivers over 51 lumens per watt. Offered in new construction and remodel recessed can styles, they are approved for use in both insulated and non-insulated ceilings. They include push-in electrical connectors and all of the easy-installation features that Juno is famous for. Click here to see the Juno Lighting Generation 4 LED Downlight Product Brochure. With a color temperature of 4100K (cool white) the Generation 4 LED array produces 600 lumens from just 11.7 watts. The LEDs are binned to exceed ENERGY STAR requirements, providing superior fixture-to-fixture color uniformity. This recessed downlight produces a 4100K LED CCT with 90 CRI (minimum) at full lumen output and is rated for 50,000 hour life at which time the LEDs can be expected to produce 70% of their initial light output with no perceptible color change. The deep regression of the lens produces a low flare, efficient system that can produce over 600 lumens with select trims. A wide flood distribution is shipped as the standard optic, but, optional, field installable optic accessories are available (Sold separately). Click here to see the complete Juno Lighting IC20RLEDG4 LED 5" Remodel Downlight Specification Sheet. The dedicated 120V LED driver meets ENERGY STAR dimming requirements and is compatible with dimming methods such as incandescent, magnetic low voltage and electronic low voltage wall box dimmers. The Juno IC20RLEDG4-41K-1 is NOT compatible with other dimming methods such as 0-10V (you must install the Juno universal 120-277 volt recessed cans for this dimming option), DALI or DMX. (Click here to see the complete Juno LED Downlight Dimmer Compatibility Sheet).These low-profile LED ceiling light fixtures easily fit within 2x6 ceiling joists, facilitating installation in shallow applications. This IC (Insulation Contact) remodel housing is for remodel applications where the back side of the ceiling is not accessible. It installs through an opening in the ceiling from below and is secured in place by factory installed remodel springs. This LED remodel can is suitable for installations where the can is completely covered with insulation. The reflector and high-transmission diffusing lens are computer optimized for each aperture size, producing an optic system that provides uniform light distribution and reduced glare. The lens conceals the LED light source. Once installed, your Juno LED recessed can light is compatible with a broad range of existing Juno 5" trims to match virtually any designed application. Click here to see the complete Juno Lighting 5" Recessed Downlighting Trim Kits.The Juno IC20RLEDG4-41K-1 (UPC 661209388100) is ENERGY STAR® Qualified to luminaires V1.1 requirements when used with select trims Certified to the high efficiency requirements of California T24-2008 with select trims UL listed for U.S. and Canada Damp locations, UL and cUL. Acuity - Juno Lighting 5" GEN4 LED Remodel 120V 4100K | 4100 | 90 | 600 | 51.2821 | 50000 | 11.7 | 1 | 88.06 | 88.06 | 103.4739 | 2020Q3 | https://www.greenelectricalsupply.com/juno-lighting-ic20rledg4-41k-1-120v-5-inch-remodel-led-downlight-4100k.aspx | Green Electrical Supply | 2020 | Yes
LED Lighting | Downlight | Manufacturer: Acuity - Juno Lighting | True |  |  |  |  | 6" Recessed 6" Recessed Home > Energy Star Qualified Products > 6" Dimmable LED Downlight 4100K Product Specifications - Quick Reference Lamp Wattage: Working Voltage: 12 Watts 120-277 Volt Dimensions: Rated Life: 15 3/4" x 5 1/8" 50,000 Hours Incandescent Equivalent: 65 Watts (600 Lumens) Dimmable: YES 0-10V Light Color: CRI: 4100K 83 CRI Certifications: Warranty: ENERGY STAR, UL 5 Year Limited This model is the Juno IC22LEDG3-41K-U (the G3 in the part number stands for Generation 3 - This GEN3 can has been replaced with the GEN4 part number IC22LEDG4-41K-U). It is a 6" IC-Rated New Construction 4100K LED recessed light with a universal 120-277 volt 50/60 Hz driver. A fantastic alternative to incandescent 65 BR30 lighting, Juno Lighting's IC-Rated 600 lumen LED recessed downlights are the ultra-efficient LED light fixtures that will offer you extra style and flair. Available in either 2700K, 3000K, 3500K or 4100K, the 6" Juno Generation 3 downlight will offer the "designer-look" that perfectly complements many of today's upscale residential interiors. These ultra-efficient recessed LED lights require only 12 watts of input power which delivers over 50 lumens per watt. Offered in new construction and remodel recessed can styles, they are approved for use in both insulated and non-insulated ceilings. They include push-in electrical connectors and all of the easy-installation features that Juno is famous for. Click here to see the complete Juno Lighting IC22LEDG3 LED Downlight Specification Sheet. With a color temperature of 4100K (cool white) the Generation 3 LED array produces 600 lumens from just 12 watts. The LEDs are binned to exceed ENERGY STAR requirements, providing superior fixture-to-fixture color uniformity. This recessed downlight produces a 4100K LED CCT with 83 CRI (typical) at full lumen output and is rated for 50,000 hour life at which time the LEDs can be expected to produce 70% of their initial light output with no perceptible color change. The deep regression of the lens produces a low flare, efficient system that can produce over 600 lumens with select trims. A wide flood distribution is shipped as the standard optic, but, optional, field installable optic accessories are available (Sold separately). The dedicated, universal 120/277V LED driver meets ENERGY STAR dimming requirements (yes, even at 277 volt) and is compatible with most 0-10V wall box dimmers. The Juno IC22LEDG3-41K-U is NOT compatible with other dimming methods such as incandescent, magnetic low voltage, electronic low voltage (you must install the Juno dedicated 120 volt recessed cans for these dimming options), DALI or DMX. (Click here to see the complete Juno LED Downlight Dimmer Compatibility Sheet).These low-profile LED ceiling light fixtures easily fit within 2x6 ceiling joists, facilitating installation in shallow applications. They can be completely covered with insulation and the fully sealed housing seals infiltration and exfiltration of air, reducing heating and air cooling costs without the use of additional gaskets. The Juno IC22LEDG3-41K-U, 6" new construction housings are supplied with the Juno Real Nail 3® bar hanger system which permits quick housing placement anywhere within 24" on center joists or suspended ceilings. This hanger system also features captive bugle head nails that are easily removable for quick housing repositioning without changing the bar hanger or nail. For suspended ceilings, the integral T-bar notch can be used to secure the housing onto the ceiling grid - no accessory clips required. Once installed, your Juno LED recessed can light is compatible with a broad range of existing Juno 6" trims to match virtually any designed application. Click here to see the complete Juno Lighting 6" Recessed Downlighting Trim Kits.The Juno IC22LEDG3-41K-U (UPC 661209320766) is ENERGY STAR® Qualified to luminaires V1.1 requirements when used with select trims Certified to the high efficiency requirements of California T24-2008 with select trims UL listed for U.S. and Canada through-branch wiring Damp locations rated, UL and cUL. Acuity - Juno Lighting 6" Dimmable LED Downlight 4100K | 4100 | 83 | 600 | 50 | 50000 | 12 | 1 | 99.88 | 99.88 | 117.3629 | 2020Q3 | https://www.greenelectricalsupply.com/juno-lighting-ic22ledg3-41k-u-6-inch-new-construction-led-downlight-4100k.aspx | Green Electrical Supply | 2020 | Yes
LED Lighting | Downlight | Manufacturer: Acuity - Juno Lighting | True |  |  |  |  | 6" Recessed 6" Recessed Home > Energy Star Qualified Products > 6" GEN4 Dimmable LED 120V 2700K Product Specifications - Quick Reference Lamp Wattage: Working Voltage: 8.6 Watts 120 Volt Dimensions: Rated Life: 15 3/4" x 13 1/2" x 5 1/8" 50,000 Hours Incandescent Equivalent: 65W BR30 Incandescent Dimmable: Yes - Down to 5% Light Color: CRI: 2700K Warm White 90 CRI Certifications: Warranty: Energy Star, RoHS, UL 5 Year Limited Juno Lighting Group by Acuity Brands, has an extensive line of recessed can fixtures for your residential and commercial lighting needs. This model is the Juno IC22LED G4 06LM 27K 90CRI MVOLT ZT, 6" IC-Rated New Construction LED recessed can downlight. The Juno Lighting 6 inch LED recessed downlights are a fantastic alternative to incandescent 65 watt BR30 lighting. This model consumes around 9 watts while producing 600 lumens of light output. Juno Lighting's IC-Rated 600 Lumen LED recessed downlights are the ultra-efficient LED light fixtures that will offer you extra style and flair, while being great for the environment and your pocket. The Juno Generation 4 600 Lumen downlights are available in either 2700K, 3000K, 3500K, and 4000K offering the "designer-look" to perfectly complement any home decor theme. These downlights are manufactured to maximize energy efficiency by having Air-Loc sealed housings. This housing stops the infiltration and ex-filtration of air, reducing heating and cooling costs. They also contain no lead or mercury, making them RoHS compliant. This series is offered in new construction and remodel can styles and are approved for both insulated and non-insulated ceilings. Click here to see the complete Juno IC22LED G4 New Construction Specification Sheet. The Juno IC22LED G4 06LM 27K 90CRI MVOLT ZT, a replacement of the IC22LEDG4-27K-U, has a 2700K warm white color temperature and has a minimum of 90 CRI that will beautifully show off the color scheme in any room. The LED array is attached to the thermally conductive inner housing to provide superior heat dissipation ensuring the LEDs rated life of 50,000 hours. This model features a multi-volt 0-10V dimming driver that dims down to 10%. The dimming driver meets Energy Star dimming requirements and is compatible with most 0-10V wall box dimmers. Click here to see the complete Juno IC22LED G4 Dimmer Compatibility Sheet. Juno Lighting has made installation of the recessed cans fast and secure. The Air-Loc sealed aluminum housing is vertically adjustable to accommodate up to a 2" ceiling thickness. The UL and cUL listed junction box is prewired and equipped with quick connect electrical connectors. The mounting frame is expertly manufactured with 22-gauge die-formed galvanized steel and is fully assembled for ease of installation. Click here to see the complete Juno IC22LED G4 New Construction Installation Instructions. To complete the look of any room using Juno recessed cans, you can choose from Juno's vast selection of trims suited for any room and any application. Click here to explore trim options Juno Lighting 6" Recessed Downlighting Trim Kits. Acuity - Juno Lighting 6" GEN4 Dimmable LED 120V 2700K | 2700 | 90 | 600 | 69.7674 | 50000 | 8.6 | 1 | 89.76 | 89.76 | 105.4715 | 2020Q3 | https://www.greenelectricalsupply.com/juno-lighting-ic22ledg4-27k-1-6-inch-new-construction-led-downlight-2700k.aspx | Green Electrical Supply | 2020 | Yes
LED Lighting | Downlight | Manufacturer: Acuity - Juno Lighting | True |  |  |  |  | 6" Recessed 6" Recessed Home > Energy Star Qualified Products > 6" GEN4 Dim LED 120-277V 2700K Product Specifications - Quick Reference Lamp Wattage: Working Voltage: 9 Watts 120-277 Volt Dimensions: Rated Life: 15 3/4" x 13 1/2" x 5 1/8" 50,000 Hours Incandescent Equivalent: 65W BR30 Incandescent Dimmable: Yes - Down to 10% Light Color: CRI: 2700K Warm White 90 CRI Certifications: Warranty: Energy Star, RoHS, UL 5 Year Limited Juno Lighting Group by Acuity Brands, has an extensive line of recessed can fixtures for your residential and commercial lighting needs. This model is the Juno IC22LED G4 06LM 27K 90CRI MVOLT ZT10, 6" IC-Rated New Construction LED recessed can downlight. The Juno Lighting 6 inch LED recessed downlights are a fantastic alternative to incandescent 65 watt BR30 lighting. This model consumes around 9 watts while producing 600 lumens of light output. Juno Lighting's IC-Rated 600 Lumen LED recessed downlights are the ultra-efficient LED light fixtures that will offer you extra style and flair, while being great for the environment and your pocket. The Juno Generation 4 600 Lumen downlights are available in either 2700K, 3000K, 3500K, and 4000K offering the "designer-look" to perfectly complement any home decor theme. These downlights are manufactured to maximize energy efficiency by having Air-Loc sealed housings. This housing stops the infiltration and ex-filtration of air, reducing heating and cooling costs. They also contain no lead or mercury, making them RoHS compliant. This series is offered in new construction and remodel can styles and are approved for both insulated and non-insulated ceilings. Click here to see the complete Juno IC22LED G4 New Construction Specification Sheet. The Juno IC22LED G4 06LM 27K 90CRI MVOLT ZT10, a replacement of the IC22LEDG4-27K-U, has a 2700K warm white color temperature and has a minimum of 90 CRI that will beautifully show off the color scheme in any room. The LED array is attached to the thermally conductive inner housing to provide superior heat dissipation ensuring the LEDs rated life of 50,000 hours. This model features a multi-volt 0-10V dimming driver that dims down to 10%. The dimming driver meets Energy Star dimming requirements and is compatible with most 0-10V wall box dimmers. Click here to see the complete Juno IC22LED G4 Dimmer Compatibility Sheet. Juno Lighting has made installation of the recessed cans fast and secure. The Air-Loc sealed aluminum housing is vertically adjustable to accommodate up to a 2" ceiling thickness. The UL and cUL listed junction box is prewired and equipped with quick connect electrical connectors. The mounting frame is expertly manufactured with 22-gauge die-formed galvanized steel and is fully assembled for ease of installation. Click here to see the complete Juno IC22LED G4 New Construction Installation Instructions. To complete the look of any room using Juno recessed cans, you can choose from Juno's vast selection of trims suited for any room and any application. Click here to explore trim options Juno Lighting 6" Recessed Downlighting Trim Kits. Acuity - Juno Lighting 6" GEN4 Dim LED 120-277V 2700K | 2700 | 90 | 600 | 66.6667 | 50000 | 9 | 1 | 104.36 | 104.36 | 122.627 | 2020Q3 | https://www.greenelectricalsupply.com/juno-lighting-ic22ledg4-27k-u-6-inch-new-construction-led-downlight-2700k.aspx | Green Electrical Supply | 2020 | Yes
LED Lighting | Downlight | Manufacturer: Acuity - Juno Lighting | True |  |  |  |  | 6" Recessed 6" Recessed Home > Energy Star Qualified Products > 6" GEN4 Dimmable LED 120V 3500K Product Specifications - Quick Reference Lamp Wattage: Working Voltage: 8.6 Watts 120 Volt Dimensions: Rated Life: 15 3/4" x 13 1/2" x 5 1/8" 50,000 Hours Incandescent Equivalent: 65W BR30 Incandescent Dimmable: Yes - Down to 5% Light Color: CRI: 3500K Bright White 90 CRI Certifications: Warranty: Energy Star, RoHS, UL 5 Year Limited Juno Lighting Group by Acuity Brands, has an extensive line of recessed can fixtures for your residential and commercial lighting needs. This model is the Juno IC22LED G4 06LM 35K 90CRI MVOLT ZT, 6" IC-Rated New Construction LED recessed can downlight. The Juno Lighting 6 inch LED recessed downlights are a fantastic alternative to incandescent 65 watt BR30 lighting. This model consumes around 9 watts while producing 600 lumens of light output. Juno Lighting's IC-Rated 600 Lumen LED recessed downlights are the ultra-efficient LED light fixtures that will offer you extra style and flair, while being great for the environment and your pocket. The Juno Generation 4 600 Lumen downlights are available in either 2700K, 3000K, 3500K, and 4000K offering the "designer-look" to perfectly complement any home decor theme. These downlights are manufactured to maximize energy efficiency by having Air-Loc sealed housings. This housing stops the infiltration and ex-filtration of air, reducing heating and cooling costs. They also contain no lead or mercury, making them RoHS compliant. This series is offered in new construction and remodel can styles and are approved for both insulated and non-insulated ceilings. Click here to see the complete Juno IC22LED G4 New Construction Specification Sheet. The Juno IC22LED G4 06LM 35K 90CRI MVOLT ZT, a replacement of the IC22LEDG4-35K-U, has a 3500K bright white color temperature and has a minimum of 90 CRI that will beautifully show off the color scheme in any room. The LED array is attached to the thermally conductive inner housing to provide superior heat dissipation ensuring the LEDs rated life of 50,000 hours. This model features a multi-volt 0-10V dimming driver that dims down to 10%. The dimming driver meets Energy Star dimming requirements and is compatible with most 0-10V wall box dimmers. Click here to see the complete Juno IC22LED G4 Dimmer Compatibility Sheet. Juno Lighting has made installation of the recessed cans fast and secure. The Air-Loc sealed aluminum housing is vertically adjustable to accommodate up to a 2" ceiling thickness. The UL and cUL listed junction box is prewired and equipped with quick connect electrical connectors. The mounting frame is expertly manufactured with 22-gauge die-formed galvanized steel and is fully assembled for ease of installation. Click here to see the complete Juno IC22LED G4 New Construction Installation Instructions. To complete the look of any room using Juno recessed cans, you can choose from Juno's vast selection of trims suited for any room and any application. Click here to explore trim options Juno Lighting 6" Recessed Downlighting Trim Kits. Acuity - Juno Lighting 6" GEN4 Dimmable LED 120V 3500K | 3500 | 90 | 600 | 69.7674 | 50000 | 8.6 | 1 | 89.76 | 89.76 | 105.4715 | 2020Q3 | https://www.greenelectricalsupply.com/juno-lighting-ic22ledg4-35k-1-6-inch-new-construction-led-downlight-3500k.aspx | Green Electrical Supply | 2020 | Yes
LED Lighting | Downlight | Manufacturer: Acuity - Juno Lighting | True |  |  |  |  | 6" Recessed 6" Recessed Home > Energy Star Qualified Products > 6" GEN4 Dim LED 120-277V 3500K Product Specifications - Quick Reference Lamp Wattage: Working Voltage: 9 Watts 120-277 Volt Dimensions: Rated Life: 15 3/4" x 13 1/2" x 5 1/8" 50,000 Hours Incandescent Equivalent: 65W BR30 Incandescent Dimmable: Yes - Down to 10% Light Color: CRI: 3500K Bright White 90 CRI Certifications: Warranty: Energy Star, RoHS, UL 5 Year Limited Juno Lighting Group by Acuity Brands, has an extensive line of recessed can fixtures for your residential and commercial lighting needs. This model is the Juno IC22LED G4 06LM 35K 90CRI MVOLT ZT10, 6" IC-Rated New Construction LED recessed can downlight. The Juno Lighting 6 inch LED recessed downlights are a fantastic alternative to incandescent 65 watt BR30 lighting. This model consumes around 9 watts while producing 600 lumens of light output. Juno Lighting's IC-Rated 600 Lumen LED recessed downlights are the ultra-efficient LED light fixtures that will offer you extra style and flair, while being great for the environment and your pocket. The Juno Generation 4 600 Lumen downlights are available in either 2700K, 3000K, 3500K, and 4000K offering the "designer-look" to perfectly complement any home decor theme. These downlights are manufactured to maximize energy efficiency by having Air-Loc sealed housings. This housing stops the infiltration and ex-filtration of air, reducing heating and cooling costs. They also contain no lead or mercury, making them RoHS compliant. This series is offered in new construction and remodel can styles and are approved for both insulated and non-insulated ceilings. Click here to see the complete Juno IC22LED G4 New Construction Specification Sheet. The Juno IC22LED G4 06LM 35K 90CRI MVOLT ZT10, a replacement of the IC22LEDG4-35K-U, has a 3500K bright white color temperature and has a minimum of 90 CRI that will beautifully show off the color scheme in any room. The LED array is attached to the thermally conductive inner housing to provide superior heat dissipation ensuring the LEDs rated life of 50,000 hours. This model features a multi-volt 0-10V dimming driver that dims down to 10%. The dimming driver meets Energy Star dimming requirements and is compatible with most 0-10V wall box dimmers. Click here to see the complete Juno IC22LED G4 Dimmer Compatibility Sheet. Juno Lighting has made installation of the recessed cans fast and secure. The Air-Loc sealed aluminum housing is vertically adjustable to accommodate up to a 2" ceiling thickness. The UL and cUL listed junction box is prewired and equipped with quick connect electrical connectors. The mounting frame is expertly manufactured with 22-gauge die-formed galvanized steel and is fully assembled for ease of installation. Click here to see the complete Juno IC22LED G4 New Construction Installation Instructions. To complete the look of any room using Juno recessed cans, you can choose from Juno's vast selection of trims suited for any room and any application. Click here to explore trim options Juno Lighting 6" Recessed Downlighting Trim Kits. Acuity - Juno Lighting 6" GEN4 Dim LED 120-277V 3500K | 3500 | 90 | 600 | 66.6667 | 50000 | 9 | 1 | 106.38 | 106.38 | 125.0006 | 2020Q3 | https://www.greenelectricalsupply.com/juno-lighting-ic22ledg4-35k-u-6-inch-new-construction-led-downlight-3500k.aspx | Green Electrical Supply | 2020 | Yes
LED Lighting | Downlight | Manufacturer: Acuity - Juno Lighting | True |  |  |  |  | 6" Recessed 6" Recessed Home > Energy Star Qualified Products > 6" GEN4 Dimmable LED 120V 3000K Product Specifications - Quick Reference Lamp Wattage: Working Voltage: 8.6 Watts 120 Volt Dimensions: Rated Life: 15 3/4" x 13 1/2" x 5 1/8" 50,000 Hours Incandescent Equivalent: 65W BR30 Incandescent Dimmable: Yes - Down to 5% Light Color: CRI: 3000K Warm White 90 CRI Certifications: Warranty: Energy Star, RoHS, UL 5 Year Limited Juno Lighting Group by Acuity Brands, has an extensive line of recessed can fixtures for your residential and commercial lighting needs. This model is the Juno IC22LED G4 06LM 30K 90CRI MVOLT ZT, 6" IC-Rated New Construction LED recessed can downlight. The Juno Lighting 6 inch LED recessed downlights are a fantastic alternative to incandescent 65 watt BR30 lighting. This model consumes around 9 watts while producing 600 lumens of light output. Juno Lighting's IC-Rated 600 Lumen LED recessed downlights are the ultra-efficient LED light fixtures that will offer you extra style and flair, while being great for the environment and your pocket. The Juno Generation 4 600 Lumen downlights are available in either 2700K, 3000K, 3500K, and 4000K offering the "designer-look" to perfectly complement any home decor theme. These downlights are manufactured to maximize energy efficiency by having Air-Loc sealed housings. This housing stops the infiltration and ex-filtration of air, reducing heating and cooling costs. They also contain no lead or mercury, making them RoHS compliant. This series is offered in new construction and remodel can styles and are approved for both insulated and non-insulated ceilings. Click here to see the complete Juno IC22LED G4 New Construction Specification Sheet. The Juno IC22LED G4 06LM 30K 90CRI MVOLT ZT, a replacement of the IC22LEDG4-3K-U, has a 3000K warm white color temperature and has a minimum of 90 CRI that will beautifully show off the color scheme in any room. The LED array is attached to the thermally conductive inner housing to provide superior heat dissipation ensuring the LEDs rated life of 50,000 hours. This model features a multi-volt 0-10V dimming driver that dims down to 10%. The dimming driver meets Energy Star dimming requirements and is compatible with most 0-10V wall box dimmers. Click here to see the complete Juno IC22LED G4 Dimmer Compatibility Sheet. Juno Lighting has made installation of the recessed cans fast and secure. The Air-Loc sealed aluminum housing is vertically adjustable to accommodate up to a 2" ceiling thickness. The UL and cUL listed junction box is prewired and equipped with quick connect electrical connectors. The mounting frame is expertly manufactured with 22-gauge die-formed galvanized steel and is fully assembled for ease of installation. Click here to see the complete Juno IC22LED G4 New Construction Installation Instructions. To complete the look of any room using Juno recessed cans, you can choose from Juno's vast selection of trims suited for any room and any application. Click here to explore trim options Juno Lighting 6" Recessed Downlighting Trim Kits. Acuity - Juno Lighting 6" GEN4 Dimmable LED 120V 3000K | 3000 | 90 | 600 | 69.7674 | 50000 | 8.6 | 1 | 89.76 | 89.76 | 105.4715 | 2020Q3 | https://www.greenelectricalsupply.com/juno-lighting-ic22ledg4-3k-1-6-inch-new-construction-led-downlight-3000k.aspx | Green Electrical Supply | 2020 | Yes
LED Lighting | Downlight | Manufacturer: Acuity - Juno Lighting | True |  |  |  |  | 6" Recessed 6" Recessed Home > Energy Star Qualified Products > 6" GEN4 Dim LED 120-277V 3000K Product Specifications - Quick Reference Lamp Wattage: Working Voltage: 9 Watts 120-277 Volt Dimensions: Rated Life: 15 3/4" x 13 1/2" x 5 1/8" 50,000 Hours Incandescent Equivalent: 65W BR30 Incandescent Dimmable: Yes - Down to 10% Light Color: CRI: 3000K Warm White 90 CRI Certifications: Warranty: Energy Star, RoHS, UL 5 Year Limited Juno Lighting Group by Acuity Brands, has an extensive line of recessed can fixtures for your residential and commercial lighting needs. This model is the Juno IC22LED G4 06LM 30K 90CRI MVOLT ZT10, 6" IC-Rated New Construction LED recessed can downlight. The Juno Lighting 6 inch LED recessed downlights are a fantastic alternative to incandescent 65 watt BR30 lighting. This model consumes around 9 watts while producing 600 lumens of light output. Juno Lighting's IC-Rated 600 Lumen LED recessed downlights are the ultra-efficient LED light fixtures that will offer you extra style and flair, while being great for the environment and your pocket. The Juno Generation 4 600 Lumen downlights are available in either 2700K, 3000K, 3500K, and 4000K offering the "designer-look" to perfectly complement any home decor theme. These downlights are manufactured to maximize energy efficiency by having Air-Loc sealed housings. This housing stops the infiltration and ex-filtration of air, reducing heating and cooling costs. They also contain no lead or mercury, making them RoHS compliant. This series is offered in new construction and remodel can styles and are approved for both insulated and non-insulated ceilings. Click here to see the complete Juno IC22LED G4 New Construction Specification Sheet. The Juno IC22LED G4 06LM 30K 90CRI MVOLT ZT10, a replacement of the IC22LEDG4-3K-U, has a 3000K warm white color temperature and has a minimum of 90 CRI that will beautifully show off the color scheme in any room. The LED array is attached to the thermally conductive inner housing to provide superior heat dissipation ensuring the LEDs rated life of 50,000 hours. This model features a multi-volt 0-10V dimming driver that dims down to 10%. The dimming driver meets Energy Star dimming requirements and is compatible with most 0-10V wall box dimmers. Click here to see the complete Juno IC22LED G4 Dimmer Compatibility Sheet. Juno Lighting has made installation of the recessed cans fast and secure. The Air-Loc sealed aluminum housing is vertically adjustable to accommodate up to a 2" ceiling thickness. The UL and cUL listed junction box is prewired and equipped with quick connect electrical connectors. The mounting frame is expertly manufactured with 22-gauge die-formed galvanized steel and is fully assembled for ease of installation. Click here to see the complete Juno IC22LED G4 New Construction Installation Instructions. To complete the look of any room using Juno recessed cans, you can choose from Juno's vast selection of trims suited for any room and any application. Click here to explore trim options Juno Lighting 6" Recessed Downlighting Trim Kits. Acuity - Juno Lighting 6" GEN4 Dim LED 120-277V 3000K | 3000 | 90 | 600 | 66.6667 | 50000 | 9 | 1 | 106.38 | 106.38 | 125.0006 | 2020Q3 | https://www.greenelectricalsupply.com/juno-lighting-ic22ledg4-3k-u-6-inch-new-construction-led-downlight-3000k.aspx | Green Electrical Supply | 2020 | Yes
LED Lighting | Downlight | Manufacturer: Acuity - Juno Lighting | True |  |  |  |  | 6" Recessed 6" Recessed Home > Energy Star Qualified Products > 6" Dimmable LED Remodel Can 27K Product Specifications - Quick Reference Lamp Wattage: Working Voltage: 12 Watts 120-277 Volt Dimensions: Rated Life: 14 1/2" x 5 1/8" 50,000 Hours Incandescent Equivalent: 65 Watts (600 Lumens) Dimmable: YES 0-10V Light Color: CRI: 2700K 83 CRI Certifications: Warranty: ENERGY STAR, UL 5 Year Limited This model is the Juno IC22RLEDG3-27K-U (the G3 in the part number stands for Generation 3 - This GEN3 can has been replaced with the GEN4 part number IC22RLEDG4-27K-U). It is a 6" IC-Rated Remodel 2700K LED recessed light with a universal 120-277 volt 50/60 Hz driver. A fantastic alternative to incandescent 65 BR30 lighting, Juno Lighting's IC-Rated 600 lumen LED recessed downlights are the ultra-efficient LED light fixtures that will offer you extra style and flair. Available in either 2700K, 3000K, 3500K or 4100K, the 6" Juno Generation 3 downlight will offer the "designer-look" that perfectly complements many of today's upscale residential interiors. These ultra-efficient recessed LED lights require only 12 watts of input power which delivers over 50 lumens per watt. Offered in new construction and remodel recessed can styles, they are approved for use in both insulated and non-insulated ceilings. They include push-in electrical connectors and all of the easy-installation features that Juno is famous for. Click here to see the complete Juno Lighting IC22RLEDG3 LED Remodel Downlight Specification Sheet. With a color temperature of 2700K (warm white) the Generation 3 LED array produces 600 lumens from just 12 watts. The LEDs are binned to exceed ENERGY STAR requirements, providing superior fixture-to-fixture color uniformity. This recessed downlight produces a 2700K LED CCT with 83 CRI (typical) at full lumen output and is rated for 50,000 hour life at which time the LEDs can be expected to produce 70% of their initial light output with no perceptible color change. The deep regression of the lens produces a low flare, efficient system that can produce over 600 lumens with select trims. A wide flood distribution is shipped as the standard optic, but, optional, field installable optic accessories are available (Sold separately). The dedicated, universal 120/277V LED driver meets ENERGY STAR dimming requirements (yes, even at 277 volt) and is compatible with most 0-10V wall box dimmers. The Juno IC22RLEDG3-27K-U is NOT compatible with other dimming methods such as incandescent, magnetic low voltage, electronic low voltage (you must install the Juno dedicated 120 volt recessed cans for these dimming options), DALI or DMX. (Click here to see the complete Juno LED Downlight Dimmer Compatibility Sheet).These low-profile LED ceiling light fixtures easily fit within 2x6 ceiling joists, facilitating installation in shallow applications. This IC (Insulation Contact) remodel housing is for remodel applications where the back side of the ceiling is not accessible. It installs through an opening in the ceiling from below and is secured in place by factory installed remodel springs. This LED remodel can is suitable for installations where the can is completely covered with insulation. The reflector and high-transmission diffusing lens are computer optimized for each aperture size, producing an optic system that provides uniform light distribution and reduced glare. The lens conceals the LED light source. Once installed, your Juno LED recessed can light is compatible with a broad range of existing Juno 6" trims to match virtually any designed application. Click here to see the complete Juno Lighting 6" Recessed Downlighting Trim Kits.The Juno IC22RLEDG3-27K-U (UPC 661209321053) is ENERGY STAR® Qualified to luminaires V1.1 requirements when used with select trims Certified to the high efficiency requirements of California T24-2008 with select trims UL listed for U.S. and Canada Damp locations, UL and cUL. Acuity - Juno Lighting 6" Dimmable LED Remodel Can 27K | 2700 | 83 | 600 | 50 | 50000 | 12 | 1 | 99.88 | 99.88 | 117.3629 | 2020Q3 | https://www.greenelectricalsupply.com/juno-lighting-ic22rledg3-27k-u-6-inch-remodel-led-downlight-2700k.aspx | Green Electrical Supply | 2020 | Yes
LED Lighting | Downlight | Manufacturer: Acuity - Juno Lighting | True |  |  |  |  | 6" Recessed 6" Recessed Home > Energy Star Qualified Products > 6" GEN4 LED Remodel 120V 2700K Product Specifications - Quick Reference Lamp Wattage: Working Voltage: 8.6 Watts 120 Volt Dimensions: Rated Life: 14 1/2" x 7 1/4" x 5 1/8" 50,000 Hours Incandescent Equivalent: 65W BR30 Incandescent Dimmable: Yes Light Color: CRI: 2700K Warm White 90 CRI Certifications: Warranty: Energy Star, RoHS, UL 5 Year Limited Juno Lighting Group by Acuity Brands, has an extensive line of recessed can fixtures for your residential and commercial lighting needs. This model is the Juno IC22RLED G4 06LM 27K 90CRI 120 FRPC, 6" IC-Rated Remodel LED recessed can downlight. The Juno Lighting 6 inch LED recessed downlights are a fantastic alternative to incandescent 65 watt BR30 lighting. This model consumes 8.6 watts while producing 600 lumens of light output. Juno Lighting's IC-Rated 600 Lumen LED recessed downlights are the ultra-efficient LED light fixtures that will offer you extra style and flair, while being great for the environment and your pocket. The Juno Generation 4 600 Lumen downlights are available in either 2700K, 3000K, 3500K, and 4000K offering the "designer-look" to perfectly complement any home decor theme. These downlights are manufactured to maximize energy efficiency by having Air-Loc sealed housings. This housing stops the infiltration and ex-filtration of air, reducing heating and cooling costs. They also contain no lead or mercury, making them RoHS compliant. This series is offered in new construction and remodel can styles and are approved for both insulated and non-insulated ceilings. Click here to see the complete Juno IC22RLED G4 Remodel Specification Sheet. The Juno IC22RLED G4 06LM 27K 90CRI 120 FRPC, a replacement of the IC22RLEDG4-27K-U, has a 2700K warm white color temperature and has a minimum of 90 CRI that will beautifully show off the color scheme in any room. The LED array is attached to the thermally conductive inner housing to provide superior heat dissipation ensuring the LEDs rated life of 50,000 hours. This model features a forward/reverse phase cut dimming driver. The dimming driver meets Energy Star dimming requirements and is compatible with most 0-10V wall box dimmers. Click here to see the complete Juno IC22RLED G4 Dimmer Compatibility Sheet. Juno Lighting has made installation of the recessed cans fast and secure. The Air-Loc sealed aluminum housing is vertically adjustable to accommodate up to a 1-7/8" ceiling thickness. The UL and cUL listed junction box is prewired and equipped with quick connect electrical connectors. The mounting frame is expertly manufactured with 22-gauge die-formed galvanized steel and is fully assembled for ease of installation. Click here to see the complete Juno IC22RLED G4 Remodel Installation Instructions. To complete the look of any room using Juno recessed cans, you can choose from Juno's vast selection of trims suited for any room and any application. Click here to explore trim options Juno Lighting 6" Recessed Downlighting Trim Kits. Acuity - Juno Lighting 6" GEN4 LED Remodel 120V 2700K | 2700 | 90 | 600 | 69.7674 | 50000 | 8.6 | 1 | 90.69 | 90.69 | 106.5643 | 2020Q3 | https://www.greenelectricalsupply.com/juno-lighting-ic22rledg4-27k-1-120v-6-inch-remodel-led-downlight-2700k.aspx | Green Electrical Supply | 2020 | Yes
LED Lighting | Downlight | Manufacturer: Acuity - Juno Lighting | True |  |  |  |  | 6" Recessed 6" Recessed Home > Energy Star Qualified Products > 6" GEN4 LED Remodel 120-277 27K Product Specifications - Quick Reference Lamp Wattage: Working Voltage: 9 Watts 120-277 Volt Dimensions: Rated Life: 14 1/2" x 7 1/4" x 5 1/8" 50,000 Hours Incandescent Equivalent: 65W BR30 Incandescent Dimmable: Yes (0-10V) Light Color: CRI: 2700K Warm White 90 CRI Certifications: Warranty: Energy Star, RoHS, UL 5 Year Limited Juno Lighting Group by Acuity Brands, has an extensive line of recessed can fixtures for your residential and commercial lighting needs. This model is the Juno IC22RLED G4 06LM 27K 90CRI MVOLT ZT, 6" IC-Rated Remodel LED recessed can downlight. The Juno Lighting 6 inch LED recessed downlights are a fantastic alternative to incandescent 65 watt BR30 lighting. This model consumes around 9 watts while producing 600 lumens of light output. Juno Lighting's IC-Rated 600 Lumen LED recessed downlights are the ultra-efficient LED light fixtures that will offer you extra style and flair, while being great for the environment and your pocket. The Juno Generation 4 600 Lumen downlights are available in either 2700K, 3000K, 3500K, and 4000K offering the "designer-look" to perfectly complement any home decor theme. These downlights are manufactured to maximize energy efficiency by having Air-Loc sealed housings. This housing stops the infiltration and ex-filtration of air, reducing heating and cooling costs. They also contain no lead or mercury, making them RoHS compliant. This series is offered in new construction and remodel can styles and are approved for both insulated and non-insulated ceilings. Click here to see the complete Juno IC22RLED G4 Remodel Specification Sheet. The Juno IC22RLED G4 06LM 27K 90CRI MVOLT ZT, a replacement of the IC22RLEDG4-27K-U, has a 2700K warm white color temperature and has a minimum of 90 CRI that will beautifully show off the color scheme in any room. The LED array is attached to the thermally conductive inner housing to provide superior heat dissipation ensuring the LEDs rated life of 50,000 hours. This model features a universal 0-10V dimming driver. The dimming driver meets Energy Star dimming requirements and is compatible with most 0-10V wall box dimmers. Click here to see the complete Juno IC22RLED G4 Dimmer Compatibility Sheet. Juno Lighting has made installation of the recessed cans fast and secure. The Air-Loc sealed aluminum housing is vertically adjustable to accommodate up to a 1-7/8" ceiling thickness. The UL and cUL listed junction box is prewired and equipped with quick connect electrical connectors. The mounting frame is expertly manufactured with 22-gauge die-formed galvanized steel and is fully assembled for ease of installation. Click here to see the complete Juno IC22RLED G4 Remodel Installation Instructions. To complete the look of any room using Juno recessed cans, you can choose from Juno's vast selection of trims suited for any room and any application. Click here to explore trim options Juno Lighting 6" Recessed Downlighting Trim Kits. Acuity - Juno Lighting 6" GEN4 LED Remodel 120-277 27K | 2700 | 90 | 600 | 66.6667 | 50000 | 9 | 1 | 104.36 | 104.36 | 122.627 | 2020Q3 | https://www.greenelectricalsupply.com/juno-lighting-ic22rledg4-27k-u-6-inch-remodel-led-downlight-2700k.aspx | Green Electrical Supply | 2020 | Yes
LED Lighting | Downlight | Manufacturer: Acuity - Juno Lighting | True |  |  |  |  | 6" Recessed 6" Recessed Home > Energy Star Qualified Products > 6" GEN4 LED Remodel 120V 3500K Product Specifications - Quick Reference Lamp Wattage: Working Voltage: 8.6 Watts 120 Volt Dimensions: Rated Life: 14 1/2" x 7 1/4" x 5 1/8" 50,000 Hours Incandescent Equivalent: 65W BR30 Incandescent Dimmable: Yes Light Color: CRI: 3500K Bright White 90 CRI Certifications: Warranty: Energy Star, RoHS, UL 5 Year Limited Juno Lighting Group by Acuity Brands, has an extensive line of recessed can fixtures for your residential and commercial lighting needs. This model is the Juno IC22RLED G4 06LM 35K 90CRI 120 FRPC, 6" IC-Rated Remodel LED recessed can downlight. The Juno Lighting 6 inch LED recessed downlights are a fantastic alternative to incandescent 65 watt BR30 lighting. This model consumes 8.6 watts while producing 600 lumens of light output. Juno Lighting's IC-Rated 600 Lumen LED recessed downlights are the ultra-efficient LED light fixtures that will offer you extra style and flair, while being great for the environment and your pocket. The Juno Generation 4 600 Lumen downlights are available in either 2700K, 3000K, 3500K, and 4000K offering the "designer-look" to perfectly complement any home decor theme. These downlights are manufactured to maximize energy efficiency by having Air-Loc sealed housings. This housing stops the infiltration and ex-filtration of air, reducing heating and cooling costs. They also contain no lead or mercury, making them RoHS compliant. This series is offered in new construction and remodel can styles and are approved for both insulated and non-insulated ceilings. Click here to see the complete Juno IC22RLED G4 Remodel Specification Sheet. The Juno IC22RLED G4 06LM 35K 90CRI 120 FRPC, a replacement of the IC22RLEDG4-35K-U, has a 3500K bright white color temperature and has a minimum of 90 CRI that will beautifully show off the color scheme in any room. The LED array is attached to the thermally conductive inner housing to provide superior heat dissipation ensuring the LEDs rated life of 50,000 hours. This model features a forward/reverse phase cut dimming driver. The dimming driver meets Energy Star dimming requirements and is compatible with most 0-10V wall box dimmers. Click here to see the complete Juno IC22RLED G4 Dimmer Compatibility Sheet. Juno Lighting has made installation of the recessed cans fast and secure. The Air-Loc sealed aluminum housing is vertically adjustable to accommodate up to a 1-7/8" ceiling thickness. The UL and cUL listed junction box is prewired and equipped with quick connect electrical connectors. The mounting frame is expertly manufactured with 22-gauge die-formed galvanized steel and is fully assembled for ease of installation. Click here to see the complete Juno IC22RLED G4 Remodel Installation Instructions. To complete the look of any room using Juno recessed cans, you can choose from Juno's vast selection of trims suited for any room and any application. Click here to explore trim options Juno Lighting 6" Recessed Downlighting Trim Kits. Acuity - Juno Lighting 6" GEN4 LED Remodel 120V 3500K | 3500 | 90 | 600 | 69.7674 | 50000 | 8.6 | 1 | 88.06 | 88.06 | 103.4739 | 2020Q3 | https://www.greenelectricalsupply.com/juno-lighting-ic22rledg4-35k-1-120v-6-inch-remodel-led-downlight-3500k.aspx | Green Electrical Supply | 2020 | Yes
LED Lighting | Downlight | Manufacturer: Acuity - Juno Lighting | True |  |  |  |  | 6" Recessed 6" Recessed Home > Energy Star Qualified Products > 6" GEN4 LED Remodel 120-277 35K Product Specifications - Quick Reference Lamp Wattage: Working Voltage: 9 Watts 120-277 Volt Dimensions: Rated Life: 14 1/2" x 7 1/4" x 5 1/8" 50,000 Hours Incandescent Equivalent: 65W BR30 Incandescent Dimmable: Yes (0-10V) Light Color: CRI: 3500K Bright White 90 CRI Certifications: Warranty: Energy Star, RoHS, UL 5 Year Limited Juno Lighting Group by Acuity Brands, has an extensive line of recessed can fixtures for your residential and commercial lighting needs. This model is the Juno IC22RLED G4 06LM 35K 90CRI MVOLT ZT, 6" IC-Rated Remodel LED recessed can downlight. The Juno Lighting 6 inch LED recessed downlights are a fantastic alternative to incandescent 65 watt BR30 lighting. This model consumes around 9 watts while producing 600 lumens of light output. Juno Lighting's IC-Rated 600 Lumen LED recessed downlights are the ultra-efficient LED light fixtures that will offer you extra style and flair, while being great for the environment and your pocket. The Juno Generation 4 600 Lumen downlights are available in either 2700K, 3000K, 3500K, and 4000K offering the "designer-look" to perfectly complement any home decor theme. These downlights are manufactured to maximize energy efficiency by having Air-Loc sealed housings. This housing stops the infiltration and ex-filtration of air, reducing heating and cooling costs. They also contain no lead or mercury, making them RoHS compliant. This series is offered in new construction and remodel can styles and are approved for both insulated and non-insulated ceilings. Click here to see the complete Juno IC22RLED G4 Remodel Specification Sheet. The Juno IC22RLED G4 06LM 35K 90CRI MVOLT ZT, a replacement of the IC22RLEDG4-35K-U, has a 3500K bright white color temperature and has a minimum of 90 CRI that will beautifully show off the color scheme in any room. The LED array is attached to the thermally conductive inner housing to provide superior heat dissipation ensuring the LEDs rated life of 50,000 hours. This model features a universal 0-10V dimming driver. The dimming driver meets Energy Star dimming requirements and is compatible with most 0-10V wall box dimmers. Click here to see the complete Juno IC22RLED G4 Dimmer Compatibility Sheet. Juno Lighting has made installation of the recessed cans fast and secure. The Air-Loc sealed aluminum housing is vertically adjustable to accommodate up to a 1-7/8" ceiling thickness. The UL and cUL listed junction box is prewired and equipped with quick connect electrical connectors. The mounting frame is expertly manufactured with 22-gauge die-formed galvanized steel and is fully assembled for ease of installation. Click here to see the complete Juno IC22RLED G4 Remodel Installation Instructions. To complete the look of any room using Juno recessed cans, you can choose from Juno's vast selection of trims suited for any room and any application. Click here to explore trim options Juno Lighting 6" Recessed Downlighting Trim Kits. Acuity - Juno Lighting 6" GEN4 LED Remodel 120-277 35K | 3500 | 90 | 600 | 66.6667 | 50000 | 9 | 1 | 75.23 | 75.23 | 88.3982 | 2020Q3 | https://www.greenelectricalsupply.com/juno-lighting-ic22rledg4-35k-u-6-inch-remodel-led-downlight-3500k.aspx | Green Electrical Supply | 2020 | Yes
LED Lighting | Downlight | Manufacturer: Acuity - Juno Lighting | True |  |  |  |  | 6" Recessed 6" Recessed Home > Energy Star Qualified Products > 6" GEN4 LED Remodel 120V 3000K Product Specifications - Quick Reference Lamp Wattage: Working Voltage: 8.6 Watts 120 Volt Dimensions: Rated Life: 14 1/2" x 7 1/4" x 5 1/8" 50,000 Hours Incandescent Equivalent: 65W BR30 Incandescent Dimmable: Yes Light Color: CRI: 3000K Cool White 90 CRI Certifications: Warranty: Energy Star, RoHS, UL 5 Year Limited Juno Lighting Group by Acuity Brands, has an extensive line of recessed can fixtures for your residential and commercial lighting needs. This model is the Juno IC22RLED G4 06LM 30K 90CRI 120 FRPC, 6" IC-Rated Remodel LED recessed can downlight. The Juno Lighting 6 inch LED recessed downlights are a fantastic alternative to incandescent 65 watt BR30 lighting. This model consumes 8.6 watts while producing 600 lumens of light output. Juno Lighting's IC-Rated 600 Lumen LED recessed downlights are the ultra-efficient LED light fixtures that will offer you extra style and flair, while being great for the environment and your pocket. The Juno Generation 4 600 Lumen downlights are available in either 2700K, 3000K, 3500K, and 4000K offering the "designer-look" to perfectly complement any home decor theme. These downlights are manufactured to maximize energy efficiency by having Air-Loc sealed housings. This housing stops the infiltration and ex-filtration of air, reducing heating and cooling costs. They also contain no lead or mercury, making them RoHS compliant. This series is offered in new construction and remodel can styles and are approved for both insulated and non-insulated ceilings. Click here to see the complete Juno IC22RLED G4 Remodel Specification Sheet. The Juno IC22RLED G4 06LM 30K 90CRI 120 FRPC, a replacement of the IC22RLEDG4-3K-U, has a 3000K warm white color temperature and has a minimum of 90 CRI that will beautifully show off the color scheme in any room. The LED array is attached to the thermally conductive inner housing to provide superior heat dissipation ensuring the LEDs rated life of 50,000 hours. This model features a forward/reverse phase cut dimming driver. The dimming driver meets Energy Star dimming requirements and is compatible with most 0-10V wall box dimmers. Click here to see the complete Juno IC22RLED G4 Dimmer Compatibility Sheet. Juno Lighting has made installation of the recessed cans fast and secure. The Air-Loc sealed aluminum housing is vertically adjustable to accommodate up to a 1-7/8" ceiling thickness. The UL and cUL listed junction box is prewired and equipped with quick connect electrical connectors. The mounting frame is expertly manufactured with 22-gauge die-formed galvanized steel and is fully assembled for ease of installation. Click here to see the complete Juno IC22RLED G4 Remodel Installation Instructions. To complete the look of any room using Juno recessed cans, you can choose from Juno's vast selection of trims suited for any room and any application. Click here to explore trim options Juno Lighting 6" Recessed Downlighting Trim Kits. Acuity - Juno Lighting 6" GEN4 LED Remodel 120V 3000K | 3000 | 90 | 600 | 69.7674 | 50000 | 8.6 | 1 | 90.69 | 90.69 | 106.5643 | 2020Q3 | https://www.greenelectricalsupply.com/juno-lighting-ic22rledg4-3k-1-120v-6-inch-remodel-led-downlight-3000k.aspx | Green Electrical Supply | 2020 | Yes
LED Lighting | Downlight | Manufacturer: Acuity - Juno Lighting | True |  |  |  |  | 6" Recessed 6" Recessed Home > Energy Star Qualified Products > 6" GEN4 LED Remodel 120-277 30K Product Specifications - Quick Reference Lamp Wattage: Working Voltage: 9 Watts 120-277 Volt Dimensions: Rated Life: 14 1/2" x 7 1/4" x 5 1/8" 50,000 Hours Incandescent Equivalent: 65W BR30 Incandescent Dimmable: Yes (0-10V) Light Color: CRI: 3000K Warm White 90 CRI Certifications: Warranty: Energy Star, RoHS, UL 5 Year Limited Juno Lighting Group by Acuity Brands, has an extensive line of recessed can fixtures for your residential and commercial lighting needs. This model is the Juno IC22RLED G4 06LM 30K 90CRI MVOLT ZT, 6" IC-Rated Remodel LED recessed can downlight. The Juno Lighting 6 inch LED recessed downlights are a fantastic alternative to incandescent 65 watt BR30 lighting. This model consumes around 9 watts while producing 600 lumens of light output. Juno Lighting's IC-Rated 600 Lumen LED recessed downlights are the ultra-efficient LED light fixtures that will offer you extra style and flair, while being great for the environment and your pocket. The Juno Generation 4 600 Lumen downlights are available in either 2700K, 3000K, 3500K, and 4000K offering the "designer-look" to perfectly complement any home decor theme. These downlights are manufactured to maximize energy efficiency by having Air-Loc sealed housings. This housing stops the infiltration and ex-filtration of air, reducing heating and cooling costs. They also contain no lead or mercury, making them RoHS compliant. This series is offered in new construction and remodel can styles and are approved for both insulated and non-insulated ceilings. Click here to see the complete Juno IC22RLED G4 Remodel Specification Sheet. The Juno IC22RLED G4 06LM 30K 90CRI MVOLT ZT, a replacement of the IC22RLEDG4-3K-U, has a 3000K warm white color temperature and has a minimum of 90 CRI that will beautifully show off the color scheme in any room. The LED array is attached to the thermally conductive inner housing to provide superior heat dissipation ensuring the LEDs rated life of 50,000 hours. This model features a universal 0-10V dimming driver. The dimming driver meets Energy Star dimming requirements and is compatible with most 0-10V wall box dimmers. Click here to see the complete Juno IC22RLED G4 Dimmer Compatibility Sheet. Juno Lighting has made installation of the recessed cans fast and secure. The Air-Loc sealed aluminum housing is vertically adjustable to accommodate up to a 1-7/8" ceiling thickness. The UL and cUL listed junction box is prewired and equipped with quick connect electrical connectors. The mounting frame is expertly manufactured with 22-gauge die-formed galvanized steel and is fully assembled for ease of installation. Click here to see the complete Juno IC22RLED G4 Remodel Installation Instructions. To complete the look of any room using Juno recessed cans, you can choose from Juno's vast selection of trims suited for any room and any application. Click here to explore trim options Juno Lighting 6" Recessed Downlighting Trim Kits. Acuity - Juno Lighting 6" GEN4 LED Remodel 120-277 30K | 3000 | 90 | 600 | 66.6667 | 50000 | 9 | 1 | 75.23 | 75.23 | 88.3982 | 2020Q3 | https://www.greenelectricalsupply.com/juno-lighting-ic22rledg4-3k-u-6-inch-remodel-led-downlight-3000k.aspx | Green Electrical Supply | 2020 | Yes
LED Lighting | Downlight | Manufacturer: Acuity - Juno Lighting | True |  |  |  |  | 4" Recessed 4" Recessed Home > Energy Star Qualified Products > 4" GEN4 900L Remodel 120V 2700K Product Specifications - Quick Reference Lamp Wattage: Working Voltage: 11.6 Watts 120 Volt Dimensions: Rated Life: 12 1/2" x 4 3/4" 50,000 Hours Incandescent Equivalent: PAR20 (900 Lumens) Dimmable: YES Light Color: CRI: 2700K Warm White 90 CRI Certifications: Warranty: ENERGY STAR, UL 5 Year Limited This model is the Juno IC91RLEDG4-27K-1 or IC1RLED G4 09LM 27K 90CRI 120 FRPC, 4" IC-Rated Remodel 2700K LED recessed can light. It utilizes a dedicated 120 volt 50/60 Hz driver. The Juno Lighting 4 inch LED recessed downlights are a fantastic alternative to incandescent 75 watt incandescent lighting. The Juno Lighting 4 120V recessed fixtures consume less than 12 watts while providing 900 lumens of light output! Juno Lighting's IC-Rated 900 lumen LED recessed downlights are the ultra-efficient LED light fixtures that will offer you extra style and flair. The Juno Generation 4 900 lumen downlights are available in either 2700K, 3000K, 3500K or 4100K offering the "designer-look" to perfectly complement any home decor theme. Juno Lightings 4 recessed lighting fixtures are manufactured to maximize energy efficiency. These fixtures have Air-Loc® sealed housings. The Air-Loc® sealed housing stops the infiltration and exfiltration of air, reducing heating and cooling costs. Offered in new construction and remodel can styles, these Juno LED recessed downlights are IC rated, approving them for use in both insulated and non-insulated ceilings. Click here to see the complete Juno Lighting IC1RLEDG4 Remodel LED Downlight Specification Sheet. The Juno IC1RLED G4 09LM 27K 90CRI 120 FRPC has a 2700K (warm white) color temperature and utilizes a high lumen output LED array. At full lumen output this fixture has minimum CRI of 90 that will beautifully show off the color scheme in any room. The LED array produces 900 lumens and uses less than 12 watts. The LED array is attached to the thermally conductive inner housing to provide superior heat dissipation ensuring the LEDs rated life of 50,000 hours. The LEDs are binned to exceed ENERGY STAR® requirements. Junos binning process combined with their reflector design and diffusing lens produces uniform color of light and fixture luminance. The dedicated 120V LED driver is compatible with dimming methods such as incandescent, magnetic low voltage and electronic low voltage wall box dimmers. The Juno IC1RLED G4 09LM 27K 90CRI 120 FRPC is NOT compatible with other dimming methods such as 0-10V. To dim with a 0-10V dimming system one must install the Juno universal voltage (120-277V) recessed cans. Click here to see the complete Juno LED Downlight Dimmer Compatibility Sheet. Juno Lighting has made installation of the 4, Generation 4, 900 Lumen recessed cans fast and secure. The remodel housing installs from below in an opening in the ceiling. The Air-Loc® sealed aluminum housing utilizes springs to accommodate up to a 1.5 ceiling thickness. The junction box is prewired and equipped with quick connect electrical connectors. The junction box also provides five 1/2 knock outs and four knockouts fir 12/2 or 14/2 NM cable and ground wire. For complete installation instructions click here Juno IC91RLEDG4 Remodel Installation Instructions. To complete the look of any room using Juno 4 900 lumen LED recessed downlight cans one can choose from Junos vast selection of trims suited for any room and any application. Click here to explore trim options Juno Lighting 4" Recessed Downlighting Trim Kits. The Juno IC91RLEDG4-27K-1 (UPC 661209460066) is ENERGY STAR Qualified when used with select trims Certified to the high efficiency requirements of California T24 with select trims UL listed for Canada through-branch wiring Damp locations rated UL and cUL. Acuity - Juno Lighting 4" GEN4 900L Remodel 120V 2700K | 2700 | 90 | 900 | 77.5862 | 50000 | 11.6 | 1 | 106.46 | 106.46 | 125.0946 | 2020Q3 | https://www.greenelectricalsupply.com/juno-lighting-ic91rledg4-27k-1-120v-4-inch-remodel-900l-led-recessed-can.aspx | Green Electrical Supply | 2020 | Yes
LED Lighting | Downlight | Manufacturer: Acuity - Juno Lighting | True |  |  |  |  | 4" Recessed 4" Recessed Home > Energy Star Qualified Products > 4" GEN4 900L Remodel 120V 3500K Product Specifications - Quick Reference Lamp Wattage: Working Voltage: 11.6 Watts 120 Volt Dimensions: Rated Life: 12 1/2" x 4 3/4" 50,000 Hours Incandescent Equivalent: PAR20 (900 Lumens) Dimmable: YES Light Color: CRI: 3500K 90 CRI Certifications: Warranty: ENERGY STAR, UL 5 Year Limited This model is the Juno IC91RLEDG4-35K-1 or IC1RLED G4 09LM 35K 90CRI 120 FRPC, 4" IC-Rated Remodel 3500K LED recessed can light. It utilizes a dedicated 120 volt 50/60 Hz driver. The Juno Lighting 4 inch LED recessed downlights are a fantastic alternative to incandescent 75 watt incandescent lighting. The Juno Lighting 4 120V recessed fixtures consume less than 12 watts while providing 900 lumens of light output! Juno Lighting's IC-Rated 900 lumen LED recessed downlights are the ultra-efficient LED light fixtures that will offer you extra style and flair. The Juno Generation 4 900 lumen downlights are available in either 2700K, 3000K, 3500K or 4100K offering the "designer-look" to perfectly complement any home decor theme. Juno Lightings 4 recessed lighting fixtures are manufactured to maximize energy efficiency. These fixtures have Air-Loc® sealed housings. The Air-Loc® sealed housing stops the infiltration and exfiltration of air, reducing heating and cooling costs. Offered in new construction and remodel can styles, these Juno LED recessed downlights are IC rated, approving them for use in both insulated and non-insulated ceilings. Click here to see the complete Juno Lighting IC91RLEDG4 Remodel LED Downlight Specification Sheet. The Juno IC1RLED G4 09LM 35K 90CRI 120 FRPC has a 3500K (bright white) color temperature and utilizes a high lumen output LED array. At full lumen output this fixture has minimum CRI of 90 that will beautifully show off the color scheme in any room. The LED array produces 900 lumens and uses less than 12 watts. The LED array is attached to the thermally conductive inner housing to provide superior heat dissipation ensuring the LEDs rated life of 50,000 hours. The LEDs are binned to exceed ENERGY STAR® requirements. Junos binning process combined with their reflector design and diffusing lens produces uniform color of light and fixture luminance. The dedicated 120V LED driver is compatible with dimming methods such as incandescent, magnetic low voltage and electronic low voltage wall box dimmers. The Juno IC1RLED G4 09LM 35K 90CRI 120 FRPC is NOT compatible with other dimming methods such as 0-10V. To dim with a 0-10V dimming system one must install the Juno universal voltage (120-277V) recessed cans. Click here to see the complete Juno LED Downlight Dimmer Compatibility Sheet. Juno Lighting has made installation of the 4, Generation 4, 900 Lumen recessed cans fast and secure. The remodel housing installs from below in an opening in the ceiling. The Air-Loc® sealed aluminum housing utilizes springs to accommodate up to a 1.5 ceiling thickness. The junction box is prewired and equipped with quick connect electrical connectors. The junction box also provides five 1/2 knock outs and four knockouts fir 12/2 or 14/2 NM cable and ground wire. For complete installation instructions click here Juno IC91RLEDG4 Remodel Installation Instructions. To complete the look of any room using Juno 4 900 lumen LED recessed downlight cans one can choose from Junos vast selection of trims suited for any room and any application. Click here to explore trim options Juno Lighting 4" Recessed Downlighting Trim Kits. The Juno IC91RLEDG4-35K-1 (UPC 661209460080) is ENERGY STAR Qualified when used with select trims Certified to the high efficiency requirements of California T24 with select trims UL listed for U.S. and Canada through-branch wiring Damp locations rated , UL and cUL. Acuity - Juno Lighting 4" GEN4 900L Remodel 120V 3500K | 3500 | 90 | 900 | 77.5862 | 50000 | 11.6 | 1 | 98.46 | 98.46 | 115.6943 | 2020Q3 | https://www.greenelectricalsupply.com/juno-lighting-ic91rledg4-35k-1-120v-4-inch-remodel-900l-led-recessed-can.aspx | Green Electrical Supply | 2020 | Yes
LED Lighting | Downlight | Manufacturer: Acuity - Juno Lighting | True |  |  |  |  | 4" Recessed 4" Recessed Home > Energy Star Qualified Products > 4" GEN4 900L Remodel 120V 3000K Product Specifications - Quick Reference Lamp Wattage: Working Voltage: 14.9 Watts 120 Volt Dimensions: Rated Life: 12 1/2" x 4 3/4" 50,000 Hours Incandescent Equivalent: PAR20 (900 Lumens) Dimmable: YES Light Color: CRI: 3000K 90 CRI Certifications: Warranty: ENERGY STAR, UL 5 Year Limited This model is the Juno IC91RLEDG4-3K-1 or IC1RLED G4 09LM 30K 90CRI 120 FRPC, 4" IC-Rated Remodel 3000K LED recessed can light. It utilizes a dedicated 120 volt 50/60 Hz driver. The Juno Lighting 4 inch LED recessed downlights are a fantastic alternative to incandescent 75 watt incandescent lighting. The Juno Lighting 4 120V recessed fixtures consume less than 12 watts while providing 900 lumens of light output! Juno Lighting's IC-Rated 900 lumen LED recessed downlights are the ultra-efficient LED light fixtures that will offer you extra style and flair. The Juno Generation 4 900 lumen downlights are available in either 2700K, 3000K, 3500K or 4100K offering the "designer-look" to perfectly complement any home decor theme. Juno Lightings 4 recessed lighting fixtures are manufactured to maximize energy efficiency. These fixtures have Air-Loc® sealed housings. The Air-Loc® sealed housing stops the infiltration and exfiltration of air, reducing heating and cooling costs. Offered in new construction and remodel can styles, these Juno LED recessed downlights are IC rated, approving them for use in both insulated and non-insulated ceilings. Click here to see the complete Juno Lighting IC1RLEDG4 Remodel LED Downlight Specification Sheet. The Juno IC1RLED G4 09LM 30K 90CRI 120 FRPC has a 3000K (warm white) color temperature and utilizes a high lumen output LED array. At full lumen output this fixture has minimum CRI of 90 that will beautifully show off the color scheme in any room. The LED array produces 900 lumens and uses less than 12 watts. The LED array is attached to the thermally conductive inner housing to provide superior heat dissipation ensuring the LEDs rated life of 50,000 hours. The LEDs are binned to exceed ENERGY STAR® requirements. Junos binning process combined with their reflector design and diffusing lens produces uniform color of light and fixture luminance. The dedicated 120V LED driver is compatible with dimming methods such as incandescent, magnetic low voltage and electronic low voltage wall box dimmers. The Juno IC1RLED G4 09LM 30K 90CRI 120 FRPC is NOT compatible with other dimming methods such as 0-10V. To dim with a 0-10V dimming system one must install the Juno universal voltage (120-277V) recessed cans. Click here to see the complete Juno LED Downlight Dimmer Compatibility Sheet. Juno Lighting has made installation of the 4, Generation 4, 900 Lumen recessed cans fast and secure. The remodel housing installs from below in an opening in the ceiling. The Air-Loc® sealed aluminum housing utilizes springs to accommodate up to a 1.5 ceiling thickness. The junction box is prewired and equipped with quick connect electrical connectors. The junction box also provides five 1/2 knock outs and four knockouts fir 12/2 or 14/2 NM cable and ground wire. For complete installation instructions click here Juno IC91RLEDG4 Remodel Installation Instructions. To complete the look of any room using Juno 4 900 lumen LED recessed downlight cans one can choose from Junos vast selection of trims suited for any room and any application. Click here to explore trim options Juno Lighting 4" Recessed Downlighting Trim Kits. The Juno IC91RLEDG4-3K-1 (UPC 6612094600103) is ENERGY STAR Qualified when used with select trims Certified to the high efficiency requirements of California T24 with select trims UL listed for U.S. and Canada through-branch wiring Damp locations rated UL and cUL. Acuity - Juno Lighting 4" GEN4 900L Remodel 120V 3000K | 3000 | 90 | 900 | 77.5862 | 50000 | 11.6 | 1 | 106.46 | 106.46 | 125.0946 | 2020Q3 | https://www.greenelectricalsupply.com/juno-lighting-ic91rledg4-3k-1-120v-4-inch-remodel-900l-led-recessed-can.aspx | Green Electrical Supply | 2020 | Yes
LED Lighting | Downlight | Manufacturer: Acuity - Juno Lighting | True |  |  |  |  | 4" Recessed 4" Recessed Home > Energy Star Qualified Products > 4" GEN4 900L Remodel 120V 4100K Product Specifications - Quick Reference Lamp Wattage: Working Voltage: 11.6 Watts 120 Volt Dimensions: Rated Life: 12 1/2" x 4 3/4" 50,000 Hours Incandescent Equivalent: PAR20 (900 Lumens) Dimmable: YES Light Color: CRI: 4100K 90 CRI Certifications: Warranty: ENERGY STAR, UL 5 Year Limited This model is the Juno IC91RLEDG4-41K-1 or IC1RLED G4 09LM 40K 90CRI 120 FRPC, 4" IC-Rated Remodel 4100K LED recessed can light. It utilizes a dedicated 120 volt 50/60 Hz driver. The Juno Lighting 4 inch LED recessed downlights are a fantastic alternative to incandescent 75 watt incandescent lighting. The Juno Lighting 4 120V recessed fixtures consume less than 12 watts while providing 900 lumens of light output! Juno Lighting's IC-Rated 900 lumen LED recessed downlights are the ultra-efficient LED light fixtures that will offer you extra style and flair. The Juno Generation 4 900 lumen downlights are available in either 2700K, 3000K, 3500K or 4100K offering the "designer-look" to perfectly complement any home decor theme. Juno Lightings 4 recessed lighting fixtures are manufactured to maximize energy efficiency. These fixtures have Air-Loc® sealed housings. The Air-Loc® sealed housing stops the infiltration and exfiltration of air, reducing heating and cooling costs. Offered in new construction and remodel can styles, these Juno LED recessed downlights are IC rated, approving them for use in both insulated and non-insulated ceilings. Click here to see the complete Juno Lighting IC91RLEDG4 Remodel LED Downlight Specification Sheet. The Juno IC91RLEDG4-41K-1 has a 4100K (cool white) color temperature and utilizes a high lumen output LED array. At full lumen output this fixture has minimum CRI of 90 that will beautifully show off the color scheme in any room. The LED array produces 900 lumens and uses less than 12 watts. The LED array is attached to the thermally conductive inner housing to provide superior heat dissipation ensuring the LEDs rated life of 50,000 hours. The LEDs are binned to exceed ENERGY STAR® requirements. Junos binning process combined with their reflector design and diffusing lens produces uniform color of light and fixture luminance. The dedicated 120V LED driver is compatible with dimming methods such as incandescent, magnetic low voltage and electronic low voltage wall box dimmers. The Juno IC91RLEDG4-41K-1 is NOT compatible with other dimming methods such as 0-10V. To dim with a 0-10V dimming system one must install the Juno universal voltage (120-277V) recessed cans. Click here to see the complete Juno LED Downlight Dimmer Compatibility Sheet. Juno Lighting has made installation of the 4, Generation 4, 900 Lumen recessed cans fast and secure. The remodel housing installs from below in an opening in the ceiling. The Air-Loc® sealed aluminum housing utilizes springs to accommodate up to a 1.5 ceiling thickness. The junction box is prewired and equipped with quick connect electrical connectors. The junction box also provides five 1/2 knock outs and four knockouts fir 12/2 or 14/2 NM cable and ground wire. For complete installation instructions click here Juno IC91RLEDG4 Remodel Installation Instructions. To complete the look of any room using Juno 4 900 lumen LED recessed downlight cans one can choose from Junos vast selection of trims suited for any room and any application. Click here to explore trim optionsJuno Lighting 4" Recessed Downlighting Trim Kits. The Juno IC91RLEDG4-41K-1 (UPC 661209460127) is ENERGY STAR Qualified when used with select trims Certified to the high efficiency requirements of California T24 with select trims UL listed for U.S. and Canada through-branch wiring Damp locations rated UL and cUL. Acuity - Juno Lighting 4" GEN4 900L Remodel 120V 4100K | 4100 | 90 | 900 | 77.5862 | 50000 | 11.6 | 1 | 98.46 | 98.46 | 115.6943 | 2020Q3 | https://www.greenelectricalsupply.com/juno-lighting-ic91rledg4-41k-1-120v-4-inch-remodel-900l-led-recessed-can.aspx | Green Electrical Supply | 2020 | Yes
LED Lighting | Downlight | Manufacturer: Acuity - Juno Lighting | True |  |  |  |  | 4" Recessed 4" Recessed Home > Energy Star Qualified Products > 4" GEN4 900L Remodel UNV 4100K Product Specifications - Quick Reference Lamp Wattage: Working Voltage: 15.6 Watts 120-277 Volt Dimensions: Rated Life: 12 1/2" x 4 3/4" 50,000 Hours Incandescent Equivalent: PAR20 (900 Lumens) Dimmable: YES Light Color: CRI: 4100K 90 CRI Certifications: Warranty: ENERGY STAR, UL 5 Year Limited This model is the Juno IC91RLEDG4-41K-U or IC1RLED G4 09LM 40K 90CRI MVOLT ZT10, 4" IC-Rated Remodel 4100K LED recessed can light. It utilizes a universal 120-277 volt 50/60 Hz driver. The Juno Lighting 4 inch LED recessed downlights are a fantastic alternative to incandescent 75 watt incandescent lighting. The Juno Lighting 4 120-277V recessed fixtures consume less than 16 watts while providing 900 lumens of light output! Juno Lighting's IC-Rated 900 lumen LED recessed downlights are the ultra-efficient LED light fixtures that will offer you extra style and flair. The Juno Generation 4 900 lumen downlights are available in either 2700K, 3000K, 3500K or 4100K offering the "designer-look" to perfectly complement any home decor theme. Juno Lightings 4 recessed lighting fixtures are manufactured to maximize energy efficiency. These fixtures have Air-Loc® sealed housings. The Air-Loc® sealed housing stops the infiltration and exfiltration of air, reducing heating and cooling costs. Offered in new construction and remodel can styles, these Juno LED recessed downlights are IC rated, approving them for use in both insulated and non-insulated ceilings. Click here to see the complete Juno Lighting IC91RLEDG4 Remodel LED Downlight Specification Sheet. The Juno IC91RLEDG4-41K-U has a 4100K (cool white) color temperature and utilizes a high lumen output LED array. At full lumen output this fixture has minimum CRI of 90 that will beautifully show off the color scheme in any room. The LED array produces 900 lumens and uses less than 16 watts. The LED array is attached to the thermally conductive inner housing to provide superior heat dissipation ensuring the LEDs rated life of 50,000 hours. The LEDs are binned to exceed ENERGY STAR® requirements. Junos binning process combined with their reflector design and diffusing lens produces uniform color of light and fixture luminance. The dedicated, universal 120/277V LED driver meets ENERGY STAR dimming requirements (yes, even at 277 volt) and is compatible with most 0-10V wall box dimmers. The Juno IC91LEDG4-41K-U is NOT compatible with other dimming methods such as incandescent, magnetic low voltage, electronic low voltage (you must install the Juno dedicated 120 volt recessed cans for these dimming options). Click here to see the complete Juno LED Downlight Dimmer Compatibility Sheet. Juno Lighting has made installation of the 4, Generation 4, 900 Lumen recessed cans fast and secure. The remodel housing installs from below in an opening in the ceiling. The Air-Loc® sealed aluminum housing utilizes springs to accommodate up to a 1.5 ceiling thickness. The junction box is prewired and equipped with quick connect electrical connectors. The junction box also provides five 1/2 knock outs and four knockouts fir 12/2 or 14/2 NM cable and ground wire. For complete installation instructions click here Juno IC91RLEDG4 Remodel Installation Instructions. To complete the look of any room using Juno 4 900 lumen LED recessed downlight cans one can choose from Junos vast selection of trims suited for any room and any application. Click here to explore trim options Juno Lighting 4" Recessed Downlighting Trim Kits. The Juno IC91RLEDG4-41K-U (UPC 661209460134) is ENERGY STAR® Qualified when used with select trims Certified to the high efficiency requirements of California T24 with select trims UL listed for U.S. and Canada through-branch wiring Damp locations rated UL and cUL. Acuity - Juno Lighting 4" GEN4 900L Remodel UNV 4100K | 4100 | 90 | 900 | 60.4027 | 50000 | 14.9 | 1 | 39.49 | 39.49 | 46.4023 | 2020Q3 | https://www.greenelectricalsupply.com/juno-lighting-ic91rledg4-41k-u-4-inch-remodel-900l-led-recessed-can.aspx | Green Electrical Supply | 2020 | Yes
LED Lighting | Downlight | Manufacturer: Acuity - Juno Lighting | True |  |  |  |  | 5" Recessed 5" Recessed Home > Energy Star Qualified Products > 5" GEN4 LED 900L 120V 2700K Product Specifications - Quick Reference Lamp Wattage: Working Voltage: 15.7 Watts 120 Volt Dimensions: Rated Life: 15 3/4" W x 4 7/8" H 50,000 Hours Incandescent Equivalent: 75 Watts (900 Lumens) Dimmable: YES Light Color: CRI: 2700K 90 CRI Certifications: Warranty: ENERGY STAR, UL 5 Year Limited This model is the Juno IC920LEDG4-27K-1 or IC20LED G4 09LM 27K 90CRI 120 FRPC, 5" IC-Rated New Construction 2700K LED recessed can light. It utilizes a dedicated 120 volt 50/60 Hz driver. The Juno Lighting 5 inch LED recessed downlights are a fantastic alternative to incandescent 75 watt incandescent lighting. The Juno Lighting 5 120V recessed fixtures consume less than 16 watts while providing 900 lumens of light output! Juno Lighting's IC-Rated 900 lumen LED recessed downlights are the ultra-efficient LED light fixtures that will offer you extra style and flair. The Juno Generation 4 900 lumen downlights are available in either 2700K, 3000K, 3500K or 4100K offering the "designer-look" to perfectly complement any home decor theme. Juno Lightings 5 recessed lighting fixtures are manufactured to maximize energy efficiency. These fixtures have Air-Loc® sealed housings. The Air-Loc® sealed housing stops the infiltration and exfiltration of air, reducing heating and cooling costs. Offered in new construction and remodel can styles, these Juno LED recessed downlights are IC rated, approving them for use in both insulated and non-insulated ceilings. Click here to see the complete Juno Lighting IC920LEDG4 New Construction Specification Sheet. The Juno IC920LEDG4-27K-1 has a 2700K (warm white) color temperature and utilizes a high lumen output LED array. At full lumen output this fixture has minimum CRI of 90 that will beautifully show off the color scheme in any room. The LED array is attached to the thermally conductive inner housing to provide superior heat dissipation ensuring the LEDs rated life of 50,000 hours. The LEDs are binned to exceed ENERGY STAR® requirements. Junos binning process combined with their reflector design and diffusing lens produces uniform color of light and fixture luminance. The dedicated 120V LED driver is compatible with dimming methods such as incandescent, magnetic low voltage and electronic low voltage wall box dimmers. The Juno IC920LEDG4-27K-1 is NOT compatible with other dimming methods such as 0-10V. To dim with a 0-10V dimming system one must install the Juno universal voltage (120-277V) recessed cans. Click here to see the complete Juno IC920LEDG4 and IC920RLEDG4 Dimmer Compatibility Sheet. Juno Lighting has made installation of the 5, Generation 4, 900 Lumen recessed cans fast and secure. The Air-Loc® sealed aluminum housing is vertically adjustable to accommodate up to a 1.5 ceiling thickness. The UL and cUL listed junction box is prewired and equipped with quick connect electrical connectors. The mounting frame is expertly manufactured with 22-guage die-formed galvanized steel and is fully assembled for ease of installation. Patented Real Nail® 3 bar hangers: telescoping system permits quick placement of housing anywhere within 24 O.C. joists or suspended ceiling. Click here to see the complete Juno IC920LEDG4 New Construction Installation Instructions. To complete the look of any room using Juno 5 900 lumen LED recessed downlight cans one can choose from Junos vast selection of trims suited for any room and any application. Click here to explore trim options Juno Lighting 5" Recessed Downlighting Trim Kits. The Juno IC920LEDG4-27K-1 (UPC 661209388148) is ENERGY STAR Qualified when used with select trims Certified to the high efficiency requirements of California T24 with select trims UL listed for U.S. and Canada through-branch wiring Damp location rated UL and cUL. Acuity - Juno Lighting 5" GEN4 LED 900L 120V 2700K | 2700 | 90 | 900 | 57.3248 | 50000 | 15.7 | 1 | 99.18 | 99.18 | 116.5403 | 2020Q3 | https://www.greenelectricalsupply.com/juno-lighting-ic920ledg4-27k-1-5-inch-new-construction-led-downlight-2700k.aspx | Green Electrical Supply | 2020 | Yes
LED Lighting | Downlight | Manufacturer: Acuity - Juno Lighting | True |  |  |  |  | 5" Recessed 5" Recessed Home > Energy Star Qualified Products > 5" GEN4 LED 900L 120V 3500K Product Specifications - Quick Reference Lamp Wattage: Working Voltage: 15.7 Watts 120 Volt Dimensions: Rated Life: 15 3/4" W x 4 7/8" H 50,000 Hours Incandescent Equivalent: 75 Watts (900 Lumens) Dimmable: YES Light Color: CRI: 3500K 90 CRI Certifications: Warranty: ENERGY STAR, UL 5 Year Limited This model is the Juno IC920LEDG4-35K-1 or IC20LED G4 09LM 35K 90CRI 120 FRPC, 5" IC-Rated New Construction 3500K LED recessed can light. It utilizes a dedicated 120 volt 50/60 Hz driver. The Juno Lighting 5 inch LED recessed downlights are a fantastic alternative to incandescent 75 watt incandescent lighting. The Juno Lighting 5 120V recessed fixtures consume less than 16 watts while providing 900 lumens of light output! Juno Lighting's IC-Rated 900 lumen LED recessed downlights are the ultra-efficient LED light fixtures that will offer you extra style and flair. The Juno Generation 4 900 lumen downlights are available in either 2700K, 3000K, 3500K or 4100K offering the "designer-look" to perfectly complement any home decor theme. Juno Lightings 5 recessed lighting fixtures are manufactured to maximize energy efficiency. These fixtures have Air-Loc® sealed housings. The Air-Loc® sealed housing stops the infiltration and exfiltration of air, reducing heating and cooling costs. Offered in new construction and remodel can styles, these Juno LED recessed downlights are IC rated, approving them for use in both insulated and non-insulated ceilings. Click here to see the complete Juno Lighting IC920LEDG4 New Construction Specification Sheet. The Juno IC920LEDG4-35K-1 has a 3500K (bright white) color temperature and utilizes a high lumen output LED array. At full lumen output this fixture has minimum CRI of 90 that will beautifully show off the color scheme in any room. The LED array is attached to the thermally conductive inner housing to provide superior heat dissipation ensuring the LEDs rated life of 50,000 hours. The LEDs are binned to exceed ENERGY STAR® requirements. Junos binning process combined with their reflector design and diffusing lens produces uniform color of light and fixture luminance. The dedicated 120V LED driver is compatible with dimming methods such as incandescent, magnetic low voltage and electronic low voltage wall box dimmers. The Juno IC920LEDG4-35K-1 is NOT compatible with other dimming methods such as 0-10V. To dim with a 0-10V dimming system one must install the Juno universal voltage (120-277V) recessed cans. Click here to see the complete Juno IC920LEDG4 and IC920RLEDG4 Dimmer Compatibility Sheet. Juno Lighting has made installation of the 5, Generation 4, 900 Lumen recessed cans fast and secure. The Air-Loc® sealed aluminum housing is vertically adjustable to accommodate up to a 1.5 ceiling thickness. The UL and cUL listed junction box is prewired and equipped with quick connect electrical connectors. The mounting frame is expertly manufactured with 22-guage die-formed galvanized steel and is fully assembled for ease of installation. Patented Real Nail® 3 bar hangers: telescoping system permits quick placement of housing anywhere within 24 O.C. joists or suspended ceiling. Click here to see the complete Juno IC920LEDG4 New Construction Installation Instructions. To complete the look of any room using Juno 5 900 lumen LED recessed downlight cans one can choose from Junos vast selection of trims suited for any room and any application. Click here to explore trim options Juno Lighting 5" Recessed Downlighting Trim Kits. The Juno IC920LEDG4-35K-1 (UPC 661209388186) is ENERGY STAR Qualified when used with select trims Certified to the high efficiency requirements of California T24 with select trims UL listed for U.S. and Canada through-branch wiring Damp location rated UL and cUL. Acuity - Juno Lighting 5" GEN4 LED 900L 120V 3500K | 3500 | 90 | 900 | 57.3248 | 50000 | 15.7 | 1 | 99.18 | 99.18 | 116.5403 | 2020Q3 | https://www.greenelectricalsupply.com/juno-lighting-ic920ledg4-35k-1-5-inch-new-construction-led-downlight-3500k.aspx | Green Electrical Supply | 2020 | Yes
LED Lighting | Downlight | Manufacturer: Acuity - Juno Lighting | True |  |  |  |  | 5" Recessed 5" Recessed Home > Energy Star Qualified Products > 5" GEN4 LED 900L 120V 3000K Product Specifications - Quick Reference Lamp Wattage: Working Voltage: 15.7 Watts 120 Volt Dimensions: Rated Life: 15 3/4" W x 4 7/8" H 50,000 Hours Incandescent Equivalent: 75 Watts (900 Lumens) Dimmable: YES Light Color: CRI: 3000K 90 CRI Certifications: Warranty: ENERGY STAR, UL 5 Year Limited This model is the Juno IC920LEDG4-3K-1 or IC20LED G4 09LM 30K 90CRI 120 FRPC, 5" IC-Rated New Construction 3000K LED recessed can light. It utilizes a dedicated 120 volt 50/60 Hz driver. The Juno Lighting 5 inch LED recessed downlights are a fantastic alternative to incandescent 75 watt incandescent lighting. The Juno Lighting 5 120V recessed fixtures consume less than 16 watts while providing 900 lumens of light output! Juno Lighting's IC-Rated 900 lumen LED recessed downlights are the ultra-efficient LED light fixtures that will offer you extra style and flair. The Juno Generation 4 900 lumen downlights are available in either 2700K, 3000K, 3500K or 4100K offering the "designer-look" to perfectly complement any home decor theme. Juno Lightings 5 recessed lighting fixtures are manufactured to maximize energy efficiency. These fixtures have Air-Loc® sealed housings. The Air-Loc® sealed housing stops the infiltration and exfiltration of air, reducing heating and cooling costs. Offered in new construction and remodel can styles, these Juno LED recessed downlights are IC rated, approving them for use in both insulated and non-insulated ceilings. Click here to see the complete Juno Lighting IC920LEDG4 New Construction Specification Sheet. The Juno IC920LEDG4-3K-1 has a 3000K (warm white) color temperature and utilizes a high lumen output LED array. At full lumen output this fixture has minimum CRI of 90 that will beautifully show off the color scheme in any room. The LED array is attached to the thermally conductive inner housing to provide superior heat dissipation ensuring the LEDs rated life of 50,000 hours. The LEDs are binned to exceed ENERGY STAR® requirements. Junos binning process combined with their reflector design and diffusing lens produces uniform color of light and fixture luminance. The dedicated 120V LED driver is compatible with dimming methods such as incandescent, magnetic low voltage and electronic low voltage wall box dimmers. The Juno IC920LEDG4-3K-1 is NOT compatible with other dimming methods such as 0-10V. To dim with a 0-10V dimming system one must install the Juno universal voltage (120-277V) recessed cans. Click here to see the complete Juno IC920LEDG4 and IC920RLEDG4 Dimmer Compatibility Sheet. Juno Lighting has made installation of the 5, Generation 4, 900 Lumen recessed cans fast and secure. The Air-Loc® sealed aluminum housing is vertically adjustable to accommodate up to a 1.5 ceiling thickness. The UL and cUL listed junction box is prewired and equipped with quick connect electrical connectors. The mounting frame is expertly manufactured with 22-guage die-formed galvanized steel and is fully assembled for ease of installation. Patented Real Nail® 3 bar hangers: telescoping system permits quick placement of housing anywhere within 24 O.C. joists or suspended ceiling. Click here to see the complete Juno IC920LEDG4 New Construction Installation Instructions. To complete the look of any room using Juno 5 900 lumen LED recessed downlight cans one can choose from Junos vast selection of trims suited for any room and any application. Click here to explore trim options Juno Lighting 5" Recessed Downlighting Trim Kits. The Juno IC920LEDG4-3K-1 (UPC 661209388216) is ENERGY STAR Qualified when used with select trims Certified to the high efficiency requirements of California T24 with select trims UL listed for U.S. and Canada through-branch wiring Damp location rated UL and cUL. Acuity - Juno Lighting 5" GEN4 LED 900L 120V 3000K | 3000 | 90 | 900 | 57.3248 | 50000 | 15.7 | 1 | 99.18 | 99.18 | 116.5403 | 2020Q3 | https://www.greenelectricalsupply.com/juno-lighting-ic920ledg4-3k-1-5-inch-new-construction-led-downlight-3000k.aspx | Green Electrical Supply | 2020 | Yes
LED Lighting | Downlight | Manufacturer: Acuity - Juno Lighting | True |  |  |  |  | 5" Recessed 5" Recessed Home > Energy Star Qualified Products > 5" GEN4 LED 900L 120V 4100K Product Specifications - Quick Reference Lamp Wattage: Working Voltage: 15.7 Watts 120 Volt Dimensions: Rated Life: 15 3/4" W x 4 7/8" H 50,000 Hours Incandescent Equivalent: 75 Watts (900 Lumens) Dimmable: YES Light Color: CRI: 4100K 90 CRI Certifications: Warranty: ENERGY STAR, UL 5 Year Limited This model is the Juno IC920LEDG4-41K-1 or IC20LED G4 09LM 40K 90CRI 120 FRPC, 5" IC-Rated New Construction 4100K LED recessed can light. It utilizes a dedicated 120 volt 50/60 Hz driver. The Juno Lighting 5 inch LED recessed downlights are a fantastic alternative to incandescent 75 watt incandescent lighting. The Juno Lighting 5 120V recessed fixtures consume less than 16 watts while providing 900 lumens of light output! Juno Lighting's IC-Rated 900 lumen LED recessed downlights are the ultra-efficient LED light fixtures that will offer you extra style and flair. The Juno Generation 4 900 lumen downlights are available in either 2700K, 3000K, 3500K or 4100K offering the "designer-look" to perfectly complement any home decor theme. Juno Lightings 5 recessed lighting fixtures are manufactured to maximize energy efficiency. These fixtures have Air-Loc® sealed housings. The Air-Loc® sealed housing stops the infiltration and exfiltration of air, reducing heating and cooling costs. Offered in new construction and remodel can styles, these Juno LED recessed downlights are IC rated, approving them for use in both insulated and non-insulated ceilings. Click here to see the complete Juno Lighting IC920LEDG4 New Construction Specification Sheet. The Juno IC920LEDG4-41K-1 has a 4100K (cool white) color temperature and utilizes a high lumen output LED array. At full lumen output this fixture has minimum CRI of 90 that will beautifully show off the color scheme in any room. The LED array is attached to the thermally conductive inner housing to provide superior heat dissipation ensuring the LEDs rated life of 50,000 hours. The LEDs are binned to exceed ENERGY STAR® requirements. Junos binning process combined with their reflector design and diffusing lens produces uniform color of light and fixture luminance. The dedicated 120V LED driver is compatible with dimming methods such as incandescent, magnetic low voltage and electronic low voltage wall box dimmers. The Juno IC920LEDG4-27K-1 is NOT compatible with other dimming methods such as 0-10V. To dim with a 0-10V dimming system one must install the Juno universal voltage (120-277V) recessed cans. Click here to see the complete Juno IC920LEDG4 and IC920RLEDG4 Dimmer Compatibility Sheet. Juno Lighting has made installation of the 5, Generation 4, 900 Lumen recessed cans fast and secure. The Air-Loc® sealed aluminum housing is vertically adjustable to accommodate up to a 1.5 ceiling thickness. The UL and cUL listed junction box is prewired and equipped with quick connect electrical connectors. The mounting frame is expertly manufactured with 22-guage die-formed galvanized steel and is fully assembled for ease of installation. Patented Real Nail® 3 bar hangers: telescoping system permits quick placement of housing anywhere within 24 O.C. joists or suspended ceiling. Click here to see the complete Juno IC920LEDG4 New Construction Installation Instructions. To complete the look of any room using Juno 5 900 lumen LED recessed downlight cans one can choose from Junos vast selection of trims suited for any room and any application. Click here to explore trim options Juno Lighting 5" Recessed Downlighting Trim Kits. The Juno IC920LEDG4-41K-1 (UPC 661209388230) is ENERGY STAR Qualified when used with select trims Certified to the high efficiency requirements of California T24 with select trims UL listed for U.S. and Canada through-branch wiring Damp location rated UL and cUL. Acuity - Juno Lighting 5" GEN4 LED 900L 120V 4100K | 4100 | 90 | 900 | 57.3248 | 50000 | 15.7 | 1 | 176.31 | 176.31 | 207.1711 | 2020Q3 | https://www.greenelectricalsupply.com/juno-lighting-ic920ledg4-41k-1-5-inch-new-construction-led-downlight-4100k.aspx | Green Electrical Supply | 2020 | Yes
LED Lighting | Downlight | Manufacturer: Acuity - Juno Lighting | True |  |  |  |  | 5" Recessed 5" Recessed Home > Energy Star Qualified Products > 5" 900 Lumen Remodel Can 3000K Product Specifications - Quick Reference Lamp Wattage: Working Voltage: 16 Watts 120/277 Volt Dimensions: Rated Life: 13 1/2" x 4 7/8" 50,000 Hours Incandescent Equivalent: 75 Watts (900 Lumens) Dimmable: YES 0-10V Light Color: CRI: 3000K 83 CRI Certifications: Warranty: UL 5 Year Limited This model is the Juno IC920RLEDG3-3K-U, 5" IC-Rated Remodel 3000K LED recessed lights with a universal voltage 120-277V volt 50/60 Hz driver. A fantastic alternative to incandescent 75 PAR30 lighting, Juno Lighting's IC-Rated 900 lumen LED recessed downlights are the ultra-efficient LED light fixtures that will offer you extra style and flair. Available in either 2700K, 3000K, 3500K or 4100K, the 5" Juno Generation 3 downlight will offer the "designer-look" that perfectly complements many of today's upscale residential interiors. These ultra-efficient recessed LED lights require only 16 watts of input power which delivers over 56 lumens per watt. Offered in new construction and remodel recessed can styles, they are approved for use in both insulated and non-insulated ceilings. They include push-in electrical connectors and all of the easy-installation features that Juno is famous for. Click here to see the complete Juno Lighting IC920RLEDG3 900 Lumen LED 5" Remodel Downlight Specification Sheet.With a color temperature of 3000K (warm white) the Generation 3 LED array produces 900 lumens from just 16 watts (nominal). The LEDs are binned to exceed ENERGY STAR requirements, providing superior fixture-to-fixture color uniformity. This recessed downlight produces a 3000K LED CCT with 83 CRI (typical) at full lumen output and is rated for 50,000 hour life at which time the LEDs can be expected to produce 70% of their initial light output with no perceptible color change. The deep regression of the lens produces a low flare, efficient system that can produce over 900 lumens with select trims. A wide flood distribution is shipped as the standard optic, but, optional, field installable optic accessories are available (Sold separately). The universal voltage 120V-277V LED driver is compatible with most 0-10V wall box dimmers. The Juno IC920RLEDG3-3K-U is NOT compatible with other dimming methods such as incandescent, magnetic low voltage, electronic low voltage (you must install the Juno dedicated 120 volt recessed cans for these dimming options), DALI or DMX. (Click here to see the complete Juno LED Downlight Dimmer Compatibility Sheet).These low-profile LED ceiling light fixtures easily fit within 2x6 ceiling joists, facilitating installation in shallow applications. This IC (Insulation Contact) remodel housing is for remodel applications where the back side of the ceiling is not accessible. It installs through an opening in the ceiling from below and is secured in place by factory installed remodel springs. This LED remodel can is suitable for installations where the can is completely covered with insulation. The reflector and high-transmission diffusing lens are computer optimized for each aperture size, producing an optic system that provides uniform light distribution and reduced glare. The lens conceals the LED light source. Once installed, your Juno LED recessed can light is compatible with a broad range of existing Juno 5" trims to match virtually any designed application. Click here to see the complete Juno Lighting 5" Recessed Downlighting Trim Kits.The Juno IC920RLEDG3-3K-U (UPC 661209321183) is Certified to the high efficiency requirements of California T24-2008 with select trims UL listed for U.S. and Canada Damp locations, UL and cUL. Acuity - Juno Lighting 5" 900 Lumen Remodel Can 3000K | 3000 | 83 | 900 | 56.25 | 50000 | 16 | 1 | 143.78 | 143.78 | 168.9471 | 2020Q3 | https://www.greenelectricalsupply.com/juno-lighting-ic920rledg3-3k-u-5-inch-remodel-led-downlight-3000k.aspx | Green Electrical Supply | 2020 | Yes
LED Lighting | Downlight | Manufacturer: Acuity - Juno Lighting | True |  |  |  |  | 5" Recessed 5" Recessed Home > Energy Star Qualified Products > 5" GEN4 900L Remodel 120V 2700K Product Specifications - Quick Reference Lamp Wattage: Working Voltage: 15.7 Watts 120 Volt Dimensions: Rated Life: 13 1/2" W x 4 7/8" H 50,000 Hours Incandescent Equivalent: 75 Watts (900 Lumens) Dimmable: YES Light Color: CRI: 2700K 90 CRI Certifications: Warranty: ENERGY STAR, UL 5 Year Limited This model is the Juno IC920RLEDG4-27K-1 or IC20RLED G4 09LM 27K 90CRI 120 FRPC, 5" IC-Rated Remodel 2700K LED recessed can light. It utilizes a dedicated 120 volt 50/60 Hz driver. The Juno Lighting 5 inch LED recessed downlights are a fantastic alternative to incandescent 75 watt incandescent lighting. The Juno Lighting 5 120V recessed fixtures consume less than 16 watts while providing 900 LED recessed downlights are the ultra-efficient LED light fixtures that will offer you extra style and flair. of light output! Juno Lighting's IC-Rated 900 lumens of light output! Juno Lighting's IC-Rated 900 lumen LED recessed downlights are the ultra-efficient LED light fixtures that will offer you extra style and flair. The Juno Generation 4 900 lumen downlights are available in either 2700K, 3000K, 3500K or 4100K offering the "designer-look" to perfectly complement any home decor theme. Juno Lightings 5 recessed lighting fixtures are manufactured to maximize energy efficiency. These fixtures have Air-Loc® sealed housings. The Air-Loc® sealed housing stops the infiltration and exfiltration of air, reducing heating and cooling costs. Offered in new construction and remodel can styles, these Juno LED recessed downlights are IC rated, approving them for use in both insulated and non-insulated ceilings. Click here to view the full Juno Lighting IC920RLEDG4 Remodel Specification Sheet. The Juno IC920RLEDG4-27K-1 has a 2700K (warm white) color temperature and utilizes a high lumen output LED array. At full lumen output this fixture has minimum CRI of 90 that will beautifully show off the color scheme in any room. The LED array produces 900 lumens and uses less than 16 watts. The LED array is attached to the thermally conductive inner housing to provide superior heat dissipation ensuring the LEDs rated life of 50,000 hours. The LEDs are binned to exceed ENERGY STAR® requirements. Junos binning process combined with their reflector design and diffusing lens produces uniform color of light and fixture luminance. The dedicated 120V LED driver is compatible with dimming methods such as incandescent, magnetic low voltage and electronic low voltage wall box dimmers. The Juno IC920RLEDG4-27K-1 is NOT compatible with other dimming methods such as 0-10V. To dim with a 0-10V dimming system one must install the Juno universal voltage (120-277V) recessed cans. Click here to see the complete Juno IC920LEDG4 and IC920RLEDG4 Dimmer Compatibility Sheet.Juno Lighting has made installation of the 5, Generation 4, 900 Lumen recessed cans fast and secure. The remodel housing installs from below in an opening in the ceiling. The Air-Loc® sealed aluminum housing utilizes springs to accommodate up to a 1.5 ceiling thickness. The junction box is prewired and equipped with quick connect electrical connectors. The junction box also provides five 1/2 knock outs and four knockouts for 12/2 or 14/2 NM cable and ground wire. For complete installation instructions click here Juno IC920RLEDG4 Installation Instructions. To complete the look of any room using Juno 5 900 lumen LED recessed downlight cans one can choose from Junos vast selection of trims suited for any room and any application. Click here to explore trim options Juno Lighting 5" Recessed Downlighting Trim Kits. The Juno IC920RLEDG4-27K-1 (UPC 661209388254) is ENERGY STAR Qualified when used with select trims Certified to the high efficiency requirements of California T24 with select trims UL listed for U.S. and Canada through-branch wiring Damp location rated, UL and cUL. Acuity - Juno Lighting 5" GEN4 900L Remodel 120V 2700K | 2700 | 90 | 900 | 57.3248 | 50000 | 15.7 | 1 | 96.21 | 96.21 | 113.0505 | 2020Q3 | https://www.greenelectricalsupply.com/juno-lighting-ic920rledg4-27k-1-120v-5-inch-remodel-led-downlight-2700k.aspx | Green Electrical Supply | 2020 | Yes
LED Lighting | Downlight | Manufacturer: Acuity - Juno Lighting | True |  |  |  |  | 5" Recessed 5" Recessed Home > Energy Star Qualified Products > 5" GEN4 900L Remodel UNV 2700K Product Specifications - Quick Reference Lamp Wattage: Working Voltage: 16.7 Watts 120-277 Volt Dimensions: Rated Life: 13 1/2" W x 4 7/8" H 50,000 Hours Incandescent Equivalent: 75 Watts (900 Lumens) Dimmable: YES Light Color: CRI: 2700K 90 CRI Certifications: Warranty: ENERGY STAR, UL 5 Year Limited This model is the Juno IC920RLEDG4-27K-U or IC20RLED G4 09LM 27K 90CRI MVOLT ZT10, 5" IC-Rated Remodel 2700K LED recessed can light. It utilizes a universal 120-277 volt 50/60 Hz driver. The Juno Lighting 5 inch LED recessed downlights are a fantastic alternative to incandescent 75 watt incandescent lighting. The Juno Lighting 5 120-277V recessed fixtures consume less than 17 watts while providing 900 lumens of light output! Juno Lighting's IC-Rated 900 lumen LED recessed downlights are the ultra-efficient LED light fixtures that will offer you extra style and flair. The Juno Generation 4 900 lumen downlights are available in either 2700K, 3000K, 3500K or 4100K offering the "designer-look" to perfectly complement any home decor theme. Juno Lightings 5 recessed lighting fixtures are manufactured to maximize energy efficiency. These fixtures have Air-Loc® sealed housings. The Air-Loc® sealed housing stops the infiltration and exfiltration of air, reducing heating and cooling costs. Offered in new construction and remodel can styles, these Juno LED recessed downlights are IC rated, approving them for use in both insulated and non-insulated ceilings. Click here to view the full Juno Lighting IC920RLEDG4 Remodel Specification Sheet. The Juno IC920RLEDG4-27K-U has a 2700K (warm white) color temperature and utilizes a high lumen output LED array. At full lumen output this fixture has minimum CRI of 90 that will beautifully show off the color scheme in any room. The LED array produces 900 lumens and uses less than 17 watts. The LED array is attached to the thermally conductive inner housing to provide superior heat dissipation ensuring the LEDs rated life of 50,000 hours. The LEDs are binned to exceed ENERGY STAR® requirements. Junos binning process combined with their reflector design and diffusing lens produces uniform color of light and fixture luminance. The dedicated, universal 120/277V LED driver meets ENERGY STAR dimming requirements (yes, even at 277 volt) and is compatible with most 0-10V wall box dimmers. The Juno IC920RLEDG4-27K-U is NOT compatible with other dimming methods such as incandescent, magnetic low voltage, electronic low voltage (you must install the Juno dedicated 120 volt recessed cans for these dimming options). Click here to see the complete Juno IC920LEDG4 and IC920RLEDG4 Dimmer Compatibility Sheet. Juno Lighting has made installation of the 5, Generation 4, 900 Lumen recessed cans fast and secure. The remodel housing installs from below in an opening in the ceiling. The Air-Loc® sealed aluminum housing utilizes springs to accommodate up to a 1.5 ceiling thickness. The junction box is prewired and equipped with quick connect electrical connectors. The junction box also provides five 1/2 knock outs and four knockouts for 12/2 or 14/2 NM cable and ground wire. For complete installation instructions click here Juno IC920RLEDG4 Installation Instructions. To complete the look of any room using Juno 5 900 lumen LED recessed downlight cans one can choose from Junos vast selection of trims suited for any room and any application. Click here to explore trim options Juno Lighting 5" Recessed Downlighting Trim Kits. The Juno IC920RLEDG4-27K-U (UPC 661209388261) is is ENERGY STAR Qualified when used with select trims Certified to the high efficiency requirements of California T24 with select trims UL listed for U.S. and Canada through-branch wiring Damp locations rated, UL and cUL. Acuity - Juno Lighting 5" GEN4 900L Remodel UNV 2700K | 2700 | 90 | 900 | 53.8922 | 50000 | 16.7 | 1 | 112.52 | 112.52 | 132.2153 | 2020Q3 | https://www.greenelectricalsupply.com/juno-lighting-ic920rledg4-27k-u-120-277v-5-inch-remodel-led-downlight-2700k.aspx | Green Electrical Supply | 2020 | Yes
LED Lighting | Downlight | Manufacturer: Acuity - Juno Lighting | True |  |  |  |  | 5" Recessed 5" Recessed Home > Energy Star Qualified Products > 5" GEN4 900L Remodel 120V 3500K Product Specifications - Quick Reference Lamp Wattage: Working Voltage: 15.7 Watts 120 Volt Dimensions: Rated Life: 13 1/2" W x 4 7/8" H 50,000 Hours Incandescent Equivalent: 75 Watts (900 Lumens) Dimmable: YES Light Color: CRI: 3500K 90 CRI Certifications: Warranty: ENERGY STAR, UL 5 Year Limited This model is the Juno IC920RLEDG4-35K-1 or IC20RLED G4 09LM 35K 90CRI 120 FRPC, 5" IC-Rated Remodel 3500K LED recessed can light. It utilizes a dedicated 120 volt 50/60 Hz driver. The Juno Lighting 5 inch LED recessed downlights are a fantastic alternative to incandescent 75 watt incandescent lighting. The Juno Lighting 5 120V recessed fixtures consume less than 16 watts while providing 900 LED recessed downlights are the ultra-efficient LED light fixtures that will offer you extra style and flair. of light output! Juno Lighting's IC-Rated 900 lumens of light output! Juno Lighting's IC-Rated 900 lumen LED recessed downlights are the ultra-efficient LED light fixtures that will offer you extra style and flair. The Juno Generation 4 900 lumen downlights are available in either 2700K, 3000K, 3500K or 4100K offering the "designer-look" to perfectly complement any home decor theme. Juno Lightings 5 recessed lighting fixtures are manufactured to maximize energy efficiency. These fixtures have Air-Loc® sealed housings. The Air-Loc® sealed housing stops the infiltration and exfiltration of air, reducing heating and cooling costs. Offered in new construction and remodel can styles, these Juno LED recessed downlights are IC rated, approving them for use in both insulated and non-insulated ceilings. Click here to view the full Juno Lighting IC920RLEDG4 Remodel Specification Sheet. The Juno IC920RLEDG4-35K-1 has a 3500K (bright white) color temperature and utilizes a high lumen output LED array. At full lumen output this fixture has minimum CRI of 90 that will beautifully show off the color scheme in any room. The LED array produces 900 lumens and uses less than 16 watts. The LED array is attached to the thermally conductive inner housing to provide superior heat dissipation ensuring the LEDs rated life of 50,000 hours. The LEDs are binned to exceed ENERGY STAR® requirements. Junos binning process combined with their reflector design and diffusing lens produces uniform color of light and fixture luminance. The dedicated 120V LED driver is compatible with dimming methods such as incandescent, magnetic low voltage and electronic low voltage wall box dimmers. The Juno IC920RLEDG4-35K-1 is NOT compatible with other dimming methods such as 0-10V. To dim with a 0-10V dimming system one must install the Juno universal voltage (120-277V) recessed cans. Click here to see the complete Juno IC920LEDG4 and IC920RLEDG4 Dimmer Compatibility Sheet.Juno Lighting has made installation of the 5, Generation 4, 900 Lumen recessed cans fast and secure. The remodel housing installs from below in an opening in the ceiling. The Air-Loc® sealed aluminum housing utilizes springs to accommodate up to a 1.5 ceiling thickness. The junction box is prewired and equipped with quick connect electrical connectors. The junction box also provides five 1/2 knock outs and four knockouts for 12/2 or 14/2 NM cable and ground wire. For complete installation instructions click here Juno IC920RLEDG4 Installation Instructions. To complete the look of any room using Juno 5 900 lumen LED recessed downlight cans one can choose from Junos vast selection of trims suited for any room and any application. Click here to explore trim options Juno Lighting 5" Recessed Downlighting Trim Kits. The Juno IC920RLEDG4-35K-1 (UPC 661209388278) is ENERGY STAR Qualified when used with select trims Certified to the high efficiency requirements of California T24 with select trims UL listed for U.S. and Canada through-branch wiring Damp location rated, UL and cUL. Acuity - Juno Lighting 5" GEN4 900L Remodel 120V 3500K | 3500 | 90 | 900 | 57.3248 | 50000 | 15.7 | 1 | 69.35 | 69.35 | 81.4889 | 2020Q3 | https://www.greenelectricalsupply.com/juno-lighting-ic920rledg4-35k-1-120v-5-inch-remodel-led-downlight-3500k.aspx | Green Electrical Supply | 2020 | Yes
LED Lighting | Downlight | Manufacturer: Acuity - Juno Lighting | True |  |  |  |  | 5" Recessed 5" Recessed Home > Energy Star Qualified Products > 5" GEN4 900L Remodel UNV 3500K Product Specifications - Quick Reference Lamp Wattage: Working Voltage: 16.7 Watts 120-277 Volt Dimensions: Rated Life: 13 1/2" W x 4 7/8" H 50,000 Hours Incandescent Equivalent: 75 Watts (900 Lumens) Dimmable: YES Light Color: CRI: 3500K 90 CRI Certifications: Warranty: ENERGY STAR, UL 5 Year Limited This model is the Juno IC920RLEDG4-35K-U or IC20RLED G4 09LM 35K 90CRI MVOLT ZT10, 5" IC-Rated Remodel 3500K LED recessed can light. It utilizes a universal 120-277 volt 50/60 Hz driver. The Juno Lighting 5 inch LED recessed downlights are a fantastic alternative to incandescent 75 watt incandescent lighting. The Juno Lighting 5 120-277V recessed fixtures consume less than 17 watts while providing 900 lumens of light output! Juno Lighting's IC-Rated 900 lumen LED recessed downlights are the ultra-efficient LED light fixtures that will offer you extra style and flair. The Juno Generation 4 900 lumen downlights are available in either 2700K, 3000K, 3500K or 4100K offering the "designer-look" to perfectly complement any home decor theme. Juno Lightings 5 recessed lighting fixtures are manufactured to maximize energy efficiency. These fixtures have Air-Loc® sealed housings. The Air-Loc® sealed housing stops the infiltration and exfiltration of air, reducing heating and cooling costs. Offered in new construction and remodel can styles, these Juno LED recessed downlights are IC rated, approving them for use in both insulated and non-insulated ceilings. Click here to view the full Juno Lighting IC920RLEDG4 Remodel Specification Sheet. The Juno IC920RLEDG4-35K-U has a 3500K (bright white) color temperature and utilizes a high lumen output LED array. At full lumen output this fixture has minimum CRI of 90 that will beautifully show off the color scheme in any room. The LED array produces 900 lumens and uses less than 17 watts. The LED array is attached to the thermally conductive inner housing to provide superior heat dissipation ensuring the LEDs rated life of 50,000 hours. The LEDs are binned to exceed ENERGY STAR® requirements. Junos binning process combined with their reflector design and diffusing lens produces uniform color of light and fixture luminance. The dedicated, universal 120/277V LED driver meets ENERGY STAR dimming requirements (yes, even at 277 volt) and is compatible with most 0-10V wall box dimmers. The Juno IC920RLEDG4-35K-U is NOT compatible with other dimming methods such as incandescent, magnetic low voltage, electronic low voltage (you must install the Juno dedicated 120 volt recessed cans for these dimming options). Click here to see the complete Juno IC920LEDG4 and IC920RLEDG4 Dimmer Compatibility Sheet. Juno Lighting has made installation of the 5, Generation 4, 900 Lumen recessed cans fast and secure. The remodel housing installs from below in an opening in the ceiling. The Air-Loc® sealed aluminum housing utilizes springs to accommodate up to a 1.5 ceiling thickness. The junction box is prewired and equipped with quick connect electrical connectors. The junction box also provides five 1/2 knock outs and four knockouts for 12/2 or 14/2 NM cable and ground wire. For complete installation instructions click here Juno IC920RLEDG4 Installation Instructions. To complete the look of any room using Juno 5 900 lumen LED recessed downlight cans one can choose from Junos vast selection of trims suited for any room and any application. Click here to explore trim options Juno Lighting 5" Recessed Downlighting Trim Kits. The Juno IC920RLEDG4-35K-U (UPC 661209388285) is is ENERGY STAR Qualified when used with select trims Certified to the high efficiency requirements of California T24 with select trims UL listed for U.S. and Canada through-branch wiring Damp locations rated , UL and cUL. Acuity - Juno Lighting 5" GEN4 900L Remodel UNV 3500K | 3500 | 90 | 900 | 53.8922 | 50000 | 16.7 | 1 | 112.52 | 112.52 | 132.2153 | 2020Q3 | https://www.greenelectricalsupply.com/juno-lighting-ic920rledg4-35k-u-120-277v-5-inch-remodel-led-downlight-3500k.aspx | Green Electrical Supply | 2020 | Yes
LED Lighting | Downlight | Manufacturer: Acuity - Juno Lighting | True |  |  |  |  | 5" Recessed 5" Recessed Home > Energy Star Qualified Products > 5" GEN4 900L Remodel 120V 3000K Product Specifications - Quick Reference Lamp Wattage: Working Voltage: 15.7 Watts 120 Volt Dimensions: Rated Life: 13 1/2" W x 4 7/8" H 50,000 Hours Incandescent Equivalent: 75 Watts (900 Lumens) Dimmable: YES Light Color: CRI: 3000K 90 CRI Certifications: Warranty: ENERGY STAR, UL 5 Year Limited This model is the Juno IC920RLEDG4-3K-1 or IC20RLED G4 09LM 30K 90CRI 120 FRPC, 5" IC-Rated Remodel 3000K LED recessed can light. It utilizes a dedicated 120 volt 50/60 Hz driver. The Juno Lighting 5 inch LED recessed downlights are a fantastic alternative to incandescent 75 watt incandescent lighting. The Juno Lighting 5 120V recessed fixtures consume less than 16 watts while providing 900 LED recessed downlights are the ultra-efficient LED light fixtures that will offer you extra style and flair. of light output! Juno Lighting's IC-Rated 900 lumens of light output! Juno Lighting's IC-Rated 900 lumen LED recessed downlights are the ultra-efficient LED light fixtures that will offer you extra style and flair. The Juno Generation 4 900 lumen downlights are available in either 2700K, 3000K, 3500K or 4100K offering the "designer-look" to perfectly complement any home decor theme. Juno Lightings 5 recessed lighting fixtures are manufactured to maximize energy efficiency. These fixtures have Air-Loc® sealed housings. The Air-Loc® sealed housing stops the infiltration and exfiltration of air, reducing heating and cooling costs. Offered in new construction and remodel can styles, these Juno LED recessed downlights are IC rated, approving them for use in both insulated and non-insulated ceilings. Click here to view the full Juno Lighting IC920RLEDG4 Remodel Specification Sheet. The Juno IC920RLEDG4-3K-1 has a 3000K (warm white) color temperature and utilizes a high lumen output LED array. At full lumen output this fixture has minimum CRI of 90 that will beautifully show off the color scheme in any room. The LED array produces 900 lumens and uses less than 16 watts. The LED array is attached to the thermally conductive inner housing to provide superior heat dissipation ensuring the LEDs rated life of 50,000 hours. The LEDs are binned to exceed ENERGY STAR® requirements. Junos binning process combined with their reflector design and diffusing lens produces uniform color of light and fixture luminance. The dedicated 120V LED driver is compatible with dimming methods such as incandescent, magnetic low voltage and electronic low voltage wall box dimmers. The Juno IC920RLEDG4-3K-1 is NOT compatible with other dimming methods such as 0-10V. To dim with a 0-10V dimming system one must install the Juno universal voltage (120-277V) recessed cans. Click here to see the complete Juno IC920LEDG4 and IC920RLEDG4 Dimmer Compatibility Sheet.Juno Lighting has made installation of the 5, Generation 4, 900 Lumen recessed cans fast and secure. The remodel housing installs from below in an opening in the ceiling. The Air-Loc® sealed aluminum housing utilizes springs to accommodate up to a 1.5 ceiling thickness. The junction box is prewired and equipped with quick connect electrical connectors. The junction box also provides five 1/2 knock outs and four knockouts for 12/2 or 14/2 NM cable and ground wire. For complete installation instructions click here Juno IC920RLEDG4 Installation Instructions. To complete the look of any room using Juno 5 900 lumen LED recessed downlight cans one can choose from Junos vast selection of trims suited for any room and any application. Click here to explore trim options Juno Lighting 5" Recessed Downlighting Trim Kits. The Juno IC920LEDG4-3K-1 (UPC 661209388292) is ENERGY STAR Qualified when used with select trims Certified to the high efficiency requirements of California T24 with select trims UL listed for U.S. and Canada through-branch wiring Damp location rated , UL and cUL. Acuity - Juno Lighting 5" GEN4 900L Remodel 120V 3000K | 3000 | 90 | 900 | 57.3248 | 50000 | 15.7 | 1 | 99.18 | 99.18 | 116.5403 | 2020Q3 | https://www.greenelectricalsupply.com/juno-lighting-ic920rledg4-3k-1-120v-5-inch-remodel-led-downlight-3000k.aspx | Green Electrical Supply | 2020 | Yes
LED Lighting | Downlight | Manufacturer: Acuity - Juno Lighting | True |  |  |  |  | 5" Recessed 5" Recessed Home > Energy Star Qualified Products > 5" GEN4 900L Remodel UNV 3000K Product Specifications - Quick Reference Lamp Wattage: Working Voltage: 16.7 Watts 120-277 Volt Dimensions: Rated Life: 13 1/2" W x 4 7/8" H 50,000 Hours Incandescent Equivalent: 75 Watts (900 Lumens) Dimmable: YES Light Color: CRI: 2700K 90 CRI Certifications: Warranty: ENERGY STAR, UL 5 Year Limited This model is the Juno IC920RLEDG4-3K-U or IC20RLED G4 09LM 30K 90CRI MVOLT ZT10, 5" IC-Rated Remodel 3000K LED recessed can light. It utilizes a universal 120-277 volt 50/60 Hz driver. The Juno Lighting 5 inch LED recessed downlights are a fantastic alternative to incandescent 75 watt incandescent lighting. The Juno Lighting 5 120-277V recessed fixtures consume less than 17 watts while providing 900 lumens of light output! Juno Lighting's IC-Rated 900 lumen LED recessed downlights are the ultra-efficient LED light fixtures that will offer you extra style and flair. The Juno Generation 4 900 lumen downlights are available in either 2700K, 3000K, 3500K or 4100K offering the "designer-look" to perfectly complement any home decor theme. Juno Lightings 5 recessed lighting fixtures are manufactured to maximize energy efficiency. These fixtures have Air-Loc® sealed housings. The Air-Loc® sealed housing stops the infiltration and exfiltration of air, reducing heating and cooling costs. Offered in new construction and remodel can styles, these Juno LED recessed downlights are IC rated, approving them for use in both insulated and non-insulated ceilings. Click here to view the full Juno Lighting IC920RLEDG4 Remodel Specification Sheet. The Juno IC920RLEDG4-3K-U has a 3000K (warm white) color temperature and utilizes a high lumen output LED array. At full lumen output this fixture has minimum CRI of 90 that will beautifully show off the color scheme in any room. The LED array produces 900 lumens and uses less than 17 watts. The LED array is attached to the thermally conductive inner housing to provide superior heat dissipation ensuring the LEDs rated life of 50,000 hours. The LEDs are binned to exceed ENERGY STAR® requirements. Junos binning process combined with their reflector design and diffusing lens produces uniform color of light and fixture luminance. The dedicated, universal 120/277V LED driver meets ENERGY STAR dimming requirements (yes, even at 277 volt) and is compatible with most 0-10V wall box dimmers. The Juno IC920RLEDG4-3K-U is NOT compatible with other dimming methods such as incandescent, magnetic low voltage, electronic low voltage (you must install the Juno dedicated 120 volt recessed cans for these dimming options). Click here to see the complete Juno IC920LEDG4 and IC920RLEDG4 Dimmer Compatibility Sheet. Juno Lighting has made installation of the 5, Generation 4, 900 Lumen recessed cans fast and secure. The remodel housing installs from below in an opening in the ceiling. The Air-Loc® sealed aluminum housing utilizes springs to accommodate up to a 1.5 ceiling thickness. The junction box is prewired and equipped with quick connect electrical connectors. The junction box also provides five 1/2 knock outs and four knockouts for 12/2 or 14/2 NM cable and ground wire. For complete installation instructions click here Juno IC920RLEDG4 Installation Instructions. To complete the look of any room using Juno 5 900 lumen LED recessed downlight cans one can choose from Junos vast selection of trims suited for any room and any application. Click here to explore trim options Juno Lighting 5" Recessed Downlighting Trim Kits. The Juno IC920RLEDG4-3K-U (UPC 661209388308) is is ENERGY STAR Qualified when used with select trims Certified to the high efficiency requirements of California T24 with select trims UL listed for U.S. and Canada through-branch wiring Damp locations rated, UL and cUL. Acuity - Juno Lighting 5" GEN4 900L Remodel UNV 3000K | 3000 | 90 | 900 | 53.8922 | 50000 | 16.7 | 1 | 112.52 | 112.52 | 132.2153 | 2020Q3 | https://www.greenelectricalsupply.com/juno-lighting-ic920rledg4-3k-u-120-277v-5-inch-remodel-led-downlight-3000k.aspx | Green Electrical Supply | 2020 | Yes
LED Lighting | Downlight | Manufacturer: Acuity - Juno Lighting | True |  |  |  |  | 5" Recessed 5" Recessed Home > Energy Star Qualified Products > 5" GEN4 900L Remodel 120V 4100K Product Specifications - Quick Reference Lamp Wattage: Working Voltage: 15.7 Watts 120 Volt Dimensions: Rated Life: 13 1/2" W x 4 7/8" H 50,000 Hours Incandescent Equivalent: 75 Watts (900 Lumens) Dimmable: YES Light Color: CRI: 4100K 90 CRI Certifications: Warranty: ENERGY STAR, UL 5 Year Limited This model is the Juno IC920RLEDG4-41K-1 or IC20RLED G4 09LM 40K 90CRI 120 FRPC, 5" IC-Rated Remodel 4100K LED recessed can light. It utilizes a dedicated 120 volt 50/60 Hz driver. The Juno Lighting 5 inch LED recessed downlights are a fantastic alternative to incandescent 75 watt incandescent lighting. The Juno Lighting 5 120V recessed fixtures consume less than 16 watts while providing 900 LED recessed downlights are the ultra-efficient LED light fixtures that will offer you extra style and flair of light output! Juno Lighting's IC-Rated 900 lumens of light output! Juno Lighting's IC-Rated 900 lumen LED recessed downlights are the ultra-efficient LED light fixtures that will offer you extra style and flair. The Juno Generation 4 900 lumen downlights are available in either 2700K, 3000K, 3500K or 4100K offering the "designer-look" to perfectly complement any home decor theme. Juno Lightings 5 recessed lighting fixtures are manufactured to maximize energy efficiency. These fixtures have Air-Loc® sealed housings. The Air-Loc® sealed housing stops the infiltration and exfiltration of air, reducing heating and cooling costs. Offered in new construction and remodel can styles, these Juno LED recessed downlights are IC rated, approving them for use in both insulated and non-insulated ceilings. Click here to view the full Juno Lighting IC920RLEDG4 Remodel Specification Sheet. The Juno IC920RLEDG4-41K-1 has a 4100K (cool white) color temperature and utilizes a high lumen output LED array. At full lumen output this fixture has minimum CRI of 90 that will beautifully show off the color scheme in any room. The LED array produces 900 lumens and uses less than 16 watts. The LED array is attached to the thermally conductive inner housing to provide superior heat dissipation ensuring the LEDs rated life of 50,000 hours. The LEDs are binned to exceed ENERGY STAR® requirements. Junos binning process combined with their reflector design and diffusing lens produces uniform color of light and fixture luminance. The dedicated 120V LED driver is compatible with dimming methods such as incandescent, magnetic low voltage and electronic low voltage wall box dimmers. The Juno IC920RLEDG4-41K-1 is NOT compatible with other dimming methods such as 0-10V. To dim with a 0-10V dimming system one must install the Juno universal voltage (120-277V) recessed cans. Click here to see the complete Juno IC920LEDG4 and IC920RLEDG4 Dimmer Compatibility Sheet.Juno Lighting has made installation of the 5, Generation 4, 900 Lumen recessed cans fast and secure. The remodel housing installs from below in an opening in the ceiling. The Air-Loc® sealed aluminum housing utilizes springs to accommodate up to a 1.5 ceiling thickness. The junction box is prewired and equipped with quick connect electrical connectors. The junction box also provides five 1/2 knock outs and four knockouts for 12/2 or 14/2 NM cable and ground wire. For complete installation instructions click here Juno IC920RLEDG4 Installation Instructions. To complete the look of any room using Juno 5 900 lumen LED recessed downlight cans one can choose from Junos vast selection of trims suited for any room and any application. Click here to explore trim options Juno Lighting 5" Recessed Downlighting Trim Kits. The Juno IC920RLEDG4-41K-1 (UPC 661209388315) is ENERGY STAR Qualified when used with select trims Certified to the high efficiency requirements of California T24 with select trims UL listed for U.S. and Canada through-branch wiring Damp location rated, UL and cUL. Acuity - Juno Lighting 5" GEN4 900L Remodel 120V 4100K | 4100 | 90 | 900 | 57.3248 | 50000 | 15.7 | 1 | 96.21 | 96.21 | 113.0505 | 2020Q3 | https://www.greenelectricalsupply.com/juno-lighting-ic920rledg4-41k-1-120v-5-inch-remodel-led-downlight-4100k.aspx | Green Electrical Supply | 2020 | Yes
LED Lighting | Downlight | Manufacturer: Acuity - Juno Lighting | True |  |  |  |  | 5" Recessed 5" Recessed Home > Energy Star Qualified Products > 5" GEN4 900L Remodel UNV 4100K Product Specifications - Quick Reference Lamp Wattage: Working Voltage: 16.7 Watts 120-277 Volt Dimensions: Rated Life: 13 1/2" W x 4 7/8" H 50,000 Hours Incandescent Equivalent: 75 Watts (900 Lumens) Dimmable: YES Light Color: CRI: 4100K 90 CRI Certifications: Warranty: ENERGY STAR, UL 5 Year Limited This model is the Juno IC920RLEDG4-41K-U or IC20RLED G4 09LM 40K 90CRI MVOLT ZT10, 5" IC-Rated Remodel 4100K LED recessed can light. It utilizes a universal 120-277 volt 50/60 Hz driver. The Juno Lighting 5 inch LED recessed downlights are a fantastic alternative to incandescent 75 watt incandescent lighting. The Juno Lighting 5 120-277V recessed fixtures consume less than 17 watts while providing 900 lumens of light output! Juno Lighting's IC-Rated 900 lumen LED recessed downlights are the ultra-efficient LED light fixtures that will offer you extra style and flair. The Juno Generation 4 900 lumen downlights are available in either 2700K, 3000K, 3500K or 4100K offering the "designer-look" to perfectly complement any home decor theme. Juno Lightings 5 recessed lighting fixtures are manufactured to maximize energy efficiency. These fixtures have Air-Loc® sealed housings. The Air-Loc® sealed housing stops the infiltration and exfiltration of air, reducing heating and cooling costs. Offered in new construction and remodel can styles, these Juno LED recessed downlights are IC rated, approving them for use in both insulated and non-insulated ceilings. Click here to view the full Juno Lighting IC920RLEDG4 Remodel Specification Sheet. The Juno IC920RLEDG4-41K-U has a 4100K (cool white) color temperature and utilizes a high lumen output LED array. At full lumen output this fixture has minimum CRI of 90 that will beautifully show off the color scheme in any room. The LED array produces 900 lumens and uses less than 17 watts. The LED array is attached to the thermally conductive inner housing to provide superior heat dissipation ensuring the LEDs rated life of 50,000 hours. The LEDs are binned to exceed ENERGY STAR® requirements. Junos binning process combined with their reflector design and diffusing lens produces uniform color of light and fixture luminance. The dedicated, universal 120/277V LED driver meets ENERGY STAR dimming requirements (yes, even at 277 volt) and is compatible with most 0-10V wall box dimmers. The Juno IC920RLEDG4-41K-U is NOT compatible with other dimming methods such as incandescent, magnetic low voltage, electronic low voltage (you must install the Juno dedicated 120 volt recessed cans for these dimming options). Click here to see the complete Juno IC920LEDG4 and IC920RLEDG4 Dimmer Compatibility Sheet. Juno Lighting has made installation of the 5, Generation 4, 900 Lumen recessed cans fast and secure. The remodel housing installs from below in an opening in the ceiling. The Air-Loc® sealed aluminum housing utilizes springs to accommodate up to a 1.5 ceiling thickness. The junction box is prewired and equipped with quick connect electrical connectors. The junction box also provides five 1/2 knock outs and four knockouts for 12/2 or 14/2 NM cable and ground wire. For complete installation instructions click here Juno IC920RLEDG4 Installation Instructions. To complete the look of any room using Juno 5 900 lumen LED recessed downlight cans one can choose from Junos vast selection of trims suited for any room and any application. Click here to explore trim options Juno Lighting 5" Recessed Downlighting Trim Kits. The Juno IC920RLEDG4-41K-U (UPC 661209388322) is is ENERGY STAR Qualified when used with select trims Certified to the high efficiency requirements of California T24 with select trims UL listed for U.S. and Canada through-branch wiring Damp locations rated, UL and cUL. Acuity - Juno Lighting 5" GEN4 900L Remodel UNV 4100K | 4100 | 90 | 900 | 53.8922 | 50000 | 16.7 | 1 | 112.52 | 112.52 | 132.2153 | 2020Q3 | https://www.greenelectricalsupply.com/juno-lighting-ic920rledg4-41k-u-120-277v-5-inch-remodel-led-downlight-4100k.aspx | Green Electrical Supply | 2020 | Yes
LED Lighting | Downlight | Manufacturer: Acuity - Juno Lighting | True |  |  |  |  | Mini Recessed Mini Recessed Home > Light Emitting Diodes (LEDs) > 12V LED Bulbs > MD1LG2-27K-FL-BL Mini Downlight Product Specifications - Quick Reference Lamp Wattage: Working Voltage: 5 Watts 12V AC Dimensions: Rated Life: 2 1/4" W x 2 7/8" H 50,000 Hours Fixture Finish: Classic Black Dimmable: YES Light Color: Beam Pattern: 2700K Flood 35 Degree Certifications: Warranty: UL 5 Year Limited This model is the Juno MD1LG2-27K-FL-BL or MD1LG2 RD 03LM 27K 80CRI FL BL (the G2 in the part number stands for Generation 2 - This GEN2 mini downlight replaces the GEN1 part number MD1L27K-FL-BL). These IC-Rated Miniature LED Downlights are ultra-compact and super-energy efficient. While consuming just 5 watts, these sleek compact recessed lights provide direct accent lighting with a low glare optic system that has an equivalent light output and distribution of a 20 watt halogen lamp. Operation requires only a remote,120V to 12VAC electronic or magnetic Juno driver/transformer (Sold Separately). The die cast aluminum IC-rated housings are approved for use in both insulated and non-insulated ceilings, and can be recessed into extra-small spaces. Available in either 2700K, 3000K, 3500K or 4000K, these Mini LED recessed lights can be combined in a variety of finishes and beam patterns allowing you to create the most energy efficient solution while providing the desired look in any confined area. Not only is this an energy efficient recessed can, it is also environment friendly; free of harmful UV-rays, infrared wavelengths, lead and mercury! An exceptionally long service life of 50,000 hours at 70% lumen maintenance assures many years of maintenance-free use. Click here to see the complete Juno Lighting MD1LG2 LED Downlight Specification Sheet. This is the mini led downlight MD1LG2-27K-FL-BL with a color temperature of 2700K and CRI of 80 (minimum) providing excellent color rendering. The optics on this recessed light creates a Flood (35 degree) beam pattern. The stylish Juno MD1L fixture has a Black finish trim with matching reflector for a uniform appearance. This LED downlight requires a 120V to 12V electronic or magnetic remote transformer to complete the system (Sold Separately). The Juno TL602E electronic transformer was designed for use with these lights, and is dimmable. Click here to see the Juno TL602E Driver-Transformer Specification Sheet for a partial list of compatible dimmers. With a trim diameter measuring in at 2 1/4 and only 2 7/8 high, this Mini Led recessed fixture can fit just about anywhere and can be completely covered in insulation. The tempered spring steel torsion clips (mouse-trap springs) are fully assembled to the housing for fast, easy, secure installation or removal. A removable cover plate provides quick access to the wiring compartment, and four pole terminal blocks facilitate a simple and secure connection with a commonly available low voltage cable (Type CL2 or NEC Equivalent, 18-12 AWG) for one fixture, or for daisy chaining multiple fixtures. Click here for the complete Juno MD1L Mini LED Downlight Installation Instructions.The Juno MD1LG2-27K-FL-BL is UL listed for indoor damp locations and daisy chaining UL and cUL listed RoHS compliant. Acuity - Juno Lighting MD1LG2-27K-FL-BL Mini Downlight | 2700 | 80 | 300 | 60 | 50000 | 5 | 1 | 106.97 | 106.97 | 125.6939 | 2020Q3 | https://www.greenelectricalsupply.com/juno-lighting-md1lg2-27k-fl-bl-mini-led-downlight-2700k.aspx | Green Electrical Supply | 2020 | No
LED Lighting | Downlight | Manufacturer: Acuity - Juno Lighting | True |  |  |  |  | Mini Recessed Mini Recessed Home > Light Emitting Diodes (LEDs) > 12V LED Bulbs > MD1LG2-27K-FL-BZ Mini Downlight Product Specifications - Quick Reference Lamp Wattage: Working Voltage: 5 Watts 12V AC Dimensions: Rated Life: 2 1/4" W x 2 7/8" H 50,000 Hours Fixture Finish: Bronze Plated Dimmable: YES Light Color: Beam Pattern: 2700K Flood 35 Degree Certifications: Warranty: UL 5 Year Limited This model is the Juno MD1LG2-27K-FL-BZ or MD1LG2 RD 03LM 27K 80CRI FL BZ (the G2 in the part number stands for Generation 2 - This GEN2 mini downlight replaces the GEN1 part number MD1L27K-FL-BZ). These IC-Rated Miniature LED Downlights are ultra-compact and super-energy efficient. While consuming just 5 watts, these sleek compact recessed lights provide direct accent lighting with a low glare optic system that has an equivalent light output and distribution of a 20 watt halogen lamp. Operation requires only a remote,120V to 12VAC electronic or magnetic Juno driver/transformer (Sold Separately). The die cast aluminum IC-rated housings are approved for use in both insulated and non-insulated ceilings, and can be recessed into extra-small spaces. Available in either 2700K, 3000K, 3500K or 4000K, these Mini LED recessed lights can be combined in a variety of finishes and beam patterns allowing you to create the most energy efficient solution while providing the desired look in any confined area. Not only is this an energy efficient recessed can, it is also environment friendly; free of harmful UV-rays, infrared wavelengths, lead and mercury! An exceptionally long service life of 50,000 hours at 70% lumen maintenance assures many years of maintenance-free use. Click here to see the complete Juno Lighting MD1LG2 LED Downlight Specification Sheet. This is the mini led downlight MD1LG2-27K-FL-BZ with a color temperature of 2700K and CRI of 80 (minimum) providing excellent color rendering. The optics on this recessed light creates a Flood (35 degree) beam pattern. The stylish Juno MD1L fixture has a Bronze finish trim with matching reflector for a uniform appearance. This LED downlight requires a 120V to 12V electronic or magnetic remote transformer to complete the system (Sold Separately). The Juno TL602E electronic transformer was designed for use with these lights, and is dimmable. Click here to see the Juno TL602E Driver-Transformer Specification Sheet for a partial list of compatible dimmers. With a trim diameter measuring in at 2 1/4 and only 2 7/8 high, this Mini Led recessed fixture can fit just about anywhere and can be completely covered in insulation. The tempered spring steel torsion clips (mouse-trap springs) are fully assembled to the housing for fast, easy, secure installation or removal. A removable cover plate provides quick access to the wiring compartment, and four pole terminal blocks facilitate a simple and secure connection with a commonly available low voltage cable (Type CL2 or NEC Equivalent, 18-12 AWG) for one fixture, or for daisy chaining multiple fixtures. Click here for the complete Juno MD1L Mini LED Downlight Installation Instructions.The Juno MD1LG2-27K-FL-BZ is UL listed for indoor damp locations and daisy chaining, UL and cUL listed RoHS compliant. Acuity - Juno Lighting MD1LG2-27K-FL-BZ Mini Downlight | 2700 | 80 | 300 | 60 | 50000 | 5 | 1 | 132.31 | 132.31 | 155.4694 | 2020Q3 | https://www.greenelectricalsupply.com/juno-lighting-md1lg2-27k-fl-bz-mini-led-downlight-2700k.aspx | Green Electrical Supply | 2020 | No
LED Lighting | Downlight | Manufacturer: Acuity - Juno Lighting | True |  |  |  |  | Mini Recessed Mini Recessed Home > Light Emitting Diodes (LEDs) > 12V LED Bulbs > MD1LG2-27K-FL-SN Mini Downlight Product Specifications - Quick Reference Lamp Wattage: Working Voltage: 5 Watts 12V AC Dimensions: Rated Life: 2 1/4" W x 2 7/8" H 50,000 Hours Fixture Finish: Satin Nickel Dimmable: YES Light Color: Beam Pattern: 2700K Flood 35 Degree Certifications: Warranty: UL 5 Year Limited This model is the Juno MD1LG2-27K-FL-SN or MD1LG2 RD 03LM 27K 80CRI FL SN (the G2 in the part number stands for Generation 2 - This GEN2 mini downlight replaces the GEN1 part number MD1L27K-FL-SN). These IC-Rated Miniature LED Downlights are ultra-compact and super-energy efficient. While consuming just 5 watts, these sleek compact recessed lights provide direct accent lighting with a low glare optic system that has an equivalent light output and distribution of a 20 watt halogen lamp. Operation requires only a remote,120V to 12VAC electronic or magnetic Juno driver/transformer (Sold Separately). The die cast aluminum IC-rated housings are approved for use in both insulated and non-insulated ceilings, and can be recessed into extra-small spaces. Available in either 2700K, 3000K, 3500K or 4000K, these Mini LED recessed lights can be combined in a variety of finishes and beam patterns allowing you to create the most energy efficient solution while providing the desired look in any confined area. Not only is this an energy efficient recessed can, it is also environment friendly; free of harmful UV-rays, infrared wavelengths, lead and mercury! An exceptionally long service life of 50,000 hours at 70% lumen maintenance assures many years of maintenance-free use. Click here to see the complete Juno Lighting MD1LG2 LED Downlight Specification Sheet. This is the mini led downlight MD1LG2-27K-FL-SN with a color temperature of 2700K and CRI of 80 (minimum) providing excellent color rendering. The optics on this recessed light creates a Flood (35 degree) beam pattern. The stylish Juno MD1L fixture has a Satin Nickel finish trim with matching reflector for a uniform appearance. This LED downlight requires a 120V to 12V electronic or magnetic remote transformer to complete the system (Sold Separately). The Juno TL602E electronic transformer was designed for use with these lights, and is dimmable. Click here to see the Juno TL602E Driver-Transformer Specification Sheet for a partial list of compatible dimmers. With a trim diameter measuring in at 2 1/4 and only 2 7/8 high, this Mini Led recessed fixture can fit just about anywhere and can be completely covered in insulation. The tempered spring steel torsion clips (mouse-trap springs) are fully assembled to the housing for fast, easy, secure installation or removal. A removable cover plate provides quick access to the wiring compartment, and four pole terminal blocks facilitate a simple and secure connection with a commonly available low voltage cable (Type CL2 or NEC Equivalent, 18-12 AWG) for one fixture, or for daisy chaining multiple fixtures. Click here for the complete Juno MD1L Mini LED Downlight Installation Instructions.The Juno MD1LG2-27K-FL-SN is UL listed for indoor damp locations and daisy chaining , UL and cUL listed RoHS compliant. Acuity - Juno Lighting MD1LG2-27K-FL-SN Mini Downlight | 2700 | 80 | 300 | 60 | 50000 | 5 | 1 | 132.31 | 132.31 | 155.4694 | 2020Q3 | https://www.greenelectricalsupply.com/juno-lighting-md1lg2-27k-fl-sn-mini-led-downlight-2700k.aspx | Green Electrical Supply | 2020 | No
LED Lighting | Downlight | Manufacturer: Acuity - Juno Lighting | True |  |  |  |  | Mini Recessed Mini Recessed Home > Light Emitting Diodes (LEDs) > 12V LED Bulbs > MD1LG2-27K-FL-WH Mini Downlight Product Specifications - Quick Reference Lamp Wattage: Working Voltage: 5 Watts 12V AC Dimensions: Rated Life: 2 1/4" W x 2 7/8" H 50,000 Hours Fixture Finish: Classic White Dimmable: YES Light Color: Beam Pattern: 2700K Flood 35 Degree Certifications: Warranty: UL 5 Year Limited This model is the Juno MD1LG2-27K-FL-WH or MD1LG2 RD 03LM 27K 80CRI FL WH (the G2 in the part number stands for Generation 2 - This GEN2 mini downlight replaces the GEN1 part number MD1L27K-FL-WH). These IC-Rated Miniature LED Downlights are ultra-compact and super-energy efficient. While consuming just 5 watts, these sleek compact recessed lights provide direct accent lighting with a low glare optic system that has an equivalent light output and distribution of a 20 watt halogen lamp. Operation requires only a remote,120V to 12VAC electronic or magnetic Juno driver/transformer (Sold Separately). The die cast aluminum IC-rated housings are approved for use in both insulated and non-insulated ceilings, and can be recessed into extra-small spaces. Available in either 2700K, 3000K, 3500K or 4000K, these Mini LED recessed lights can be combined in a variety of finishes and beam patterns allowing you to create the most energy efficient solution while providing the desired look in any confined area. Not only is this an energy efficient recessed can, it is also environment friendly; free of harmful UV-rays, infrared wavelengths, lead and mercury! An exceptionally long service life of 50,000 hours at 70% lumen maintenance assures many years of maintenance-free use. Click here to see the complete Juno Lighting MD1LG2 LED Downlight Specification Sheet. This is the mini led downlight MD1LG2-27K-FL-WH with a color temperature of 2700K and CRI of 80 (minimum) providing excellent color rendering. The optics on this recessed light creates a Flood (35 degree) beam pattern. The stylish Juno MD1L fixture has a White finish trim with matching reflector for a uniform appearance. This LED downlight requires a 120V to 12V electronic or magnetic remote transformer to complete the system (Sold Separately). The Juno TL602E electronic transformer was designed for use with these lights, and is dimmable. Click here to see the Juno TL602E Driver-Transformer Specification Sheet for a partial list of compatible dimmers. With a trim diameter measuring in at 2 1/4 and only 2 7/8 high, this Mini Led recessed fixture can fit just about anywhere and can be completely covered in insulation. The tempered spring steel torsion clips (mouse-trap springs) are fully assembled to the housing for fast, easy, secure installation or removal. A removable cover plate provides quick access to the wiring compartment, and four pole terminal blocks facilitate a simple and secure connection with a commonly available low voltage cable (Type CL2 or NEC Equivalent, 18-12 AWG) for one fixture, or for daisy chaining multiple fixtures. Click here for the complete Juno MD1L Mini LED Downlight Installation Instructions.The Juno MD1LG2-27K-FL-WH is UL listed for indoor damp locations and daisy chaining , UL and cUL listed RoHS compliant. Acuity - Juno Lighting MD1LG2-27K-FL-WH Mini Downlight | 2700 | 80 | 300 | 60 | 50000 | 5 | 1 | 106.97 | 106.97 | 125.6939 | 2020Q3 | https://www.greenelectricalsupply.com/juno-lighting-md1lg2-27k-fl-wh-mini-led-downlight-2700k.aspx | Green Electrical Supply | 2020 | No
LED Lighting | Downlight | Manufacturer: Acuity - Juno Lighting | True |  |  |  |  | Mini Recessed Mini Recessed Home > Light Emitting Diodes (LEDs) > 12V LED Bulbs > MD1LG227K-NFL-BL Mini Downlight Product Specifications - Quick Reference Lamp Wattage: Working Voltage: 5 Watts 12V AC Dimensions: Rated Life: 2 1/4" W x 2 7/8" H 50,000 Hours Fixture Finish: Classic Black Dimmable: YES Light Color: Beam Pattern: 2700K Flood 24 Degree Certifications: Warranty: UL 5 Year Limited This model is the Juno MD1LG2-27K-NFL-BL or MD1LG2 RD 03LM 27K 80CRI NFL BL (the G2 in the part number stands for Generation 2 - This GEN2 mini downlight replaces the GEN1 part number MD1L27K-NFL-BL). These IC-Rated Miniature LED Downlights are ultra-compact and super-energy efficient. While consuming just 5 watts, these sleek compact recessed lights provide direct accent lighting with a low glare optic system that has an equivalent light output and distribution of a 20 watt halogen lamp. Operation requires only a remote,120V to 12VAC electronic or magnetic Juno driver/transformer (Sold Separately). The die cast aluminum IC-rated housings are approved for use in both insulated and non-insulated ceilings, and can be recessed into extra-small spaces. Available in either 2700K, 3000K, 3500K or 4000K, these Mini LED recessed lights can be combined in a variety of finishes and beam patterns allowing you to create the most energy efficient solution while providing the desired look in any confined area. Not only is this an energy efficient recessed can, it is also environment friendly; free of harmful UV-rays, infrared wavelengths, lead and mercury! An exceptionally long service life of 50,000 hours at 70% lumen maintenance assures many years of maintenance-free use. Click here to see the complete Juno Lighting MD1LG2 LED Downlight Specification Sheet. This is the mini led downlight MD1LG2-27K-NFL-BL with a color temperature of 2700K and CRI of 80 (minimum) providing excellent color rendering. The optics on this recessed light creates a Narrow Flood (24 degree) beam pattern. The stylish Juno MD1L fixture has a Black finish trim with matching reflector for a uniform appearance. This LED downlight requires a 120V to 12V electronic or magnetic remote transformer to complete the system (Sold Separately). The Juno TL602E electronic transformer was designed for use with these lights, and is dimmable. Click here to see the Juno TL602E Driver-Transformer Specification Sheet for a partial list of compatible dimmers. With a trim diameter measuring in at 2 1/4 and only 2 7/8 high, this Mini Led recessed fixture can fit just about anywhere and can be completely covered in insulation. The tempered spring steel torsion clips (mouse-trap springs) are fully assembled to the housing for fast, easy, secure installation or removal. A removable cover plate provides quick access to the wiring compartment, and four pole terminal blocks facilitate a simple and secure connection with a commonly available low voltage cable (Type CL2 or NEC Equivalent, 18-12 AWG) for one fixture, or for daisy chaining multiple fixtures. Click here for the complete Juno MD1L Mini LED Downlight Installation Instructions.The Juno MD1LG2-27K-NFL-BL is UL listed for indoor damp locations and daisy chaining, UL and cUL listed RoHS compliant. Acuity - Juno Lighting MD1LG227K-NFL-BL Mini Downlight | 2700 | 80 | 300 | 60 | 50000 | 5 | 1 | 106.97 | 106.97 | 125.6939 | 2020Q3 | https://www.greenelectricalsupply.com/juno-lighting-md1lg2-27k-nfl-bl-mini-led-downlight-2700k.aspx | Green Electrical Supply | 2020 | No
LED Lighting | Downlight | Manufacturer: Acuity - Juno Lighting | True |  |  |  |  | Mini Recessed Mini Recessed Home > Light Emitting Diodes (LEDs) > 12V LED Bulbs > MD1LG227K-NFL-BZ Mini Downlight Product Specifications - Quick Reference Lamp Wattage: Working Voltage: 5 Watts 12V AC Dimensions: Rated Life: 2 1/4" W x 2 7/8" H 50,000 Hours Fixture Finish: Bronze Plated Dimmable: YES Light Color: Beam Pattern: 2700K Flood 24 Degree Certifications: Warranty: UL 5 Year Limited This model is the Juno MD1LG2-27K-NFL-BR or MD1LG2 RD 03LM 27K 80CRI NFL BZ (the G2 in the part number stands for Generation 2 - This GEN2 mini downlight replaces the GEN1 part number MD1L27K-NFL-BR). These IC-Rated Miniature LED Downlights are ultra-compact and super-energy efficient. While consuming just 5 watts, these sleek compact recessed lights provide direct accent lighting with a low glare optic system that has an equivalent light output and distribution of a 20 watt halogen lamp. Operation requires only a remote,120V to 12VAC electronic or magnetic Juno driver/transformer (Sold Separately). The die cast aluminum IC-rated housings are approved for use in both insulated and non-insulated ceilings, and can be recessed into extra-small spaces. Available in either 2700K, 3000K, 3500K or 4000K, these Mini LED recessed lights can be combined in a variety of finishes and beam patterns allowing you to create the most energy efficient solution while providing the desired look in any confined area. Not only is this an energy efficient recessed can, it is also environment friendly; free of harmful UV-rays, infrared wavelengths, lead and mercury! An exceptionally long service life of 50,000 hours at 70% lumen maintenance assures many years of maintenance-free use. Click here to see the complete Juno Lighting MD1LG2 LED Downlight Specification Sheet. This is the mini led downlight MD1LG2-27K-NFL-BR with a color temperature of 2700K and CRI of 80 (minimum) providing excellent color rendering. The optics on this recessed light creates a Narrow Flood (24 degree) beam pattern. The stylish Juno MD1L fixture has a Bronze finish trim with matching reflector for a uniform appearance. This LED downlight requires a 120V to 12V electronic or magnetic remote transformer to complete the system (Sold Separately). The Juno TL602E electronic transformer was designed for use with these lights, and is dimmable. Click here to see the Juno TL602E Driver-Transformer Specification Sheet for a partial list of compatible dimmers. With a trim diameter measuring in at 2 1/4 and only 2 7/8 high, this Mini Led recessed fixture can fit just about anywhere and can be completely covered in insulation. The tempered spring steel torsion clips (mouse-trap springs) are fully assembled to the housing for fast, easy, secure installation or removal. A removable cover plate provides quick access to the wiring compartment, and four pole terminal blocks facilitate a simple and secure connection with a commonly available low voltage cable (Type CL2 or NEC Equivalent, 18-12 AWG) for one fixture, or for daisy chaining multiple fixtures. Click here for the complete Juno MD1L Mini LED Downlight Installation Instructions.The Juno MD1LG2-27K-NFL-BR is UL listed for indoor damp locations and daisy chaining,UL and cUL listed RoHS compliant. Acuity - Juno Lighting MD1LG227K-NFL-BZ Mini Downlight | 2700 | 80 | 300 | 60 | 50000 | 5 | 1 | 132.31 | 132.31 | 155.4694 | 2020Q3 | https://www.greenelectricalsupply.com/juno-lighting-md1lg2-27k-nfl-br-mini-led-downlight-2700k.aspx | Green Electrical Supply | 2020 | No
LED Lighting | Downlight | Manufacturer: Acuity - Juno Lighting | True |  |  |  |  | Mini Recessed Mini Recessed Home > Light Emitting Diodes (LEDs) > 12V LED Bulbs > MD1LG227K-NFL-SN Mini Downlight Product Specifications - Quick Reference Lamp Wattage: Working Voltage: 5 Watts 12V AC Dimensions: Rated Life: 2 1/4" W x 2 7/8" H 50,000 Hours Fixture Finish: Satin Nickel Dimmable: YES Light Color: Beam Pattern: 2700K Flood 24 Degree Certifications: Warranty: UL 5 Year Limited This model is the Juno MD1LG2-27K-NFL-SN or MD1LG2 RD 03LM 27K 80CRI NFL SN (the G2 in the part number stands for Generation 2 - This GEN2 mini downlight replaces the GEN1 part number MD1L27K-NFL-SN). These IC-Rated Miniature LED Downlights are ultra-compact and super-energy efficient. While consuming just 5 watts, these sleek compact recessed lights provide direct accent lighting with a low glare optic system that has an equivalent light output and distribution of a 20 watt halogen lamp. Operation requires only a remote,120V to 12VAC electronic or magnetic Juno driver/transformer (Sold Separately). The die cast aluminum IC-rated housings are approved for use in both insulated and non-insulated ceilings, and can be recessed into extra-small spaces. Available in either 2700K, 3000K, 3500K or 4000K, these Mini LED recessed lights can be combined in a variety of finishes and beam patterns allowing you to create the most energy efficient solution while providing the desired look in any confined area. Not only is this an energy efficient recessed can, it is also environment friendly; free of harmful UV-rays, infrared wavelengths, lead and mercury! An exceptionally long service life of 50,000 hours at 70% lumen maintenance assures many years of maintenance-free use. Click here to see the complete Juno Lighting MD1LG2 LED Downlight Specification Sheet. This is the mini led downlight MD1LG2-27K-NFL-SN with a color temperature of 2700K and CRI of 80 (minimum) providing excellent color rendering. The optics on this recessed light creates a Narrow Flood (24 degree) beam pattern. The stylish Juno MD1L fixture has a Satin Nickel finish trim with matching reflector for a uniform appearance. This LED downlight requires a 120V to 12V electronic or magnetic remote transformer to complete the system (Sold Separately). The Juno TL602E electronic transformer was designed for use with these lights, and is dimmable. Click here to see the Juno TL602E Driver-Transformer Specification Sheet for a partial list of compatible dimmers. With a trim diameter measuring in at 2 1/4 and only 2 7/8 high, this Mini Led recessed fixture can fit just about anywhere and can be completely covered in insulation. The tempered spring steel torsion clips (mouse-trap springs) are fully assembled to the housing for fast, easy, secure installation or removal. A removable cover plate provides quick access to the wiring compartment, and four pole terminal blocks facilitate a simple and secure connection with a commonly available low voltage cable (Type CL2 or NEC Equivalent, 18-12 AWG) for one fixture, or for daisy chaining multiple fixtures. Click here for the complete Juno MD1L Mini LED Downlight Installation Instructions.The Juno MD1LG2-27K-NFL-SN is UL listed for indoor damp locations and daisy chaining,UL and cUL listed RoHS compliant. Acuity - Juno Lighting MD1LG227K-NFL-SN Mini Downlight | 2700 | 80 | 300 | 60 | 50000 | 5 | 1 | 128.84 | 128.84 | 151.392 | 2020Q3 | https://www.greenelectricalsupply.com/juno-lighting-md1lg2-27k-nfl-sn-mini-led-downlight-2700k.aspx | Green Electrical Supply | 2020 | No
LED Lighting | Downlight | Manufacturer: Acuity - Juno Lighting | True |  |  |  |  | Mini Recessed Mini Recessed Home > Light Emitting Diodes (LEDs) > 12V LED Bulbs > MD1LG227K-NFL-WH Mini Downlight Product Specifications - Quick Reference Lamp Wattage: Working Voltage: 5 Watts 12V AC Dimensions: Rated Life: 2 1/4" W x 2 7/8" H 50,000 Hours Fixture Finish: Classic White Dimmable: YES Light Color: Beam Pattern: 2700K Flood 24 Degree Certifications: Warranty: UL 5 Year Limited This model is the Juno MD1LG2-27K-NFL-WH or MD1LG2 RD 03LM 27K 80CRI NFL WH (the G2 in the part number stands for Generation 2 - This GEN2 mini downlight replaces the GEN1 part number MD1L27K-NFL-WH). These IC-Rated Miniature LED Downlights are ultra-compact and super-energy efficient. While consuming just 5 watts, these sleek compact recessed lights provide direct accent lighting with a low glare optic system that has an equivalent light output and distribution of a 20 watt halogen lamp. Operation requires only a remote,120V to 12VAC electronic or magnetic Juno driver/transformer (Sold Separately). The die cast aluminum IC-rated housings are approved for use in both insulated and non-insulated ceilings, and can be recessed into extra-small spaces. Available in either 2700K, 3000K, 3500K or 4000K, these Mini LED recessed lights can be combined in a variety of finishes and beam patterns allowing you to create the most energy efficient solution while providing the desired look in any confined area. Not only is this an energy efficient recessed can, it is also environment friendly; free of harmful UV-rays, infrared wavelengths, lead and mercury! An exceptionally long service life of 50,000 hours at 70% lumen maintenance assures many years of maintenance-free use. Click here to see the complete Juno Lighting MD1LG2 LED Downlight Specification Sheet. This is the mini led downlight MD1LG2-27K-NFL-WH with a color temperature of 2700K and CRI of 80 (minimum) providing excellent color rendering. The optics on this recessed light creates a Narrow Flood (24 degree) beam pattern. The stylish Juno MD1L fixture has a White finish trim with matching reflector for a uniform appearance. This LED downlight requires a 120V to 12V electronic or magnetic remote transformer to complete the system (Sold Separately). The Juno TL602E electronic transformer was designed for use with these lights, and is dimmable. Click here to see the Juno TL602E Driver-Transformer Specification Sheet for a partial list of compatible dimmers. With a trim diameter measuring in at 2 1/4 and only 2 7/8 high, this Mini Led recessed fixture can fit just about anywhere and can be completely covered in insulation. The tempered spring steel torsion clips (mouse-trap springs) are fully assembled to the housing for fast, easy, secure installation or removal. A removable cover plate provides quick access to the wiring compartment, and four pole terminal blocks facilitate a simple and secure connection with a commonly available low voltage cable (Type CL2 or NEC Equivalent, 18-12 AWG) for one fixture, or for daisy chaining multiple fixtures. Click here for the complete Juno MD1L Mini LED Downlight Installation Instructions.The Juno MD1LG2-27K-NFL-WH is UL listed for indoor damp locations and daisy chaining UL and cUL listed RoHS compliant. Acuity - Juno Lighting MD1LG227K-NFL-WH Mini Downlight | 2700 | 80 | 300 | 60 | 50000 | 5 | 1 | 106.97 | 106.97 | 125.6939 | 2020Q3 | https://www.greenelectricalsupply.com/juno-lighting-md1lg2-27k-nfl-wh-mini-led-downlight-2700k.aspx | Green Electrical Supply | 2020 | No
LED Lighting | Downlight | Manufacturer: Acuity - Juno Lighting | True |  |  |  |  | Mini Recessed Mini Recessed Home > Light Emitting Diodes (LEDs) > 12V LED Bulbs > MD1LG2-27K-SP-BL Mini Downlight Product Specifications - Quick Reference Lamp Wattage: Working Voltage: 5 Watts 12V AC Dimensions: Rated Life: 2 1/4" W x 2 7/8" H 50,000 Hours Fixture Finish: Classic Black Dimmable: YES Light Color: Beam Pattern: 2700K Spot 16 Degree Certifications: Warranty: UL 5 Year Limited This model is the Juno MD1LG2-27K-SP-BL or MD1LG2 RD 03LM 27K 80CRI SP BL (the G2 in the part number stands for Generation 2 - This GEN2 mini downlight replaces the GEN1 part number MD1L27K-SP-BL). These IC-Rated Miniature LED Downlights are ultra-compact and super-energy efficient. While consuming just 5 watts, these sleek compact recessed lights provide direct accent lighting with a low glare optic system that has an equivalent light output and distribution of a 20 watt halogen lamp. Operation requires only a remote,120V to 12VAC electronic or magnetic Juno driver/transformer (Sold Separately). The die cast aluminum IC-rated housings are approved for use in both insulated and non-insulated ceilings, and can be recessed into extra-small spaces. Available in either 2700K, 3000K, 3500K or 4000K, these Mini LED recessed lights can be combined in a variety of finishes and beam patterns allowing you to create the most energy efficient solution while providing the desired look in any confined area. Not only is this an energy efficient recessed can, it is also environment friendly; free of harmful UV-rays, infrared wavelengths, lead and mercury! An exceptionally long service life of 50,000 hours at 70% lumen maintenance assures many years of maintenance-free use. Click here to see the complete Juno Lighting MD1LG2 LED Downlight Specification Sheet. This is the mini led downlight MD1LG2-27K-SP-BL with a color temperature of 2700K and CRI of 80 (minimum) providing excellent color rendering. The optics on this recessed light creates a Spot (16 degree) beam pattern. The stylish Juno MD1L fixture has a Black finish trim with matching reflector for a uniform appearance. This LED downlight requires a 120V to 12V electronic or magnetic remote transformer to complete the system (Sold Separately). The Juno TL602E electronic transformer was designed for use with these lights, and is dimmable. Click here to see the Juno TL602E Driver-Transformer Specification Sheet for a partial list of compatible dimmers. With a trim diameter measuring in at 2 1/4 and only 2 7/8 high, this Mini Led recessed fixture can fit just about anywhere and can be completely covered in insulation. The tempered spring steel torsion clips (mouse-trap springs) are fully assembled to the housing for fast, easy, secure installation or removal. A removable cover plate provides quick access to the wiring compartment, and four pole terminal blocks facilitate a simple and secure connection with a commonly available low voltage cable (Type CL2 or NEC Equivalent, 18-12 AWG) for one fixture, or for daisy chaining multiple fixtures. Click here for the complete Juno MD1L Mini LED Downlight Installation Instructions.The Juno MD1LG2-27K-SP-BL is UL listed for indoor damp locations and daisy chaining cUL listed RoHS compliant. Acuity - Juno Lighting MD1LG2-27K-SP-BL Mini Downlight | 2700 | 80 | 300 | 60 | 50000 | 5 | 1 | 106.97 | 106.97 | 125.6939 | 2020Q3 | https://www.greenelectricalsupply.com/juno-lighting-md1lg2-27k-sp-bl-mini-led-downlight-2700k.aspx | Green Electrical Supply | 2020 | No
LED Lighting | Downlight | Manufacturer: Acuity - Juno Lighting | True |  |  |  |  | Mini Recessed Mini Recessed Home > Light Emitting Diodes (LEDs) > 12V LED Bulbs > MD1LG2-27K-SP-BZ Mini Downlight Product Specifications - Quick Reference Lamp Wattage: Working Voltage: 5 Watts 12V AC Dimensions: Rated Life: 2 1/4" W x 2 7/8" H 50,000 Hours Fixture Finish: Bronze Plated Dimmable: YES Light Color: Beam Pattern: 2700K Spot 16 Degree Certifications: Warranty: UL 5 Year Limited This model is the Juno MD1LG2-27K-SP-BZ or MD1LG2 RD 03LM 27K 80CRI SP BZ (the G2 in the part number stands for Generation 2 - This GEN2 mini downlight replaces the GEN1 part number MD1L27K-SP-BZ). These IC-Rated Miniature LED Downlights are ultra-compact and super-energy efficient. While consuming just 5 watts, these sleek compact recessed lights provide direct accent lighting with a low glare optic system that has an equivalent light output and distribution of a 20 watt halogen lamp. Operation requires only a remote,120V to 12VAC electronic or magnetic Juno driver/transformer (Sold Separately). The die cast aluminum IC-rated housings are approved for use in both insulated and non-insulated ceilings, and can be recessed into extra-small spaces. Available in either 2700K, 3000K, 3500K or 4000K, these Mini LED recessed lights can be combined in a variety of finishes and beam patterns allowing you to create the most energy efficient solution while providing the desired look in any confined area. Not only is this an energy efficient recessed can, it is also environment friendly; free of harmful UV-rays, infrared wavelengths, lead and mercury! An exceptionally long service life of 50,000 hours at 70% lumen maintenance assures many years of maintenance-free use. Click here to see the complete Juno Lighting MD1LG2 LED Downlight Specification Sheet. This is the mini led downlight MD1LG2-27K-SP-BZ with a color temperature of 2700K and CRI of 80 (minimum) providing excellent color rendering. The optics on this recessed light creates a Spot (16 degree) beam pattern. The stylish Juno MD1L fixture has a Bronze finish trim with matching reflector for a uniform appearance. This LED downlight requires a 120V to 12V electronic or magnetic remote transformer to complete the system (Sold Separately). The Juno TL602E electronic transformer was designed for use with these lights, and is dimmable. Click here to see the Juno TL602E Driver-Transformer Specification Sheet for a partial list of compatible dimmers. With a trim diameter measuring in at 2 1/4 and only 2 7/8 high, this Mini Led recessed fixture can fit just about anywhere and can be completely covered in insulation. The tempered spring steel torsion clips (mouse-trap springs) are fully assembled to the housing for fast, easy, secure installation or removal. A removable cover plate provides quick access to the wiring compartment, and four pole terminal blocks facilitate a simple and secure connection with a commonly available low voltage cable (Type CL2 or NEC Equivalent, 18-12 AWG) for one fixture, or for daisy chaining multiple fixtures. Click here for the complete Juno MD1L Mini LED Downlight Installation Instructions.The Juno MD1LG2-27K-SP-BZ/MD1LG2 RD 03LM 27K 80CRI SP BZ is UL listed for indoor damp locations and daisy chaining, UL and cUL listed RoHS compliant. Acuity - Juno Lighting MD1LG2-27K-SP-BZ Mini Downlight | 2700 | 80 | 300 | 60 | 50000 | 5 | 1 | 128.83 | 128.83 | 151.3802 | 2020Q3 | https://www.greenelectricalsupply.com/juno-lighting-md1lg2-27k-sp-bz-mini-led-downlight-2700k.aspx | Green Electrical Supply | 2020 | No
LED Lighting | Downlight | Manufacturer: Acuity - Juno Lighting | True |  |  |  |  | Mini Recessed Mini Recessed Home > Light Emitting Diodes (LEDs) > 12V LED Bulbs > MD1LG2-27K-SP-SN Mini Downlight Product Specifications - Quick Reference Lamp Wattage: Working Voltage: 5 Watts 12V AC Dimensions: Rated Life: 2 1/4" W x 2 7/8" H 50,000 Hours Fixture Finish: Satin Nickel Dimmable: YES Light Color: Beam Pattern: 2700K Spot 16 Degree Certifications: Warranty: UL 5 Year Limited This model is the Juno MD1LG2-27K-SP-SN or MD1LG2 RD 03LM 27K 80CRI SP SN (the G2 in the part number stands for Generation 2 - This GEN2 mini downlight replaces the GEN1 part number MD1L27K-SP-SN). These IC-Rated Miniature LED Downlights are ultra-compact and super-energy efficient. While consuming just 5 watts, these sleek compact recessed lights provide direct accent lighting with a low glare optic system that has an equivalent light output and distribution of a 20 watt halogen lamp. Operation requires only a remote,120V to 12VAC electronic or magnetic Juno driver/transformer (Sold Separately). The die cast aluminum IC-rated housings are approved for use in both insulated and non-insulated ceilings, and can be recessed into extra-small spaces. Available in either 2700K, 3000K, 3500K or 4000K, these Mini LED recessed lights can be combined in a variety of finishes and beam patterns allowing you to create the most energy efficient solution while providing the desired look in any confined area. Not only is this an energy efficient recessed can, it is also environment friendly; free of harmful UV-rays, infrared wavelengths, lead and mercury! An exceptionally long service life of 50,000 hours at 70% lumen maintenance assures many years of maintenance-free use. Click here to see the complete Juno Lighting MD1LG2 LED Downlight Specification Sheet. This is the mini led downlight MD1LG2-27K-SP-SN with a color temperature of 2700K and CRI of 80 (minimum) providing excellent color rendering. The optics on this recessed light creates a Spot (16 degree) beam pattern. The stylish Juno MD1L fixture has a Satin Nickel finish trim with matching reflector for a uniform appearance. This LED downlight requires a 120V to 12V electronic or magnetic remote transformer to complete the system (Sold Separately). The Juno TL602E electronic transformer was designed for use with these lights, and is dimmable. Click here to see the Juno TL602E Driver-Transformer Specification Sheet for a partial list of compatible dimmers. With a trim diameter measuring in at 2 1/4 and only 2 7/8 high, this Mini Led recessed fixture can fit just about anywhere and can be completely covered in insulation. The tempered spring steel torsion clips (mouse-trap springs) are fully assembled to the housing for fast, easy, secure installation or removal. A removable cover plate provides quick access to the wiring compartment, and four pole terminal blocks facilitate a simple and secure connection with a commonly available low voltage cable (Type CL2 or NEC Equivalent, 18-12 AWG) for one fixture, or for daisy chaining multiple fixtures. Click here for the complete Juno MD1L Mini LED Downlight Installation Instructions.The Juno MD1LG2-27K-SP-SN is UL listed for indoor damp locations and daisy chaining,UL and cUL listed RoHS compliant. Acuity - Juno Lighting MD1LG2-27K-SP-SN Mini Downlight | 2700 | 80 | 300 | 60 | 50000 | 5 | 1 | 132.31 | 132.31 | 155.4694 | 2020Q3 | https://www.greenelectricalsupply.com/juno-lighting-md1lg2-27k-sp-sn-mini-led-downlight-2700k.aspx | Green Electrical Supply | 2020 | No
LED Lighting | Downlight | Manufacturer: Acuity - Juno Lighting | True |  |  |  |  | Mini Recessed Mini Recessed Home > Light Emitting Diodes (LEDs) > 12V LED Bulbs > MD1LG2-27K-SP-WH Mini Downlight Product Specifications - Quick Reference Lamp Wattage: Working Voltage: 5 Watts 12V AC Dimensions: Rated Life: 2 1/4" W x 2 7/8" H 50,000 Hours Fixture Finish: Classic White Dimmable: YES Light Color: Beam Pattern: 2700K Spot 16 Degree Certifications: Warranty: UL 5 Year Limited This model is the Juno MD1LG2-27K-SP-WH or MD1LG2 RD 03LM 27K 80CRI SP WH (the G2 in the part number stands for Generation 2 - This GEN2 mini downlight replaces the GEN1 part number MD1L27K-SP-WH). These IC-Rated Miniature LED Downlights are ultra-compact and super-energy efficient. While consuming just 5 watts, these sleek compact recessed lights provide direct accent lighting with a low glare optic system that has an equivalent light output and distribution of a 20 watt halogen lamp. Operation requires only a remote,120V to 12VAC electronic or magnetic Juno driver/transformer (Sold Separately). The die cast aluminum IC-rated housings are approved for use in both insulated and non-insulated ceilings, and can be recessed into extra-small spaces. Available in either 2700K, 3000K, 3500K or 4000K, these Mini LED recessed lights can be combined in a variety of finishes and beam patterns allowing you to create the most energy efficient solution while providing the desired look in any confined area. Not only is this an energy efficient recessed can, it is also environment friendly; free of harmful UV-rays, infrared wavelengths, lead and mercury! An exceptionally long service life of 50,000 hours at 70% lumen maintenance assures many years of maintenance-free use. Click here to see the complete Juno Lighting MD1LG2 LED Downlight Specification Sheet. This is the mini led downlight MD1LG2-27K-SP-WH with a color temperature of 2700K and CRI of 80 (minimum) providing excellent color rendering. The optics on this recessed light creates a Spot (16 degree) beam pattern. The stylish Juno MD1L fixture has a White finish trim with matching reflector for a uniform appearance. This LED downlight requires a 120V to 12V electronic or magnetic remote transformer to complete the system (Sold Separately). The Juno TL602E electronic transformer was designed for use with these lights, and is dimmable. Click here to see the Juno TL602E Driver-Transformer Specification Sheet for a partial list of compatible dimmers. With a trim diameter measuring in at 2 1/4 and only 2 7/8 high, this Mini Led recessed fixture can fit just about anywhere and can be completely covered in insulation. The tempered spring steel torsion clips (mouse-trap springs) are fully assembled to the housing for fast, easy, secure installation or removal. A removable cover plate provides quick access to the wiring compartment, and four pole terminal blocks facilitate a simple and secure connection with a commonly available low voltage cable (Type CL2 or NEC Equivalent, 18-12 AWG) for one fixture, or for daisy chaining multiple fixtures. Click here for the complete Juno MD1L Mini LED Downlight Installation Instructions.The Juno MD1LG2-27K-SP-WH is UL listed for indoor damp locations and daisy chaining , UL and cUL listed RoHS compliant. Acuity - Juno Lighting MD1LG2-27K-SP-WH Mini Downlight | 2700 | 80 | 300 | 60 | 50000 | 5 | 1 | 106.97 | 106.97 | 125.6939 | 2020Q3 | https://www.greenelectricalsupply.com/juno-lighting-md1lg2-27k-sp-wh-mini-led-downlight-2700k.aspx | Green Electrical Supply | 2020 | No
LED Lighting | Downlight | Manufacturer: Acuity - Juno Lighting | True |  |  |  |  | Mini Recessed Mini Recessed Home > Light Emitting Diodes (LEDs) > 12V LED Bulbs > MD1LG2-35K-FL-BL Mini Downlight Product Specifications - Quick Reference Lamp Wattage: Working Voltage: 5 Watts 12V AC Dimensions: Rated Life: 2 1/4" W x 2 7/8" H 50,000 Hours Fixture Finish: Classic Black Dimmable: YES Light Color: Beam Pattern: 3500K Flood 35 Degree Certifications: Warranty: UL 5 Year Limited This model is the Juno MD1LG2-35K-FL-BL or MD1LG2 RD 03LM 35K 80CRI FL BL (the G2 in the part number stands for Generation 2 - This GEN2 mini downlight replaces the GEN1 part number MD1L35K-FL-BL). These IC-Rated Miniature LED Downlights are ultra-compact and super-energy efficient. While consuming just 5 watts, these sleek compact recessed lights provide direct accent lighting with a low glare optic system that has an equivalent light output and distribution of a 20 watt halogen lamp. Operation requires only a remote,120V to 12VAC electronic or magnetic Juno driver/transformer (Sold Separately). The die cast aluminum IC-rated housings are approved for use in both insulated and non-insulated ceilings, and can be recessed into extra-small spaces. Available in either 2700K, 3000K, 3500K or 4000K, these Mini LED recessed lights can be combined in a variety of finishes and beam patterns allowing you to create the most energy efficient solution while providing the desired look in any confined area. Not only is this an energy efficient recessed can, it is also environment friendly; free of harmful UV-rays, infrared wavelengths, lead and mercury! An exceptionally long service life of 50,000 hours at 70% lumen maintenance assures many years of maintenance-free use. Click here to see the complete Juno Lighting MD1LG2 LED Downlight Specification Sheet. This is the mini led downlight MD1LG2-35K-FL-BL with a color temperature of 3500K and CRI of 80 (minimum) providing excellent color rendering. The optics on this recessed light creates a Flood (35 degree) beam pattern. The stylish Juno MD1L fixture has a Black finish trim with matching reflector for a uniform appearance. This LED downlight requires a 120V to 12V electronic or magnetic remote transformer to complete the system (Sold Separately). The Juno TL602E electronic transformer was designed for use with these lights, and is dimmable. Click here to see the Juno TL602E Driver-Transformer Specification Sheet for a partial list of compatible dimmers. With a trim diameter measuring in at 2 1/4 and only 2 7/8 high, this Mini Led recessed fixture can fit just about anywhere and can be completely covered in insulation. The tempered spring steel torsion clips (mouse-trap springs) are fully assembled to the housing for fast, easy, secure installation or removal. A removable cover plate provides quick access to the wiring compartment, and four pole terminal blocks facilitate a simple and secure connection with a commonly available low voltage cable (Type CL2 or NEC Equivalent, 18-12 AWG) for one fixture, or for daisy chaining multiple fixtures. Click here for the complete Juno MD1L Mini LED Downlight Installation Instructions.The Juno MD1LG2-35K-FL-BL is UL listed for indoor damp locations and daisy chaining , UL and cUL listed RoHS compliant. Acuity - Juno Lighting MD1LG2-35K-FL-BL Mini Downlight | 3500 | 80 | 300 | 60 | 50000 | 5 | 1 | 106.97 | 106.97 | 125.6939 | 2020Q3 | https://www.greenelectricalsupply.com/juno-lighting-md1lg2-35k-fl-bl-mini-led-downlight-3500k.aspx | Green Electrical Supply | 2020 | No
LED Lighting | Downlight | Manufacturer: Acuity - Juno Lighting | True |  |  |  |  | Mini Recessed Mini Recessed Home > Light Emitting Diodes (LEDs) > 12V LED Bulbs > MD1LG2-35K-FL-BZ Mini Downlight Product Specifications - Quick Reference Lamp Wattage: Working Voltage: 5 Watts 12V AC Dimensions: Rated Life: 2 1/4" W x 2 7/8" H 50,000 Hours Fixture Finish: Bronze Plated Dimmable: YES Light Color: Beam Pattern: 3500K Flood 35 Degree Certifications: Warranty: UL 5 Year Limited This model is the Juno MD1LG2-35K-FL-BZ or MD1LG2 RD 03LM 35K 80CRI FL BZ (the G2 in the part number stands for Generation 2 - This GEN2 mini downlight replaces the GEN1 part number MD1L35K-FL-BZ). These IC-Rated Miniature LED Downlights are ultra-compact and super-energy efficient. While consuming just 5 watts, these sleek compact recessed lights provide direct accent lighting with a low glare optic system that has an equivalent light output and distribution of a 20 watt halogen lamp. Operation requires only a remote,120V to 12VAC electronic or magnetic Juno driver/transformer (Sold Separately). The die cast aluminum IC-rated housings are approved for use in both insulated and non-insulated ceilings, and can be recessed into extra-small spaces. Available in either 2700K, 3000K, 3500K or 4000K, these Mini LED recessed lights can be combined in a variety of finishes and beam patterns allowing you to create the most energy efficient solution while providing the desired look in any confined area. Not only is this an energy efficient recessed can, it is also environment friendly; free of harmful UV-rays, infrared wavelengths, lead and mercury! An exceptionally long service life of 50,000 hours at 70% lumen maintenance assures many years of maintenance-free use. Click here to see the complete Juno Lighting MD1LG2 LED Downlight Specification Sheet. This is the mini led downlight MD1LG2-35K-FL-BZ with a color temperature of 3500K and CRI of 80 (minimum) providing excellent color rendering. The optics on this recessed light creates a Flood (35 degree) beam pattern. The stylish Juno MD1L fixture has a Bronze finish trim with matching reflector for a uniform appearance. This LED downlight requires a 120V to 12V electronic or magnetic remote transformer to complete the system (Sold Separately). The Juno TL602E electronic transformer was designed for use with these lights, and is dimmable. Click here to see the Juno TL602E Driver-Transformer Specification Sheet for a partial list of compatible dimmers. With a trim diameter measuring in at 2 1/4 and only 2 7/8 high, this Mini Led recessed fixture can fit just about anywhere and can be completely covered in insulation. The tempered spring steel torsion clips (mouse-trap springs) are fully assembled to the housing for fast, easy, secure installation or removal. A removable cover plate provides quick access to the wiring compartment, and four pole terminal blocks facilitate a simple and secure connection with a commonly available low voltage cable (Type CL2 or NEC Equivalent, 18-12 AWG) for one fixture, or for daisy chaining multiple fixtures. Click here for the complete Juno MD1L Mini LED Downlight Installation Instructions.The Juno MD1LG2-35K-FL-BZ is UL listed for indoor damp locations and daisy chaining , UL and cUL listed RoHS compliant. Acuity - Juno Lighting MD1LG2-35K-FL-BZ Mini Downlight | 3500 | 80 | 300 | 60 | 50000 | 5 | 1 | 128.83 | 128.83 | 151.3802 | 2020Q3 | https://www.greenelectricalsupply.com/juno-lighting-md1lg2-35k-fl-bz-mini-led-downlight-3500k.aspx | Green Electrical Supply | 2020 | No
LED Lighting | Downlight | Manufacturer: Acuity - Juno Lighting | True |  |  |  |  | Mini Recessed Mini Recessed Home > Light Emitting Diodes (LEDs) > 12V LED Bulbs > MD1LG2-35K-FL-SN Mini Downlight Product Specifications - Quick Reference Lamp Wattage: Working Voltage: 5 Watts 12V AC Dimensions: Rated Life: 2 1/4" W x 2 7/8" H 50,000 Hours Fixture Finish: Satin Nickel Dimmable: YES Light Color: Beam Pattern: 3500K Flood 35 Degree Certifications: Warranty: UL 5 Year Limited This model is the Juno MD1LG2-35K-FL-SN or MD1LG2 RD 03LM 35K 80CRI FL SN (the G2 in the part number stands for Generation 2 - This GEN2 mini downlight replaces the GEN1 part number MD1L35K-FL-SN). These IC-Rated Miniature LED Downlights are ultra-compact and super-energy efficient. While consuming just 5 watts, these sleek compact recessed lights provide direct accent lighting with a low glare optic system that has an equivalent light output and distribution of a 20 watt halogen lamp. Operation requires only a remote,120V to 12VAC electronic or magnetic Juno driver/transformer (Sold Separately). The die cast aluminum IC-rated housings are approved for use in both insulated and non-insulated ceilings, and can be recessed into extra-small spaces. Available in either 2700K, 3000K, 3500K or 4000K, these Mini LED recessed lights can be combined in a variety of finishes and beam patterns allowing you to create the most energy efficient solution while providing the desired look in any confined area. Not only is this an energy efficient recessed can, it is also environment friendly; free of harmful UV-rays, infrared wavelengths, lead and mercury! An exceptionally long service life of 50,000 hours at 70% lumen maintenance assures many years of maintenance-free use. Click here to see the complete Juno Lighting MD1LG2 LED Downlight Specification Sheet. This is the mini led downlight MD1LG2-35K-FL-SN with a color temperature of 3500K and CRI of 80 (minimum) providing excellent color rendering. The optics on this recessed light creates a Flood (35 degree) beam pattern. The stylish Juno MD1L fixture has a Nickel inish trim with matching reflector for a uniform appearance. This LED downlight requires a 120V to 12V electronic or magnetic remote transformer to complete the system (Sold Separately). The Juno TL602E electronic transformer was designed for use with these lights, and is dimmable. Click here to see the Juno TL602E Driver-Transformer Specification Sheet for a partial list of compatible dimmers. With a trim diameter measuring in at 2 1/4 and only 2 7/8 high, this Mini Led recessed fixture can fit just about anywhere and can be completely covered in insulation. The tempered spring steel torsion clips (mouse-trap springs) are fully assembled to the housing for fast, easy, secure installation or removal. A removable cover plate provides quick access to the wiring compartment, and four pole terminal blocks facilitate a simple and secure connection with a commonly available low voltage cable (Type CL2 or NEC Equivalent, 18-12 AWG) for one fixture, or for daisy chaining multiple fixtures. Click here for the complete Juno MD1L Mini LED Downlight Installation Instructions.The Juno MD1LG2-35K-FL-SN is UL listed for indoor damp locations and daisy chaining, UL and cUL listed RoHS compliant. Acuity - Juno Lighting MD1LG2-35K-FL-SN Mini Downlight | 3500 | 80 | 300 | 60 | 50000 | 5 | 1 | 132.31 | 132.31 | 155.4694 | 2020Q3 | https://www.greenelectricalsupply.com/juno-lighting-md1lg2-35k-fl-sn-mini-led-downlight-3500k.aspx | Green Electrical Supply | 2020 | No
LED Lighting | Downlight | Manufacturer: Acuity - Juno Lighting | True |  |  |  |  | Mini Recessed Mini Recessed Home > Light Emitting Diodes (LEDs) > 12V LED Bulbs > MD1LG2-35K-FL-WH Mini Downlight Product Specifications - Quick Reference Lamp Wattage: Working Voltage: 5 Watts 12V AC Dimensions: Rated Life: 2 1/4" W x 2 7/8" H 50,000 Hours Fixture Finish: Classic White Dimmable: YES Light Color: Beam Pattern: 3500K Flood 35 Degree Certifications: Warranty: UL 5 Year Limited This model is the Juno MD1LG2-35K-FL-WH or MD1LG2 RD 03LM 35K 80CRI FL WH (the G2 in the part number stands for Generation 2 - This GEN2 mini downlight replaces the GEN1 part number MD1L35K-FL-WH). These IC-Rated Miniature LED Downlights are ultra-compact and super-energy efficient. While consuming just 5 watts, these sleek compact recessed lights provide direct accent lighting with a low glare optic system that has an equivalent light output and distribution of a 20 watt halogen lamp. Operation requires only a remote,120V to 12VAC electronic or magnetic Juno driver/transformer (Sold Separately). The die cast aluminum IC-rated housings are approved for use in both insulated and non-insulated ceilings, and can be recessed into extra-small spaces. Available in either 2700K, 3000K, 3500K or 4000K, these Mini LED recessed lights can be combined in a variety of finishes and beam patterns allowing you to create the most energy efficient solution while providing the desired look in any confined area. Not only is this an energy efficient recessed can, it is also environment friendly; free of harmful UV-rays, infrared wavelengths, lead and mercury! An exceptionally long service life of 50,000 hours at 70% lumen maintenance assures many years of maintenance-free use. Click here to see the complete Juno Lighting MD1LG2 LED Downlight Specification Sheet. This is the mini led downlight MD1LG2-35K-FL-WH with a color temperature of 3500K and CRI of 80 (minimum) providing excellent color rendering. The optics on this recessed light creates a Flood (35 degree) beam pattern. The stylish Juno MD1L fixture has a White finish trim with matching reflector for a uniform appearance. This LED downlight requires a 120V to 12V electronic or magnetic remote transformer to complete the system (Sold Separately). The Juno TL602E electronic transformer was designed for use with these lights, and is dimmable. Click here to see the Juno TL602E Driver-Transformer Specification Sheet for a partial list of compatible dimmers. With a trim diameter measuring in at 2 1/4 and only 2 7/8 high, this Mini Led recessed fixture can fit just about anywhere and can be completely covered in insulation. The tempered spring steel torsion clips (mouse-trap springs) are fully assembled to the housing for fast, easy, secure installation or removal. A removable cover plate provides quick access to the wiring compartment, and four pole terminal blocks facilitate a simple and secure connection with a commonly available low voltage cable (Type CL2 or NEC Equivalent, 18-12 AWG) for one fixture, or for daisy chaining multiple fixtures. Click here for the complete Juno MD1L Mini LED Downlight Installation Instructions.The Juno MD1LG2-35K-FL-WH is UL listed for indoor damp locations and daisy chaining , UL and cUL listed RoHS compliant. Acuity - Juno Lighting MD1LG2-35K-FL-WH Mini Downlight | 3500 | 80 | 300 | 60 | 50000 | 5 | 1 | 106.97 | 106.97 | 125.6939 | 2020Q3 | https://www.greenelectricalsupply.com/juno-lighting-md1lg2-35k-fl-wh-mini-led-downlight-3500k.aspx | Green Electrical Supply | 2020 | No
LED Lighting | Downlight | Manufacturer: Acuity - Juno Lighting | True |  |  |  |  | Mini Recessed Mini Recessed Home > Light Emitting Diodes (LEDs) > 12V LED Bulbs > MD1LG235K-NFL-BL Mini Downlight Product Specifications - Quick Reference Lamp Wattage: Working Voltage: 5 Watts 12V AC Dimensions: Rated Life: 2 1/4" W x 2 7/8" H 50,000 Hours Fixture Finish: Classic Black Dimmable: YES Light Color: Beam Pattern: 3500K Flood 24 Degree Certifications: Warranty: UL 5 Year Limited This model is the Juno MD1LG2-35K-NFL-BL or MD1LG2 RD 03LM 35K 80CRI NFL BL (the G2 in the part number stands for Generation 2 - This GEN2 mini downlight replaces the GEN1 part number MD1L35K-NFL-BL). These IC-Rated Miniature LED Downlights are ultra-compact and super-energy efficient. While consuming just 5 watts, these sleek compact recessed lights provide direct accent lighting with a low glare optic system that has an equivalent light output and distribution of a 20 watt halogen lamp. Operation requires only a remote,120V to 12VAC electronic or magnetic Juno driver/transformer (Sold Separately). The die cast aluminum IC-rated housings are approved for use in both insulated and non-insulated ceilings, and can be recessed into extra-small spaces. Available in either 2700K, 3000K, 3500K or 4000K, these Mini LED recessed lights can be combined in a variety of finishes and beam patterns allowing you to create the most energy efficient solution while providing the desired look in any confined area. Not only is this an energy efficient recessed can, it is also environment friendly; free of harmful UV-rays, infrared wavelengths, lead and mercury! An exceptionally long service life of 50,000 hours at 70% lumen maintenance assures many years of maintenance-free use. Click here to see the complete Juno Lighting MD1LG2 LED Downlight Specification Sheet. This is the mini led downlight MD1LG2-35K-NFL-BL with a color temperature of 3500K and CRI of 80 (minimum) providing excellent color rendering. The optics on this recessed light creates a Narrow Flood (24 degree) beam pattern. The stylish Juno MD1L fixture has a Black finish trim with matching reflector for a uniform appearance. This LED downlight requires a 120V to 12V electronic or magnetic remote transformer to complete the system (Sold Separately). The Juno TL602E electronic transformer was designed for use with these lights, and is dimmable. Click here to see the Juno TL602E Driver-Transformer Specification Sheet for a partial list of compatible dimmers. With a trim diameter measuring in at 2 1/4 and only 2 7/8 high, this Mini Led recessed fixture can fit just about anywhere and can be completely covered in insulation. The tempered spring steel torsion clips (mouse-trap springs) are fully assembled to the housing for fast, easy, secure installation or removal. A removable cover plate provides quick access to the wiring compartment, and four pole terminal blocks facilitate a simple and secure connection with a commonly available low voltage cable (Type CL2 or NEC Equivalent, 18-12 AWG) for one fixture, or for daisy chaining multiple fixtures. Click here for the complete Juno MD1L Mini LED Downlight Installation Instructions.The Juno MD1LG2-35K-NFL-BL is UL listed for indoor damp locations and daisy chaining , UL and cUL listed RoHS compliant. Acuity - Juno Lighting MD1LG235K-NFL-BL Mini Downlight | 3500 | 80 | 300 | 60 | 50000 | 5 | 1 | 106.97 | 106.97 | 125.6939 | 2020Q3 | https://www.greenelectricalsupply.com/juno-lighting-md1lg2-35k-nfl-bl-mini-led-downlight-3500k.aspx | Green Electrical Supply | 2020 | No
LED Lighting | Downlight | Manufacturer: Acuity - Juno Lighting | True |  |  |  |  | Mini Recessed Mini Recessed Home > Light Emitting Diodes (LEDs) > 12V LED Bulbs > MD1LG235K-NFL-BZ Mini Downlight Product Specifications - Quick Reference Lamp Wattage: Working Voltage: 5 Watts 12V AC Dimensions: Rated Life: 2 1/4" W x 2 7/8" H 50,000 Hours Fixture Finish: Bronze Plated Dimmable: YES Light Color: Beam Pattern: 3500K Flood 24 Degree Certifications: Warranty: UL 5 Year Limited This model is the Juno MD1LG2-35K-NFL-BZ or MD1LG2 RD 03LM 35K 80CRI NFL BZ (the G2 in the part number stands for Generation 2 - This GEN2 mini downlight replaces the GEN1 part number MD1L35K-NFL-BZ). These IC-Rated Miniature LED Downlights are ultra-compact and super-energy efficient. While consuming just 5 watts, these sleek compact recessed lights provide direct accent lighting with a low glare optic system that has an equivalent light output and distribution of a 20 watt halogen lamp. Operation requires only a remote,120V to 12VAC electronic or magnetic Juno driver/transformer (Sold Separately). The die cast aluminum IC-rated housings are approved for use in both insulated and non-insulated ceilings, and can be recessed into extra-small spaces. Available in either 2700K, 3000K, 3500K or 4000K, these Mini LED recessed lights can be combined in a variety of finishes and beam patterns allowing you to create the most energy efficient solution while providing the desired look in any confined area. Not only is this an energy efficient recessed can, it is also environment friendly; free of harmful UV-rays, infrared wavelengths, lead and mercury! An exceptionally long service life of 50,000 hours at 70% lumen maintenance assures many years of maintenance-free use. Click here to see the complete Juno Lighting MD1LG2 LED Downlight Specification Sheet. This is the mini led downlight MD1LG2-35K-NFL-BZ with a color temperature of 3500K and CRI of 80 (minimum) providing excellent color rendering. The optics on this recessed light creates a Narrow Flood (24 degree) beam pattern. The stylish Juno MD1L fixture has a Bronze finish trim with matching reflector for a uniform appearance. This LED downlight requires a 120V to 12V electronic or magnetic remote transformer to complete the system (Sold Separately). The Juno TL602E electronic transformer was designed for use with these lights, and is dimmable. Click here to see the Juno TL602E Driver-Transformer Specification Sheet for a partial list of compatible dimmers. With a trim diameter measuring in at 2 1/4 and only 2 7/8 high, this Mini Led recessed fixture can fit just about anywhere and can be completely covered in insulation. The tempered spring steel torsion clips (mouse-trap springs) are fully assembled to the housing for fast, easy, secure installation or removal. A removable cover plate provides quick access to the wiring compartment, and four pole terminal blocks facilitate a simple and secure connection with a commonly available low voltage cable (Type CL2 or NEC Equivalent, 18-12 AWG) for one fixture, or for daisy chaining multiple fixtures. Click here for the complete Juno MD1L Mini LED Downlight Installation Instructions.The Juno MD1LG2-35K-NFL-BZ is UL listed for indoor damp locations and daisy chaining , UL and cUL listed RoHS compliant. Acuity - Juno Lighting MD1LG235K-NFL-BZ Mini Downlight | 3500 | 80 | 300 | 60 | 50000 | 5 | 1 | 128.83 | 128.83 | 151.3802 | 2020Q3 | https://www.greenelectricalsupply.com/juno-lighting-md1lg2-35k-nfl-bz-mini-led-downlight-3500k.aspx | Green Electrical Supply | 2020 | No
LED Lighting | Downlight | Manufacturer: Acuity - Juno Lighting | True |  |  |  |  | Mini Recessed Mini Recessed Home > Light Emitting Diodes (LEDs) > 12V LED Bulbs > MD1LG235K-NFL-SN Mini Downlight Product Specifications - Quick Reference Lamp Wattage: Working Voltage: 5 Watts 12V AC Dimensions: Rated Life: 2 1/4" W x 2 7/8" H 50,000 Hours Fixture Finish: Satin Nickel Dimmable: YES Light Color: Beam Pattern: 3500K Flood 24 Degree Certifications: Warranty: UL 5 Year Limited This model is the Juno MD1LG2-35K-NFL-SN or MD1LG2 RD 03LM 35K 80CRI NFL SN (the G2 in the part number stands for Generation 2 - This GEN2 mini downlight replaces the GEN1 part number MD1L35K-NFL-SN). These IC-Rated Miniature LED Downlights are ultra-compact and super-energy efficient. While consuming just 5 watts, these sleek compact recessed lights provide direct accent lighting with a low glare optic system that has an equivalent light output and distribution of a 20 watt halogen lamp. Operation requires only a remote,120V to 12VAC electronic or magnetic Juno driver/transformer (Sold Separately). The die cast aluminum IC-rated housings are approved for use in both insulated and non-insulated ceilings, and can be recessed into extra-small spaces. Available in either 2700K, 3000K, 3500K or 4000K, these Mini LED recessed lights can be combined in a variety of finishes and beam patterns allowing you to create the most energy efficient solution while providing the desired look in any confined area. Not only is this an energy efficient recessed can, it is also environment friendly; free of harmful UV-rays, infrared wavelengths, lead and mercury! An exceptionally long service life of 50,000 hours at 70% lumen maintenance assures many years of maintenance-free use. Click here to see the complete Juno Lighting MD1LG2 LED Downlight Specification Sheet. This is the mini led downlight MD1LG2-35K-NFL-SN with a color temperature of 3500K and CRI of 80 (minimum) providing excellent color rendering. The optics on this recessed light creates a Narrow Flood (24 degree) beam pattern. The stylish Juno MD1L fixture has a Nickel finish trim with matching reflector for a uniform appearance. This LED downlight requires a 120V to 12V electronic or magnetic remote transformer to complete the system (Sold Separately). The Juno TL602E electronic transformer was designed for use with these lights, and is dimmable. Click here to see the Juno TL602E Driver-Transformer Specification Sheet for a partial list of compatible dimmers. With a trim diameter measuring in at 2 1/4 and only 2 7/8 high, this Mini Led recessed fixture can fit just about anywhere and can be completely covered in insulation. The tempered spring steel torsion clips (mouse-trap springs) are fully assembled to the housing for fast, easy, secure installation or removal. A removable cover plate provides quick access to the wiring compartment, and four pole terminal blocks facilitate a simple and secure connection with a commonly available low voltage cable (Type CL2 or NEC Equivalent, 18-12 AWG) for one fixture, or for daisy chaining multiple fixtures. Click here for the complete Juno MD1L Mini LED Downlight Installation Instructions.The Juno MD1LG2-35K-NFL-SN is UL listed for indoor damp locations and daisy chaining , UL and cUL listed RoHS compliant. Acuity - Juno Lighting MD1LG235K-NFL-SN Mini Downlight | 3500 | 80 | 300 | 60 | 50000 | 5 | 1 | 128.83 | 128.83 | 151.3802 | 2020Q3 | https://www.greenelectricalsupply.com/juno-lighting-md1lg2-35k-nfl-sn-mini-led-downlight-3500k.aspx | Green Electrical Supply | 2020 | No
LED Lighting | Downlight | Manufacturer: Acuity - Juno Lighting | True |  |  |  |  | Mini Recessed Mini Recessed Home > Light Emitting Diodes (LEDs) > 12V LED Bulbs > MD1LG235K-NFL-WH Mini Downlight Product Specifications - Quick Reference Lamp Wattage: Working Voltage: 5 Watts 12V AC Dimensions: Rated Life: 2 1/4" W x 2 7/8" H 50,000 Hours Fixture Finish: Classic White Dimmable: YES Light Color: Beam Pattern: 3500K Flood 24 Degree Certifications: Warranty: UL 5 Year Limited This model is the Juno MD1LG2-35K-NFL-WH or MD1LG2 RD 03LM 35K 80CRI NFL WH (the G2 in the part number stands for Generation 2 - This GEN2 mini downlight replaces the GEN1 part number MD1L35K-NFL-WH). These IC-Rated Miniature LED Downlights are ultra-compact and super-energy efficient. While consuming just 5 watts, these sleek compact recessed lights provide direct accent lighting with a low glare optic system that has an equivalent light output and distribution of a 20 watt halogen lamp. Operation requires only a remote,120V to 12VAC electronic or magnetic Juno driver/transformer (Sold Separately). The die cast aluminum IC-rated housings are approved for use in both insulated and non-insulated ceilings, and can be recessed into extra-small spaces. Available in either 2700K, 3000K, 3500K or 4000K, these Mini LED recessed lights can be combined in a variety of finishes and beam patterns allowing you to create the most energy efficient solution while providing the desired look in any confined area. Not only is this an energy efficient recessed can, it is also environment friendly; free of harmful UV-rays, infrared wavelengths, lead and mercury! An exceptionally long service life of 50,000 hours at 70% lumen maintenance assures many years of maintenance-free use. Click here to see the complete Juno Lighting MD1LG2 LED Downlight Specification Sheet. This is the mini led downlight MD1LG2-35K-NFL-WH with a color temperature of 3500K and CRI of 80 (minimum) providing excellent color rendering. The optics on this recessed light creates a Narrow Flood (24 degree) beam pattern. The stylish Juno MD1L fixture has a White finish trim with matching reflector for a uniform appearance. This LED downlight requires a 120V to 12V electronic or magnetic remote transformer to complete the system (Sold Separately). The Juno TL602E electronic transformer was designed for use with these lights, and is dimmable. Click here to see the Juno TL602E Driver-Transformer Specification Sheet for a partial list of compatible dimmers. With a trim diameter measuring in at 2 1/4 and only 2 7/8 high, this Mini Led recessed fixture can fit just about anywhere and can be completely covered in insulation. The tempered spring steel torsion clips (mouse-trap springs) are fully assembled to the housing for fast, easy, secure installation or removal. A removable cover plate provides quick access to the wiring compartment, and four pole terminal blocks facilitate a simple and secure connection with a commonly available low voltage cable (Type CL2 or NEC Equivalent, 18-12 AWG) for one fixture, or for daisy chaining multiple fixtures. Click here for the complete Juno MD1L Mini LED Downlight Installation Instructions.The Juno MD1LG2-35K-NFL-WH is UL listed for indoor damp locations and daisy chaining, UL and cUL listed RoHS compliant. Acuity - Juno Lighting MD1LG235K-NFL-WH Mini Downlight | 3500 | 80 | 300 | 60 | 50000 | 5 | 1 | 106.97 | 106.97 | 125.6939 | 2020Q3 | https://www.greenelectricalsupply.com/juno-lighting-md1lg2-35k-nfl-wh-mini-led-downlight-3500k.aspx | Green Electrical Supply | 2020 | No
LED Lighting | Downlight | Manufacturer: Acuity - Juno Lighting | True |  |  |  |  | Mini Recessed Mini Recessed Home > Light Emitting Diodes (LEDs) > 12V LED Bulbs > MD1LG2-35K-SP-BL Mini Downlight Product Specifications - Quick Reference Lamp Wattage: Working Voltage: 5 Watts 12V AC Dimensions: Rated Life: 2 1/4" W x 2 7/8" H 50,000 Hours Fixture Finish: Classic Black Dimmable: YES Light Color: Beam Pattern: 3500K Spot 16 Degree Certifications: Warranty: UL 5 Year Limited This model is the Juno MD1LG2-35K-SP-BL or MD1LG2 RD 03LM 35K 80CRI SP BL (the G2 in the part number stands for Generation 2 - This GEN2 mini downlight replaces the GEN1 part number MD1L35K-SP-BL). These IC-Rated Miniature LED Downlights are ultra-compact and super-energy efficient. While consuming just 5 watts, these sleek compact recessed lights provide direct accent lighting with a low glare optic system that has an equivalent light output and distribution of a 20 watt halogen lamp. Operation requires only a remote,120V to 12VAC electronic or magnetic Juno driver/transformer (Sold Separately). The die cast aluminum IC-rated housings are approved for use in both insulated and non-insulated ceilings, and can be recessed into extra-small spaces. Available in either 2700K, 3000K, 3500K or 4000K, these Mini LED recessed lights can be combined in a variety of finishes and beam patterns allowing you to create the most energy efficient solution while providing the desired look in any confined area. Not only is this an energy efficient recessed can, it is also environment friendly; free of harmful UV-rays, infrared wavelengths, lead and mercury! An exceptionally long service life of 50,000 hours at 70% lumen maintenance assures many years of maintenance-free use. Click here to see the complete Juno Lighting MD1LG2 LED Downlight Specification Sheet. This is the mini led downlight MD1LG2-35K-SP-BL with a color temperature of 3500K and CRI of 80 (minimum) providing excellent color rendering. The optics on this recessed light creates a Spot (16 degree) beam pattern. The stylish Juno MD1L fixture has a Black finish trim with matching reflector for a uniform appearance. This LED downlight requires a 120V to 12V electronic or magnetic remote transformer to complete the system (Sold Separately). The Juno TL602E electronic transformer was designed for use with these lights, and is dimmable. Click here to see the Juno TL602E Driver-Transformer Specification Sheet for a partial list of compatible dimmers. With a trim diameter measuring in at 2 1/4 and only 2 7/8 high, this Mini Led recessed fixture can fit just about anywhere and can be completely covered in insulation. The tempered spring steel torsion clips (mouse-trap springs) are fully assembled to the housing for fast, easy, secure installation or removal. A removable cover plate provides quick access to the wiring compartment, and four pole terminal blocks facilitate a simple and secure connection with a commonly available low voltage cable (Type CL2 or NEC Equivalent, 18-12 AWG) for one fixture, or for daisy chaining multiple fixtures. Click here for the complete Juno MD1L Mini LED Downlight Installation Instructions.The Juno MD1LG2-35K-SP-BL is UL listed for indoor damp locations and daisy chaining , UL and cUL listed RoHS compliant. Acuity - Juno Lighting MD1LG2-35K-SP-BL Mini Downlight | 3500 | 80 | 300 | 60 | 50000 | 5 | 1 | 106.97 | 106.97 | 125.6939 | 2020Q3 | https://www.greenelectricalsupply.com/juno-lighting-md1lg2-35k-sp-bl-mini-led-downlight-3500k.aspx | Green Electrical Supply | 2020 | No
LED Lighting | Downlight | Manufacturer: Acuity - Juno Lighting | True |  |  |  |  | Mini Recessed Mini Recessed Home > Light Emitting Diodes (LEDs) > 12V LED Bulbs > MD1LG2-35K-SP-BZ Mini Downlight Product Specifications - Quick Reference Lamp Wattage: Working Voltage: 5 Watts 12V AC Dimensions: Rated Life: 2 1/4" W x 2 7/8" H 50,000 Hours Fixture Finish: Bronze Plated Dimmable: YES Light Color: Beam Pattern: 3500K Spot 16 Degree Certifications: Warranty: UL 5 Year Limited This model is the Juno MD1LG2-35K-SP-BZ or MD1LG2 RD 03LM 35K 80CRI SP BZ (the G2 in the part number stands for Generation 2 - This GEN2 mini downlight replaces the GEN1 part number MD1L35K-SP-BZ). These IC-Rated Miniature LED Downlights are ultra-compact and super-energy efficient. While consuming just 5 watts, these sleek compact recessed lights provide direct accent lighting with a low glare optic system that has an equivalent light output and distribution of a 20 watt halogen lamp. Operation requires only a remote,120V to 12VAC electronic or magnetic Juno driver/transformer (Sold Separately). The die cast aluminum IC-rated housings are approved for use in both insulated and non-insulated ceilings, and can be recessed into extra-small spaces. Available in either 2700K, 3000K, 3500K or 4000K, these Mini LED recessed lights can be combined in a variety of finishes and beam patterns allowing you to create the most energy efficient solution while providing the desired look in any confined area. Not only is this an energy efficient recessed can, it is also environment friendly; free of harmful UV-rays, infrared wavelengths, lead and mercury! An exceptionally long service life of 50,000 hours at 70% lumen maintenance assures many years of maintenance-free use. Click here to see the complete Juno Lighting MD1LG2 LED Downlight Specification Sheet. This is the mini led downlight MD1LG2-35K-SP-BZ with a color temperature of 3500K and CRI of 80 (minimum) providing excellent color rendering. The optics on this recessed light creates a Spot (16 degree) beam pattern. The stylish Juno MD1L fixture has a Bronze finish trim with matching reflector for a uniform appearance. This LED downlight requires a 120V to 12V electronic or magnetic remote transformer to complete the system (Sold Separately). The Juno TL602E electronic transformer was designed for use with these lights, and is dimmable. Click here to see the Juno TL602E Driver-Transformer Specification Sheet for a partial list of compatible dimmers. With a trim diameter measuring in at 2 1/4 and only 2 7/8 high, this Mini Led recessed fixture can fit just about anywhere and can be completely covered in insulation. The tempered spring steel torsion clips (mouse-trap springs) are fully assembled to the housing for fast, easy, secure installation or removal. A removable cover plate provides quick access to the wiring compartment, and four pole terminal blocks facilitate a simple and secure connection with a commonly available low voltage cable (Type CL2 or NEC Equivalent, 18-12 AWG) for one fixture, or for daisy chaining multiple fixtures. Click here for the complete Juno MD1L Mini LED Downlight Installation Instructions.The Juno MD1LG2-35K-SP-BZ is UL listed for indoor damp locations and daisy chaining , UL and cUL listed RoHS compliant. Acuity - Juno Lighting MD1LG2-35K-SP-BZ Mini Downlight | 3500 | 80 | 300 | 60 | 50000 | 5 | 1 | 128.83 | 128.83 | 151.3802 | 2020Q3 | https://www.greenelectricalsupply.com/juno-lighting-md1lg2-35k-sp-bz-mini-led-downlight-3500k.aspx | Green Electrical Supply | 2020 | No
LED Lighting | Downlight | Manufacturer: Acuity - Juno Lighting | True |  |  |  |  | Mini Recessed Mini Recessed Home > Light Emitting Diodes (LEDs) > 12V LED Bulbs > MD1LG2-35K-SP-SN Mini Downlight Product Specifications - Quick Reference Lamp Wattage: Working Voltage: 5 Watts 12V AC Dimensions: Rated Life: 2 1/4" W x 2 7/8" H 50,000 Hours Fixture Finish: Satin Nickel Dimmable: YES Light Color: Beam Pattern: 3500K Spot 16 Degree Certifications: Warranty: UL 5 Year Limited This model is the Juno MD1LG2-35K-SP-SN or MD1LG2 RD 03LM 35K 80CRI SP SN (the G2 in the part number stands for Generation 2 - This GEN2 mini downlight replaces the GEN1 part number MD1L35K-SP-SN). These IC-Rated Miniature LED Downlights are ultra-compact and super-energy efficient. While consuming just 5 watts, these sleek compact recessed lights provide direct accent lighting with a low glare optic system that has an equivalent light output and distribution of a 20 watt halogen lamp. Operation requires only a remote,120V to 12VAC electronic or magnetic Juno driver/transformer (Sold Separately). The die cast aluminum IC-rated housings are approved for use in both insulated and non-insulated ceilings, and can be recessed into extra-small spaces. Available in either 2700K, 3000K, 3500K or 4000K, these Mini LED recessed lights can be combined in a variety of finishes and beam patterns allowing you to create the most energy efficient solution while providing the desired look in any confined area. Not only is this an energy efficient recessed can, it is also environment friendly; free of harmful UV-rays, infrared wavelengths, lead and mercury! An exceptionally long service life of 50,000 hours at 70% lumen maintenance assures many years of maintenance-free use. Click here to see the complete Juno Lighting MD1LG2 LED Downlight Specification Sheet. This is the mini led downlight MD1LG2-35K-SP-SN with a color temperature of 3500K and CRI of 80 (minimum) providing excellent color rendering. The optics on this recessed light creates a Spot (16 degree) beam pattern. The stylish Juno MD1L fixture has a Nickel finish trim with matching reflector for a uniform appearance. This LED downlight requires a 120V to 12V electronic or magnetic remote transformer to complete the system (Sold Separately). The Juno TL602E electronic transformer was designed for use with these lights, and is dimmable. Click here to see the Juno TL602E Driver-Transformer Specification Sheet for a partial list of compatible dimmers. With a trim diameter measuring in at 2 1/4 and only 2 7/8 high, this Mini Led recessed fixture can fit just about anywhere and can be completely covered in insulation. The tempered spring steel torsion clips (mouse-trap springs) are fully assembled to the housing for fast, easy, secure installation or removal. A removable cover plate provides quick access to the wiring compartment, and four pole terminal blocks facilitate a simple and secure connection with a commonly available low voltage cable (Type CL2 or NEC Equivalent, 18-12 AWG) for one fixture, or for daisy chaining multiple fixtures. Click here for the complete Juno MD1L Mini LED Downlight Installation Instructions.The Juno MD1LG2-35K-SP-SN is UL listed for indoor damp locations and daisy chaining , UL and cUL listed RoHS compliant. Acuity - Juno Lighting MD1LG2-35K-SP-SN Mini Downlight | 3500 | 80 | 300 | 60 | 50000 | 5 | 1 | 128.83 | 128.83 | 151.3802 | 2020Q3 | https://www.greenelectricalsupply.com/juno-lighting-md1lg2-35k-sp-sn-mini-led-downlight-3500k.aspx | Green Electrical Supply | 2020 | No
LED Lighting | Downlight | Manufacturer: Acuity - Juno Lighting | True |  |  |  |  | Mini Recessed Mini Recessed Home > Light Emitting Diodes (LEDs) > 12V LED Bulbs > MD1LG2-35K-SP-WH Mini Downlight Product Specifications - Quick Reference Lamp Wattage: Working Voltage: 5 Watts 12V AC Dimensions: Rated Life: 2 1/4" W x 2 7/8" H 50,000 Hours Fixture Finish: Classic White Dimmable: YES Light Color: Beam Pattern: 3500K Spot 16 Degree Certifications: Warranty: UL 5 Year Limited This model is the Juno MD1LG2-35K-SP-WH or MD1LG2 RD 03LM 35K 80CRI SP WH (the G2 in the part number stands for Generation 2 - This GEN2 mini downlight replaces the GEN1 part number MD1L35K-SP-WH). These IC-Rated Miniature LED Downlights are ultra-compact and super-energy efficient. While consuming just 5 watts, these sleek compact recessed lights provide direct accent lighting with a low glare optic system that has an equivalent light output and distribution of a 20 watt halogen lamp. Operation requires only a remote,120V to 12VAC electronic or magnetic Juno driver/transformer (Sold Separately). The die cast aluminum IC-rated housings are approved for use in both insulated and non-insulated ceilings, and can be recessed into extra-small spaces. Available in either 2700K, 3000K, 3500K or 4000K, these Mini LED recessed lights can be combined in a variety of finishes and beam patterns allowing you to create the most energy efficient solution while providing the desired look in any confined area. Not only is this an energy efficient recessed can, it is also environment friendly; free of harmful UV-rays, infrared wavelengths, lead and mercury! An exceptionally long service life of 50,000 hours at 70% lumen maintenance assures many years of maintenance-free use. Click here to see the complete Juno Lighting MD1LG2 LED Downlight Specification Sheet. This is the mini led downlight MD1LG2-35K-SP-WH with a color temperature of 3500K and CRI of 80 (minimum) providing excellent color rendering. The optics on this recessed light creates a Spot (16 degree) beam pattern. The stylish Juno MD1L fixture has a White finish trim with matching reflector for a uniform appearance. This LED downlight requires a 120V to 12V electronic or magnetic remote transformer to complete the system (Sold Separately). The Juno TL602E electronic transformer was designed for use with these lights, and is dimmable. Click here to see the Juno TL602E Driver-Transformer Specification Sheet for a partial list of compatible dimmers. With a trim diameter measuring in at 2 1/4 and only 2 7/8 high, this Mini Led recessed fixture can fit just about anywhere and can be completely covered in insulation. The tempered spring steel torsion clips (mouse-trap springs) are fully assembled to the housing for fast, easy, secure installation or removal. A removable cover plate provides quick access to the wiring compartment, and four pole terminal blocks facilitate a simple and secure connection with a commonly available low voltage cable (Type CL2 or NEC Equivalent, 18-12 AWG) for one fixture, or for daisy chaining multiple fixtures. Click here for the complete Juno MD1L Mini LED Downlight Installation Instructions.The Juno MD1LG2-35K-SP-WH is UL listed for indoor damp locations and daisy chaining, UL and cUL listed RoHS compliant. Acuity - Juno Lighting MD1LG2-35K-SP-WH Mini Downlight | 3500 | 80 | 300 | 60 | 50000 | 5 | 1 | 106.97 | 106.97 | 125.6939 | 2020Q3 | https://www.greenelectricalsupply.com/juno-lighting-md1lg2-35k-sp-wh-mini-led-downlight-3500k.aspx | Green Electrical Supply | 2020 | No
LED Lighting | Downlight | Manufacturer: Acuity - Juno Lighting | True |  |  |  |  | Mini Recessed Mini Recessed Home > Light Emitting Diodes (LEDs) > 12V LED Bulbs > MD1LG2-3K-FL-BL Mini Downlight Product Specifications - Quick Reference Lamp Wattage: Working Voltage: 5 Watts 12V AC Dimensions: Rated Life: 2 1/4" W x 2 7/8" H 50,000 Hours Fixture Finish: Classic Black Dimmable: YES Light Color: Beam Pattern: 3000K Flood 35 Degree Certifications: Warranty: UL 5 Year Limited This model is the Juno MD1LG2-3K-FL-BL or MD1LG2 RD 03LM 30K 80CRI FL BL (the G2 in the part number stands for Generation 2 - This GEN2 mini downlight replaces the GEN1 part number MD1L3K-FL-BL). These IC-Rated Miniature LED Downlights are ultra-compact and super-energy efficient. While consuming just 5 watts, these sleek compact recessed lights provide direct accent lighting with a low glare optic system that has an equivalent light output and distribution of a 20 watt halogen lamp. Operation requires only a remote,120V to 12VAC electronic or magnetic Juno driver/transformer (Sold Separately). The die cast aluminum IC-rated housings are approved for use in both insulated and non-insulated ceilings, and can be recessed into extra-small spaces. Available in either 2700K, 3000K, 3500K or 4000K, these Mini LED recessed lights can be combined in a variety of finishes and beam patterns allowing you to create the most energy efficient solution while providing the desired look in any confined area. Not only is this an energy efficient recessed can, it is also environment friendly; free of harmful UV-rays, infrared wavelengths, lead and mercury! An exceptionally long service life of 50,000 hours at 70% lumen maintenance assures many years of maintenance-free use. Click here to see the complete Juno Lighting MD1LG2 LED Downlight Specification Sheet. This is the mini led downlight MD1LG2-3K-FL-BL with a color temperature of 3000K and CRI of 80 (minimum) providing excellent color rendering. The optics on this recessed light creates a Flood (35 degree) beam pattern. The stylish Juno MD1L fixture has a Black finish trim with matching reflector for a uniform appearance. This LED downlight requires a 120V to 12V electronic or magnetic remote transformer to complete the system (Sold Separately). The Juno TL602E electronic transformer was designed for use with these lights, and is dimmable. Click here to see the Juno TL602E Driver-Transformer Specification Sheet for a partial list of compatible dimmers. With a trim diameter measuring in at 2 1/4 and only 2 7/8 high, this Mini Led recessed fixture can fit just about anywhere and can be completely covered in insulation. The tempered spring steel torsion clips (mouse-trap springs) are fully assembled to the housing for fast, easy, secure installation or removal. A removable cover plate provides quick access to the wiring compartment, and four pole terminal blocks facilitate a simple and secure connection with a commonly available low voltage cable (Type CL2 or NEC Equivalent, 18-12 AWG) for one fixture, or for daisy chaining multiple fixtures. Click here for the complete Juno MD1L Mini LED Downlight Installation Instructions.The Juno MD1LG2-3K-FL-BL is UL listed for indoor damp locations and daisy chaining , UL and cUL listed RoHS compliant. Acuity - Juno Lighting MD1LG2-3K-FL-BL Mini Downlight | 3000 | 80 | 300 | 60 | 50000 | 5 | 1 | 106.97 | 106.97 | 125.6939 | 2020Q3 | https://www.greenelectricalsupply.com/juno-lighting-md1lg2-3k-fl-bl-mini-led-downlight-3000k.aspx | Green Electrical Supply | 2020 | No
LED Lighting | Downlight | Manufacturer: Acuity - Juno Lighting | True |  |  |  |  | Mini Recessed Mini Recessed Home > Light Emitting Diodes (LEDs) > 12V LED Bulbs > MD1LG2-3K-FL-BZ Mini Downlight Product Specifications - Quick Reference Lamp Wattage: Working Voltage: 5 Watts 12V AC Dimensions: Rated Life: 2 1/4" W x 2 7/8" H 50,000 Hours Fixture Finish: Bronze Plated Dimmable: YES Light Color: Beam Pattern: 3000K Flood 35 Degree Certifications: Warranty: UL 5 Year Limited This model is the Juno MD1LG2-3K-FL-BZ or MD1LG2 RD 03LM 30K 80CRI FL BZ (the G2 in the part number stands for Generation 2 - This GEN2 mini downlight replaces the GEN1 part number MD1L3K-FL-BZ). These IC-Rated Miniature LED Downlights are ultra-compact and super-energy efficient. While consuming just 5 watts, these sleek compact recessed lights provide direct accent lighting with a low glare optic system that has an equivalent light output and distribution of a 20 watt halogen lamp. Operation requires only a remote,120V to 12VAC electronic or magnetic Juno driver/transformer (Sold Separately). The die cast aluminum IC-rated housings are approved for use in both insulated and non-insulated ceilings, and can be recessed into extra-small spaces. Available in either 2700K, 3000K, 3500K or 4000K, these Mini LED recessed lights can be combined in a variety of finishes and beam patterns allowing you to create the most energy efficient solution while providing the desired look in any confined area. Not only is this an energy efficient recessed can, it is also environment friendly; free of harmful UV-rays, infrared wavelengths, lead and mercury! An exceptionally long service life of 50,000 hours at 70% lumen maintenance assures many years of maintenance-free use. Click here to see the complete Juno Lighting MD1LG2 LED Downlight Specification Sheet. This is the mini led downlight MD1LG2-3K-FL-BZ with a color temperature of 3000K and CRI of 80 (minimum) providing excellent color rendering. The optics on this recessed light creates a Flood (35 degree) beam pattern. The stylish Juno MD1L fixture has a Bronze finish trim with matching reflector for a uniform appearance. This LED downlight requires a 120V to 12V electronic or magnetic remote transformer to complete the system (Sold Separately). The Juno TL602E electronic transformer was designed for use with these lights, and is dimmable. Click here to see the Juno TL602E Driver-Transformer Specification Sheet for a partial list of compatible dimmers. With a trim diameter measuring in at 2 1/4 and only 2 7/8 high, this Mini Led recessed fixture can fit just about anywhere and can be completely covered in insulation. The tempered spring steel torsion clips (mouse-trap springs) are fully assembled to the housing for fast, easy, secure installation or removal. A removable cover plate provides quick access to the wiring compartment, and four pole terminal blocks facilitate a simple and secure connection with a commonly available low voltage cable (Type CL2 or NEC Equivalent, 18-12 AWG) for one fixture, or for daisy chaining multiple fixtures. Click here for the complete Juno MD1L Mini LED Downlight Installation Instructions.The Juno MD1LG2-3K-FL-BZ is UL listed for indoor damp locations and daisy chaining, UL and cUL listed RoHS compliant. Acuity - Juno Lighting MD1LG2-3K-FL-BZ Mini Downlight | 3000 | 80 | 300 | 60 | 50000 | 5 | 1 | 132.31 | 132.31 | 155.4694 | 2020Q3 | https://www.greenelectricalsupply.com/juno-lighting-md1lg2-3k-fl-bz-mini-led-downlight-3000k.aspx | Green Electrical Supply | 2020 | No
LED Lighting | Downlight | Manufacturer: Acuity - Juno Lighting | True |  |  |  |  | Mini Recessed Mini Recessed Home > Light Emitting Diodes (LEDs) > 12V LED Bulbs > MD1LG2-3K-FL-SN Mini Downlight Product Specifications - Quick Reference Lamp Wattage: Working Voltage: 5 Watts 12V AC Dimensions: Rated Life: 2 1/4" W x 2 7/8" H 50,000 Hours Fixture Finish: Satin Nickel Dimmable: YES Light Color: Beam Pattern: 3000K Flood 35 Degree Certifications: Warranty: UL 5 Year Limited This model is the Juno MD1LG2-3K-FL-SN or MD1LG2 RD 03LM 30K 80CRI FL SN (the G2 in the part number stands for Generation 2 - This GEN2 mini downlight replaces the GEN1 part number MD1L3K-FL-SN). These IC-Rated Miniature LED Downlights are ultra-compact and super-energy efficient. While consuming just 5 watts, these sleek compact recessed lights provide direct accent lighting with a low glare optic system that has an equivalent light output and distribution of a 20 watt halogen lamp. Operation requires only a remote,120V to 12VAC electronic or magnetic Juno driver/transformer (Sold Separately). The die cast aluminum IC-rated housings are approved for use in both insulated and non-insulated ceilings, and can be recessed into extra-small spaces. Available in either 2700K, 3000K, 3500K or 4000K, these Mini LED recessed lights can be combined in a variety of finishes and beam patterns allowing you to create the most energy efficient solution while providing the desired look in any confined area. Not only is this an energy efficient recessed can, it is also environment friendly; free of harmful UV-rays, infrared wavelengths, lead and mercury! An exceptionally long service life of 50,000 hours at 70% lumen maintenance assures many years of maintenance-free use. Click here to see the complete Juno Lighting MD1LG2 LED Downlight Specification Sheet. This is the mini led downlight MD1LG2-3K-FL-SN with a color temperature of 3000K and CRI of 80 (minimum) providing excellent color rendering. The optics on this recessed light creates a Flood (35 degree) beam pattern. The stylish Juno MD1L fixture has a Nickel finish trim with matching reflector for a uniform appearance. This LED downlight requires a 120V to 12V electronic or magnetic remote transformer to complete the system (Sold Separately). The Juno TL602E electronic transformer was designed for use with these lights, and is dimmable. Click here to see the Juno TL602E Driver-Transformer Specification Sheet for a partial list of compatible dimmers. With a trim diameter measuring in at 2 1/4 and only 2 7/8 high, this Mini Led recessed fixture can fit just about anywhere and can be completely covered in insulation. The tempered spring steel torsion clips (mouse-trap springs) are fully assembled to the housing for fast, easy, secure installation or removal. A removable cover plate provides quick access to the wiring compartment, and four pole terminal blocks facilitate a simple and secure connection with a commonly available low voltage cable (Type CL2 or NEC Equivalent, 18-12 AWG) for one fixture, or for daisy chaining multiple fixtures. Click here for the complete Juno MD1L Mini LED Downlight Installation Instructions.The Juno MD1LG2-3K-FL-SN is UL listed for indoor damp locations and daisy chaining , UL and cUL listed RoHS compliant. Acuity - Juno Lighting MD1LG2-3K-FL-SN Mini Downlight | 3000 | 80 | 300 | 60 | 50000 | 5 | 1 | 132.31 | 132.31 | 155.4694 | 2020Q3 | https://www.greenelectricalsupply.com/juno-lighting-md1lg2-3k-fl-sn-mini-led-downlight-3000k.aspx | Green Electrical Supply | 2020 | No
LED Lighting | Downlight | Manufacturer: Acuity - Juno Lighting | True |  |  |  |  | Mini Recessed Mini Recessed Home > Light Emitting Diodes (LEDs) > 12V LED Bulbs > MD1LG2-3K-FL-WH Mini Downlight Product Specifications - Quick Reference Lamp Wattage: Working Voltage: 5 Watts 12V AC Dimensions: Rated Life: 2 1/4" W x 2 7/8" H 50,000 Hours Fixture Finish: Classic White Dimmable: YES Light Color: Beam Pattern: 3000K Flood 35 Degree Certifications: Warranty: UL 5 Year Limited This model is the Juno MD1LG2-3K-FL-WH or MD1LG2 RD 03LM 30K 80CRI FL WH (the G2 in the part number stands for Generation 2 - This GEN2 mini downlight replaces the GEN1 part number MD1L3K-FL-WH). These IC-Rated Miniature LED Downlights are ultra-compact and super-energy efficient. While consuming just 5 watts, these sleek compact recessed lights provide direct accent lighting with a low glare optic system that has an equivalent light output and distribution of a 20 watt halogen lamp. Operation requires only a remote,120V to 12VAC electronic or magnetic Juno driver/transformer (Sold Separately). The die cast aluminum IC-rated housings are approved for use in both insulated and non-insulated ceilings, and can be recessed into extra-small spaces. Available in either 2700K, 3000K, 3500K or 4000K, these Mini LED recessed lights can be combined in a variety of finishes and beam patterns allowing you to create the most energy efficient solution while providing the desired look in any confined area. Not only is this an energy efficient recessed can, it is also environment friendly; free of harmful UV-rays, infrared wavelengths, lead and mercury! An exceptionally long service life of 50,000 hours at 70% lumen maintenance assures many years of maintenance-free use. Click here to see the complete Juno Lighting MD1LG2 LED Downlight Specification Sheet. This is the mini led downlight MD1LG2-3K-FL-WH with a color temperature of 3000K and CRI of 80 (minimum) providing excellent color rendering. The optics on this recessed light creates a Flood (35 degree) beam pattern. The stylish Juno MD1L fixture has a White finish trim with matching reflector for a uniform appearance. This LED downlight requires a 120V to 12V electronic or magnetic remote transformer to complete the system (Sold Separately). The Juno TL602E electronic transformer was designed for use with these lights, and is dimmable. Click here to see the Juno TL602E Driver-Transformer Specification Sheet for a partial list of compatible dimmers. With a trim diameter measuring in at 2 1/4 and only 2 7/8 high, this Mini Led recessed fixture can fit just about anywhere and can be completely covered in insulation. The tempered spring steel torsion clips (mouse-trap springs) are fully assembled to the housing for fast, easy, secure installation or removal. A removable cover plate provides quick access to the wiring compartment, and four pole terminal blocks facilitate a simple and secure connection with a commonly available low voltage cable (Type CL2 or NEC Equivalent, 18-12 AWG) for one fixture, or for daisy chaining multiple fixtures. Click here for the complete Juno MD1L Mini LED Downlight Installation Instructions.The Juno MD1LG2-3K-FL-WH is UL listed for indoor damp locations and daisy chaining, UL and cUL listed RoHS compliant. Acuity - Juno Lighting MD1LG2-3K-FL-WH Mini Downlight | 3000 | 80 | 300 | 60 | 50000 | 5 | 1 | 106.97 | 106.97 | 125.6939 | 2020Q3 | https://www.greenelectricalsupply.com/juno-lighting-md1lg2-3k-fl-wh-mini-led-downlight-3000k.aspx | Green Electrical Supply | 2020 | No
LED Lighting | Downlight | Manufacturer: Acuity - Juno Lighting | True |  |  |  |  | Mini Recessed Mini Recessed Home > Light Emitting Diodes (LEDs) > 12V LED Bulbs > MD1LG2-3K-NFL-BL Mini Downlight Product Specifications - Quick Reference Lamp Wattage: Working Voltage: 5 Watts 12V AC Dimensions: Rated Life: 2 1/4" W x 2 7/8" H 50,000 Hours Fixture Finish: Classic Black Dimmable: YES Light Color: Beam Pattern: 3000K Flood 24 Degree Certifications: Warranty: UL 5 Year Limited This model is the Juno MD1LG2-3K-NFL-BL or MD1LG2 RD 03LM 30K 80CRI NFL BL (the G2 in the part number stands for Generation 2 - This GEN2 mini downlight replaces the GEN1 part number MD1L3K-NFL-BL). These IC-Rated Miniature LED Downlights are ultra-compact and super-energy efficient. While consuming just 5 watts, these sleek compact recessed lights provide direct accent lighting with a low glare optic system that has an equivalent light output and distribution of a 20 watt halogen lamp. Operation requires only a remote,120V to 12VAC electronic or magnetic Juno driver/transformer (Sold Separately). The die cast aluminum IC-rated housings are approved for use in both insulated and non-insulated ceilings, and can be recessed into extra-small spaces. Available in either 2700K, 3000K, 3500K or 4000K, these Mini LED recessed lights can be combined in a variety of finishes and beam patterns allowing you to create the most energy efficient solution while providing the desired look in any confined area. Not only is this an energy efficient recessed can, it is also environment friendly; free of harmful UV-rays, infrared wavelengths, lead and mercury! An exceptionally long service life of 50,000 hours at 70% lumen maintenance assures many years of maintenance-free use. Click here to see the complete Juno Lighting MD1LG2 LED Downlight Specification Sheet. This is the mini led downlight MD1LG2-3K-NFL-BL with a color temperature of 3000K and CRI of 80 (minimum) providing excellent color rendering. The optics on this recessed light creates a Narrow Flood (24 degree) beam pattern. The stylish Juno MD1L fixture has a Black finish trim with matching reflector for a uniform appearance. This LED downlight requires a 120V to 12V electronic or magnetic remote transformer to complete the system (Sold Separately). The Juno TL602E electronic transformer was designed for use with these lights, and is dimmable. Click here to see the Juno TL602E Driver-Transformer Specification Sheet for a partial list of compatible dimmers. With a trim diameter measuring in at 2 1/4 and only 2 7/8 high, this Mini Led recessed fixture can fit just about anywhere and can be completely covered in insulation. The tempered spring steel torsion clips (mouse-trap springs) are fully assembled to the housing for fast, easy, secure installation or removal. A removable cover plate provides quick access to the wiring compartment, and four pole terminal blocks facilitate a simple and secure connection with a commonly available low voltage cable (Type CL2 or NEC Equivalent, 18-12 AWG) for one fixture, or for daisy chaining multiple fixtures. Click here for the complete Juno MD1L Mini LED Downlight Installation Instructions.The Juno MD1LG2-3K-NFL-BL is UL listed for indoor damp locations and daisy chaining,UL and cUL listed RoHS compliant. Acuity - Juno Lighting MD1LG2-3K-NFL-BL Mini Downlight | 3000 | 80 | 300 | 60 | 50000 | 5 | 1 | 106.97 | 106.97 | 125.6939 | 2020Q3 | https://www.greenelectricalsupply.com/juno-lighting-md1lg2-3k-nfl-bl-mini-led-downlight-3000k.aspx | Green Electrical Supply | 2020 | No
LED Lighting | Downlight | Manufacturer: Acuity - Juno Lighting | True |  |  |  |  | Mini Recessed Mini Recessed Home > Light Emitting Diodes (LEDs) > 12V LED Bulbs > MD1LG2-3K-NFL-BZ Mini Downlight Product Specifications - Quick Reference Lamp Wattage: Working Voltage: 5 Watts 12V AC Dimensions: Rated Life: 2 1/4" W x 2 7/8" H 50,000 Hours Fixture Finish: Bronze Plated Dimmable: YES Light Color: Beam Pattern: 3000K Flood 24 Degree Certifications: Warranty: UL 5 Year Limited This model is the Juno MD1LG2-3K-NFL-BZ or MD1LG2 RD 03LM 30K 80CRI NFL BZ (the G2 in the part number stands for Generation 2 - This GEN2 mini downlight replaces the GEN1 part number MD1L3K-NFL-BZ). These IC-Rated Miniature LED Downlights are ultra-compact and super-energy efficient. While consuming just 5 watts, these sleek compact recessed lights provide direct accent lighting with a low glare optic system that has an equivalent light output and distribution of a 20 watt halogen lamp. Operation requires only a remote,120V to 12VAC electronic or magnetic Juno driver/transformer (Sold Separately). The die cast aluminum IC-rated housings are approved for use in both insulated and non-insulated ceilings, and can be recessed into extra-small spaces. Available in either 2700K, 3000K, 3500K or 4000K, these Mini LED recessed lights can be combined in a variety of finishes and beam patterns allowing you to create the most energy efficient solution while providing the desired look in any confined area. Not only is this an energy efficient recessed can, it is also environment friendly; free of harmful UV-rays, infrared wavelengths, lead and mercury! An exceptionally long service life of 50,000 hours at 70% lumen maintenance assures many years of maintenance-free use. Click here to see the complete Juno Lighting MD1LG2 LED Downlight Specification Sheet. This is the mini led downlight MD1LG2-3K-NFL-BZwith a color temperature of 3000K and CRI of 80 (minimum) providing excellent color rendering. The optics on this recessed light creates a Narrow Flood (24 degree) beam pattern. The stylish Juno MD1L fixture has a Bronze finish trim with matching reflector for a uniform appearance. This LED downlight requires a 120V to 12V electronic or magnetic remote transformer to complete the system (Sold Separately). The Juno TL602E electronic transformer was designed for use with these lights, and is dimmable. Click here to see the Juno TL602E Driver-Transformer Specification Sheet for a partial list of compatible dimmers. With a trim diameter measuring in at 2 1/4 and only 2 7/8 high, this Mini Led recessed fixture can fit just about anywhere and can be completely covered in insulation. The tempered spring steel torsion clips (mouse-trap springs) are fully assembled to the housing for fast, easy, secure installation or removal. A removable cover plate provides quick access to the wiring compartment, and four pole terminal blocks facilitate a simple and secure connection with a commonly available low voltage cable (Type CL2 or NEC Equivalent, 18-12 AWG) for one fixture, or for daisy chaining multiple fixtures. Click here for the complete Juno MD1L Mini LED Downlight Installation Instructions.The Juno MD1LG2-3K-NFL-BZ is UL listed for indoor damp locations and daisy chaining, UL and cUL listed RoHS compliant. Acuity - Juno Lighting MD1LG2-3K-NFL-BZ Mini Downlight | 3000 | 80 | 300 | 60 | 50000 | 5 | 1 | 128.83 | 128.83 | 151.3802 | 2020Q3 | https://www.greenelectricalsupply.com/juno-lighting-md1lg2-3k-nfl-bz-mini-led-downlight-3000k.aspx | Green Electrical Supply | 2020 | No
LED Lighting | Downlight | Manufacturer: Acuity - Juno Lighting | True |  |  |  |  | Mini Recessed Mini Recessed Home > Light Emitting Diodes (LEDs) > 12V LED Bulbs > MD1LG2-3K-NFL-SN Mini Downlight Product Specifications - Quick Reference Lamp Wattage: Working Voltage: 5 Watts 12V AC Dimensions: Rated Life: 2 1/4" W x 2 7/8" H 50,000 Hours Fixture Finish: Satin Nickel Dimmable: YES Light Color: Beam Pattern: 3000K Flood 24 Degree Certifications: Warranty: UL 5 Year Limited This model is the Juno MD1LG2-3K-NFL-SN or MD1LG2 RD 03LM 30K 80CRI NFL SN (the G2 in the part number stands for Generation 2 - This GEN2 mini downlight replaces the GEN1 part number MD1L3K-NFL-SN). These IC-Rated Miniature LED Downlights are ultra-compact and super-energy efficient. While consuming just 5 watts, these sleek compact recessed lights provide direct accent lighting with a low glare optic system that has an equivalent light output and distribution of a 20 watt halogen lamp. Operation requires only a remote,120V to 12VAC electronic or magnetic Juno driver/transformer (Sold Separately). The die cast aluminum IC-rated housings are approved for use in both insulated and non-insulated ceilings, and can be recessed into extra-small spaces. Available in either 2700K, 3000K, 3500K or 4000K, these Mini LED recessed lights can be combined in a variety of finishes and beam patterns allowing you to create the most energy efficient solution while providing the desired look in any confined area. Not only is this an energy efficient recessed can, it is also environment friendly; free of harmful UV-rays, infrared wavelengths, lead and mercury! An exceptionally long service life of 50,000 hours at 70% lumen maintenance assures many years of maintenance-free use. Click here to see the complete Juno Lighting MD1LG2 LED Downlight Specification Sheet. This is the mini led downlight MD1LG2-3K-NFL-SN with a color temperature of 3000K and CRI of 80 (minimum) providing excellent color rendering. The optics on this recessed light creates a Narrow Flood (24 degree) beam pattern. The stylish Juno MD1L fixture has a Nickel finish trim with matching reflector for a uniform appearance. This LED downlight requires a 120V to 12V electronic or magnetic remote transformer to complete the system (Sold Separately). The Juno TL602E electronic transformer was designed for use with these lights, and is dimmable. Click here to see the Juno TL602E Driver-Transformer Specification Sheet for a partial list of compatible dimmers. With a trim diameter measuring in at 2 1/4 and only 2 7/8 high, this Mini Led recessed fixture can fit just about anywhere and can be completely covered in insulation. The tempered spring steel torsion clips (mouse-trap springs) are fully assembled to the housing for fast, easy, secure installation or removal. A removable cover plate provides quick access to the wiring compartment, and four pole terminal blocks facilitate a simple and secure connection with a commonly available low voltage cable (Type CL2 or NEC Equivalent, 18-12 AWG) for one fixture, or for daisy chaining multiple fixtures. Click here for the complete Juno MD1L Mini LED Downlight Installation Instructions.The Juno MD1LG2-3K-NFL-SN is UL listed for indoor damp locations and daisy chaining , UL and cUL listed RoHS compliant. Acuity - Juno Lighting MD1LG2-3K-NFL-SN Mini Downlight | 3000 | 80 | 300 | 60 | 50000 | 5 | 1 | 132.31 | 132.31 | 155.4694 | 2020Q3 | https://www.greenelectricalsupply.com/juno-lighting-md1lg2-3k-nfl-sn-mini-led-downlight-3000k.aspx | Green Electrical Supply | 2020 | No
LED Lighting | Downlight | Manufacturer: Acuity - Juno Lighting | True |  |  |  |  | Mini Recessed Mini Recessed Home > Light Emitting Diodes (LEDs) > 12V LED Bulbs > MD1LG2-3K-NFL-WH Mini Downlight Product Specifications - Quick Reference Lamp Wattage: Working Voltage: 5 Watts 12V AC Dimensions: Rated Life: 2 1/4" W x 2 7/8" H 50,000 Hours Fixture Finish: Classic White Dimmable: YES Light Color: Beam Pattern: 3000K Flood 24 Degree Certifications: Warranty: UL 5 Year Limited This model is the Juno MD1LG2-3K-NFL-WH or MD1LG2 RD 03LM 30K 80CRI NFL WH (the G2 in the part number stands for Generation 2 - This GEN2 mini downlight replaces the GEN1 part number MD1L3K-NFL-WH). These IC-Rated Miniature LED Downlights are ultra-compact and super-energy efficient. While consuming just 5 watts, these sleek compact recessed lights provide direct accent lighting with a low glare optic system that has an equivalent light output and distribution of a 20 watt halogen lamp. Operation requires only a remote,120V to 12VAC electronic or magnetic Juno driver/transformer (Sold Separately). The die cast aluminum IC-rated housings are approved for use in both insulated and non-insulated ceilings, and can be recessed into extra-small spaces. Available in either 2700K, 3000K, 3500K or 4000K, these Mini LED recessed lights can be combined in a variety of finishes and beam patterns allowing you to create the most energy efficient solution while providing the desired look in any confined area. Not only is this an energy efficient recessed can, it is also environment friendly; free of harmful UV-rays, infrared wavelengths, lead and mercury! An exceptionally long service life of 50,000 hours at 70% lumen maintenance assures many years of maintenance-free use. Click here to see the complete Juno Lighting MD1LG2 LED Downlight Specification Sheet. This is the mini led downlight MD1LG2-3K-NFL-WH with a color temperature of 3000K and CRI of 80 (minimum) providing excellent color rendering. The optics on this recessed light creates a Narrow Flood (24 degree) beam pattern. The stylish Juno MD1L fixture has a White finish trim with matching reflector for a uniform appearance. This LED downlight requires a 120V to 12V electronic or magnetic remote transformer to complete the system (Sold Separately). The Juno TL602E electronic transformer was designed for use with these lights, and is dimmable. Click here to see the Juno TL602E Driver-Transformer Specification Sheet for a partial list of compatible dimmers. With a trim diameter measuring in at 2 1/4 and only 2 7/8 high, this Mini Led recessed fixture can fit just about anywhere and can be completely covered in insulation. The tempered spring steel torsion clips (mouse-trap springs) are fully assembled to the housing for fast, easy, secure installation or removal. A removable cover plate provides quick access to the wiring compartment, and four pole terminal blocks facilitate a simple and secure connection with a commonly available low voltage cable (Type CL2 or NEC Equivalent, 18-12 AWG) for one fixture, or for daisy chaining multiple fixtures. Click here for the complete Juno MD1L Mini LED Downlight Installation Instructions.The Juno MD1LG2-3K-NFL-WH is UL listed for indoor damp locations and daisy chaining,UL and cUL listed RoHS compliant. Acuity - Juno Lighting MD1LG2-3K-NFL-WH Mini Downlight | 3000 | 80 | 300 | 60 | 50000 | 5 | 1 | 106.97 | 106.97 | 125.6939 | 2020Q3 | https://www.greenelectricalsupply.com/juno-lighting-md1lg2-3k-nfl-wh-mini-led-downlight-3000k.aspx | Green Electrical Supply | 2020 | No
LED Lighting | Downlight | Manufacturer: Acuity - Juno Lighting | True |  |  |  |  | Mini Recessed Mini Recessed Home > Light Emitting Diodes (LEDs) > 12V LED Bulbs > MD1LG2-3K-SP-BL Mini Downlight Product Specifications - Quick Reference Lamp Wattage: Working Voltage: 5 Watts 12V AC Dimensions: Rated Life: 2 1/4" W x 2 7/8" H 50,000 Hours Fixture Finish: Classic Black Dimmable: YES Light Color: Beam Pattern: 3000K Spot 16 Degree Certifications: Warranty: UL 5 Year Limited This model is the Juno MD1LG2-3K-SP-BL or MD1LG2 RD 03LM 30K 80CRI SP BL (the G2 in the part number stands for Generation 2 - This GEN2 mini downlight replaces the GEN1 part number MD1L3K-SP-BL). These IC-Rated Miniature LED Downlights are ultra-compact and super-energy efficient. While consuming just 5 watts, these sleek compact recessed lights provide direct accent lighting with a low glare optic system that has an equivalent light output and distribution of a 20 watt halogen lamp. Operation requires only a remote,120V to 12VAC electronic or magnetic Juno driver/transformer (Sold Separately). The die cast aluminum IC-rated housings are approved for use in both insulated and non-insulated ceilings, and can be recessed into extra-small spaces. Available in either 2700K, 3000K, 3500K or 4000K, these Mini LED recessed lights can be combined in a variety of finishes and beam patterns allowing you to create the most energy efficient solution while providing the desired look in any confined area. Not only is this an energy efficient recessed can, it is also environment friendly; free of harmful UV-rays, infrared wavelengths, lead and mercury! An exceptionally long service life of 50,000 hours at 70% lumen maintenance assures many years of maintenance-free use. Click here to see the complete Juno Lighting MD1LG2 LED Downlight Specification Sheet. This is the mini led downlight MD1LG2-3K-SP-BL with a color temperature of 3000K and CRI of 80 (minimum) providing excellent color rendering. The optics on this recessed light creates a Spot (16 degree) beam pattern. The stylish Juno MD1L fixture has a Black finish trim with matching reflector for a uniform appearance. This LED downlight requires a 120V to 12V electronic or magnetic remote transformer to complete the system (Sold Separately). The Juno TL602E electronic transformer was designed for use with these lights, and is dimmable. Click here to see the Juno TL602E Driver-Transformer Specification Sheet for a partial list of compatible dimmers. With a trim diameter measuring in at 2 1/4 and only 2 7/8 high, this Mini Led recessed fixture can fit just about anywhere and can be completely covered in insulation. The tempered spring steel torsion clips (mouse-trap springs) are fully assembled to the housing for fast, easy, secure installation or removal. A removable cover plate provides quick access to the wiring compartment, and four pole terminal blocks facilitate a simple and secure connection with a commonly available low voltage cable (Type CL2 or NEC Equivalent, 18-12 AWG) for one fixture, or for daisy chaining multiple fixtures. Click here for the complete Juno MD1L Mini LED Downlight Installation Instructions.The Juno MD1LG2-3K-SP-BL is UL listed for indoor damp locations and daisy chaining , UL and cUL listed RoHS compliant. Acuity - Juno Lighting MD1LG2-3K-SP-BL Mini Downlight | 3000 | 80 | 300 | 60 | 50000 | 5 | 1 | 106.97 | 106.97 | 125.6939 | 2020Q3 | https://www.greenelectricalsupply.com/juno-lighting-md1lg2-3k-sp-bl-mini-led-downlight-3000k.aspx | Green Electrical Supply | 2020 | No
LED Lighting | Downlight | Manufacturer: Acuity - Juno Lighting | True |  |  |  |  | Mini Recessed Mini Recessed Home > Light Emitting Diodes (LEDs) > 12V LED Bulbs > MD1LG2-3K-SP-BZ Mini Downlight Product Specifications - Quick Reference Lamp Wattage: Working Voltage: 5 Watts 12V AC Dimensions: Rated Life: 2 1/4" W x 2 7/8" H 50,000 Hours Fixture Finish: Bronze Plated Dimmable: YES Light Color: Beam Pattern: 3000K Spot 16 Degree Certifications: Warranty: UL 5 Year Limited This model is the Juno MD1LG2-3K-SP-BZ or MD1LG2 RD 03LM 30K 80CRI SP BZ (the G2 in the part number stands for Generation 2 - This GEN2 mini downlight replaces the GEN1 part number MD1L3K-SP-BZ). These IC-Rated Miniature LED Downlights are ultra-compact and super-energy efficient. While consuming just 5 watts, these sleek compact recessed lights provide direct accent lighting with a low glare optic system that has an equivalent light output and distribution of a 20 watt halogen lamp. Operation requires only a remote,120V to 12VAC electronic or magnetic Juno driver/transformer (Sold Separately). The die cast aluminum IC-rated housings are approved for use in both insulated and non-insulated ceilings, and can be recessed into extra-small spaces. Available in either 2700K, 3000K, 3500K or 4000K, these Mini LED recessed lights can be combined in a variety of finishes and beam patterns allowing you to create the most energy efficient solution while providing the desired look in any confined area. Not only is this an energy efficient recessed can, it is also environment friendly; free of harmful UV-rays, infrared wavelengths, lead and mercury! An exceptionally long service life of 50,000 hours at 70% lumen maintenance assures many years of maintenance-free use. Click here to see the complete Juno Lighting MD1LG2 LED Downlight Specification Sheet. This is the mini led downlight MD1LG2-3K-SP-BZ with a color temperature of 3000K and CRI of 80 (minimum) providing excellent color rendering. The optics on this recessed light creates a Spot (16 degree) beam pattern. The stylish Juno MD1L fixture has a Bronze finish trim with matching reflector for a uniform appearance. This LED downlight requires a 120V to 12V electronic or magnetic remote transformer to complete the system (Sold Separately). The Juno TL602E electronic transformer was designed for use with these lights, and is dimmable. Click here to see the Juno TL602E Driver-Transformer Specification Sheet for a partial list of compatible dimmers. With a trim diameter measuring in at 2 1/4 and only 2 7/8 high, this Mini Led recessed fixture can fit just about anywhere and can be completely covered in insulation. The tempered spring steel torsion clips (mouse-trap springs) are fully assembled to the housing for fast, easy, secure installation or removal. A removable cover plate provides quick access to the wiring compartment, and four pole terminal blocks facilitate a simple and secure connection with a commonly available low voltage cable (Type CL2 or NEC Equivalent, 18-12 AWG) for one fixture, or for daisy chaining multiple fixtures. Click here for the complete Juno MD1L Mini LED Downlight Installation Instructions.The Juno MD1LG2-3K-SP-BZ is UL listed for indoor damp locations and daisy chaining, UL and cUL listed RoHS compliant. Acuity - Juno Lighting MD1LG2-3K-SP-BZ Mini Downlight | 3000 | 80 | 300 | 60 | 50000 | 5 | 1 | 128.83 | 128.83 | 151.3802 | 2020Q3 | https://www.greenelectricalsupply.com/juno-lighting-md1lg2-3k-sp-bz-mini-led-downlight-3000k.aspx | Green Electrical Supply | 2020 | No
LED Lighting | Downlight | Manufacturer: Acuity - Juno Lighting | True |  |  |  |  | Mini Recessed Mini Recessed Home > Light Emitting Diodes (LEDs) > 12V LED Bulbs > MD1LG2-3K-SP-SN Mini Downlight Product Specifications - Quick Reference Lamp Wattage: Working Voltage: 5 Watts 12V AC Dimensions: Rated Life: 2 1/4" W x 2 7/8" H 50,000 Hours Fixture Finish: Satin Nickel Dimmable: YES Light Color: Beam Pattern: 3000K Spot 16 Degree Certifications: Warranty: UL 5 Year Limited This model is the Juno MD1LG2-3K-SP-SN or MD1LG2 RD 03LM 30K 80CRI SP SN (the G2 in the part number stands for Generation 2 - This GEN2 mini downlight replaces the GEN1 part number MD1L3K-SP-SN). These IC-Rated Miniature LED Downlights are ultra-compact and super-energy efficient. While consuming just 5 watts, these sleek compact recessed lights provide direct accent lighting with a low glare optic system that has an equivalent light output and distribution of a 20 watt halogen lamp. Operation requires only a remote,120V to 12VAC electronic or magnetic Juno driver/transformer (Sold Separately). The die cast aluminum IC-rated housings are approved for use in both insulated and non-insulated ceilings, and can be recessed into extra-small spaces. Available in either 2700K, 3000K, 3500K or 4000K, these Mini LED recessed lights can be combined in a variety of finishes and beam patterns allowing you to create the most energy efficient solution while providing the desired look in any confined area. Not only is this an energy efficient recessed can, it is also environment friendly; free of harmful UV-rays, infrared wavelengths, lead and mercury! An exceptionally long service life of 50,000 hours at 70% lumen maintenance assures many years of maintenance-free use. Click here to see the complete Juno Lighting MD1LG2 LED Downlight Specification Sheet. This is the mini led downlight MD1LG2-3K-SP-SN with a color temperature of 3000K and CRI of 80 (minimum) providing excellent color rendering. The optics on this recessed light creates a Spot (16 degree) beam pattern. The stylish Juno MD1L fixture has a Nickel finish trim with matching reflector for a uniform appearance. This LED downlight requires a 120V to 12V electronic or magnetic remote transformer to complete the system (Sold Separately). The Juno TL602E electronic transformer was designed for use with these lights, and is dimmable. Click here to see the Juno TL602E Driver-Transformer Specification Sheet for a partial list of compatible dimmers. With a trim diameter measuring in at 2 1/4 and only 2 7/8 high, this Mini Led recessed fixture can fit just about anywhere and can be completely covered in insulation. The tempered spring steel torsion clips (mouse-trap springs) are fully assembled to the housing for fast, easy, secure installation or removal. A removable cover plate provides quick access to the wiring compartment, and four pole terminal blocks facilitate a simple and secure connection with a commonly available low voltage cable (Type CL2 or NEC Equivalent, 18-12 AWG) for one fixture, or for daisy chaining multiple fixtures. Click here for the complete Juno MD1L Mini LED Downlight Installation Instructions.The Juno MD1LG2-3K-SP-SN is UL listed for indoor damp locations and daisy chaining , UL and cUL listed RoHS compliant. Acuity - Juno Lighting MD1LG2-3K-SP-SN Mini Downlight | 3000 | 80 | 300 | 60 | 50000 | 5 | 1 | 128.83 | 128.83 | 151.3802 | 2020Q3 | https://www.greenelectricalsupply.com/juno-lighting-md1lg2-3k-sp-sn-mini-led-downlight-3000k.aspx | Green Electrical Supply | 2020 | No
LED Lighting | Downlight | Manufacturer: Acuity - Juno Lighting | True |  |  |  |  | Mini Recessed Mini Recessed Home > Light Emitting Diodes (LEDs) > 12V LED Bulbs > MD1LG2-3K-SP-WH Mini Downlight Product Specifications - Quick Reference Lamp Wattage: Working Voltage: 5 Watts 12V AC Dimensions: Rated Life: 2 1/4" W x 2 7/8" H 50,000 Hours Fixture Finish: Classic White Dimmable: YES Light Color: Beam Pattern: 3000K Spot 16 Degree Certifications: Warranty: UL 5 Year Limited This model is the Juno MD1LG2-3K-SP-WH or MD1LG2 RD 03LM 30K 80CRI SP WH (the G2 in the part number stands for Generation 2 - This GEN2 mini downlight replaces the GEN1 part number MD1L3K-SP-WH). These IC-Rated Miniature LED Downlights are ultra-compact and super-energy efficient. While consuming just 5 watts, these sleek compact recessed lights provide direct accent lighting with a low glare optic system that has an equivalent light output and distribution of a 20 watt halogen lamp. Operation requires only a remote,120V to 12VAC electronic or magnetic Juno driver/transformer (Sold Separately). The die cast aluminum IC-rated housings are approved for use in both insulated and non-insulated ceilings, and can be recessed into extra-small spaces. Available in either 2700K, 3000K, 3500K or 4000K, these Mini LED recessed lights can be combined in a variety of finishes and beam patterns allowing you to create the most energy efficient solution while providing the desired look in any confined area. Not only is this an energy efficient recessed can, it is also environment friendly; free of harmful UV-rays, infrared wavelengths, lead and mercury! An exceptionally long service life of 50,000 hours at 70% lumen maintenance assures many years of maintenance-free use. Click here to see the complete Juno Lighting MD1LG2 LED Downlight Specification Sheet. This is the mini led downlight MD1LG2-3K-SP-WH with a color temperature of 3000K and CRI of 80 (minimum) providing excellent color rendering. The optics on this recessed light creates a Spot (16 degree) beam pattern. The stylish Juno MD1L fixture has a White finish trim with matching reflector for a uniform appearance. This LED downlight requires a 120V to 12V electronic or magnetic remote transformer to complete the system (Sold Separately). The Juno TL602E electronic transformer was designed for use with these lights, and is dimmable. Click here to see the Juno TL602E Driver-Transformer Specification Sheet for a partial list of compatible dimmers. With a trim diameter measuring in at 2 1/4 and only 2 7/8 high, this Mini Led recessed fixture can fit just about anywhere and can be completely covered in insulation. The tempered spring steel torsion clips (mouse-trap springs) are fully assembled to the housing for fast, easy, secure installation or removal. A removable cover plate provides quick access to the wiring compartment, and four pole terminal blocks facilitate a simple and secure connection with a commonly available low voltage cable (Type CL2 or NEC Equivalent, 18-12 AWG) for one fixture, or for daisy chaining multiple fixtures. Click here for the complete Juno MD1L Mini LED Downlight Installation Instructions.The Juno MD1LG2-3K-SP-WH is UL listed for indoor damp locations and daisy chaining, UL and cUL listed RoHS compliant. Acuity - Juno Lighting MD1LG2-3K-SP-WH Mini Downlight | 3000 | 80 | 300 | 60 | 50000 | 5 | 1 | 106.97 | 106.97 | 125.6939 | 2020Q3 | https://www.greenelectricalsupply.com/juno-lighting-md1lg2-3k-sp-wh-mini-led-downlight-3000k.aspx | Green Electrical Supply | 2020 | No
LED Lighting | Downlight | Manufacturer: Acuity - Juno Lighting | True |  |  |  |  | Mini Recessed Mini Recessed Home > Light Emitting Diodes (LEDs) > 12V LED Bulbs > MD1LG2-41K-FL-BL Mini Downlight Product Specifications - Quick Reference Lamp Wattage: Working Voltage: 5 Watts 12V AC Dimensions: Rated Life: 2 1/4" W x 2 7/8" H 50,000 Hours Fixture Finish: Classic Black Dimmable: YES Light Color: Beam Pattern: 4100K Flood 35 Degree Certifications: Warranty: UL 5 Year Limited This model is the Juno MD1LG2-41K-FL-BL or MD1LG2 RD 03LM 40K 80CRI FL BL (the G2 in the part number stands for Generation 2 - This GEN2 mini downlight replaces the GEN1 part number MD1L41K-FL-BL). These IC-Rated Miniature LED Downlights are ultra-compact and super-energy efficient. While consuming just 5 watts, these sleek compact recessed lights provide direct accent lighting with a low glare optic system that has an equivalent light output and distribution of a 20 watt halogen lamp. Operation requires only a remote,120V to 12VAC electronic or magnetic Juno driver/transformer (Sold Separately). The die cast aluminum IC-rated housings are approved for use in both insulated and non-insulated ceilings, and can be recessed into extra-small spaces. Available in either 2700K, 3000K, 3500K or 4000K, these Mini LED recessed lights can be combined in a variety of finishes and beam patterns allowing you to create the most energy efficient solution while providing the desired look in any confined area. Not only is this an energy efficient recessed can, it is also environment friendly; free of harmful UV-rays, infrared wavelengths, lead and mercury! An exceptionally long service life of 50,000 hours at 70% lumen maintenance assures many years of maintenance-free use. Click here to see the complete Juno Lighting MD1LG2 LED Downlight Specification Sheet. This is the mini led downlight MD1LG2-41K-FL-BL with a color temperature of 4100K and CRI of 80 (minimum) providing excellent color rendering. The optics on this recessed light creates a Flood (35 degree) beam pattern. The stylish Juno MD1L fixture has a Black finish trim with matching reflector for a uniform appearance. This LED downlight requires a 120V to 12V electronic or magnetic remote transformer to complete the system (Sold Separately). The Juno TL602E electronic transformer was designed for use with these lights, and is dimmable. Click here to see the Juno TL602E Driver-Transformer Specification Sheet for a partial list of compatible dimmers. With a trim diameter measuring in at 2 1/4 and only 2 7/8 high, this Mini Led recessed fixture can fit just about anywhere and can be completely covered in insulation. The tempered spring steel torsion clips (mouse-trap springs) are fully assembled to the housing for fast, easy, secure installation or removal. A removable cover plate provides quick access to the wiring compartment, and four pole terminal blocks facilitate a simple and secure connection with a commonly available low voltage cable (Type CL2 or NEC Equivalent, 18-12 AWG) for one fixture, or for daisy chaining multiple fixtures. Click here for the complete Juno MD1L Mini LED Downlight Installation Instructions.The Juno MD1LG2-41K-FL-BL is UL listed for indoor damp locations and daisy chaining ,UL and cUL listed RoHS compliant. Acuity - Juno Lighting MD1LG2-41K-FL-BL Mini Downlight | 4100 | 80 | 300 | 60 | 50000 | 5 | 1 | 106.97 | 106.97 | 125.6939 | 2020Q3 | https://www.greenelectricalsupply.com/juno-lighting-md1lg2-41k-fl-bl-mini-led-downlight-4100k.aspx | Green Electrical Supply | 2020 | No
LED Lighting | Downlight | Manufacturer: Acuity - Juno Lighting | True |  |  |  |  | Mini Recessed Mini Recessed Home > Light Emitting Diodes (LEDs) > 12V LED Bulbs > MD1LG2-41K-FL-BZ Mini Downlight Product Specifications - Quick Reference Lamp Wattage: Working Voltage: 5 Watts 12V AC Dimensions: Rated Life: 2 1/4" W x 2 7/8" H 50,000 Hours Fixture Finish: Bronze Plated Dimmable: YES Light Color: Beam Pattern: 4100K Flood 35 Degree Certifications: Warranty: UL 5 Year Limited This model is the Juno MD1LG2-41K-FL-BZ or MD1LG2 RD 03LM 40K 80CRI FL BZ (the G2 in the part number stands for Generation 2 - This GEN2 mini downlight replaces the GEN1 part number MD1L41K-FL-BZ). These IC-Rated Miniature LED Downlights are ultra-compact and super-energy efficient. While consuming just 5 watts, these sleek compact recessed lights provide direct accent lighting with a low glare optic system that has an equivalent light output and distribution of a 20 watt halogen lamp. Operation requires only a remote,120V to 12VAC electronic or magnetic Juno driver/transformer (Sold Separately). The die cast aluminum IC-rated housings are approved for use in both insulated and non-insulated ceilings, and can be recessed into extra-small spaces. Available in either 2700K, 3000K, 3500K or 4000K, these Mini LED recessed lights can be combined in a variety of finishes and beam patterns allowing you to create the most energy efficient solution while providing the desired look in any confined area. Not only is this an energy efficient recessed can, it is also environment friendly; free of harmful UV-rays, infrared wavelengths, lead and mercury! An exceptionally long service life of 50,000 hours at 70% lumen maintenance assures many years of maintenance-free use. Click here to see the complete Juno Lighting MD1LG2 LED Downlight Specification Sheet. This is the mini led downlight MD1LG2-41K-FL-BZ with a color temperature of 4100K and CRI of 80 (minimum) providing excellent color rendering. The optics on this recessed light creates a Flood (35 degree) beam pattern. The stylish Juno MD1L fixture has a Bronze finish trim with matching reflector for a uniform appearance. This LED downlight requires a 120V to 12V electronic or magnetic remote transformer to complete the system (Sold Separately). The Juno TL602E electronic transformer was designed for use with these lights, and is dimmable. Click here to see the Juno TL602E Driver-Transformer Specification Sheet for a partial list of compatible dimmers. With a trim diameter measuring in at 2 1/4 and only 2 7/8 high, this Mini Led recessed fixture can fit just about anywhere and can be completely covered in insulation. The tempered spring steel torsion clips (mouse-trap springs) are fully assembled to the housing for fast, easy, secure installation or removal. A removable cover plate provides quick access to the wiring compartment, and four pole terminal blocks facilitate a simple and secure connection with a commonly available low voltage cable (Type CL2 or NEC Equivalent, 18-12 AWG) for one fixture, or for daisy chaining multiple fixtures. Click here for the complete Juno MD1L Mini LED Downlight Installation Instructions.The Juno MD1LG2-41K-FL-BZ is UL listed for indoor damp locations and daisy chaining, UL and cUL listed RoHS compliant. Acuity - Juno Lighting MD1LG2-41K-FL-BZ Mini Downlight | 4100 | 80 | 300 | 60 | 50000 | 5 | 1 | 128.83 | 128.83 | 151.3802 | 2020Q3 | https://www.greenelectricalsupply.com/juno-lighting-md1lg2-41k-fl-bz-mini-led-downlight-4100k.aspx | Green Electrical Supply | 2020 | No
LED Lighting | Downlight | Manufacturer: Acuity - Juno Lighting | True |  |  |  |  | Mini Recessed Mini Recessed Home > Light Emitting Diodes (LEDs) > 12V LED Bulbs > MD1LG2-41K-FL-SN Mini Downlight Product Specifications - Quick Reference Lamp Wattage: Working Voltage: 5 Watts 12V AC Dimensions: Rated Life: 2 1/4" W x 2 7/8" H 50,000 Hours Fixture Finish: Satin Nickel Dimmable: YES Light Color: Beam Pattern: 4100K Flood 35 Degree Certifications: Warranty: UL 5 Year Limited This model is the Juno MD1LG2-41K-FL-SN or MD1LG2 RD 03LM 40K 80CRI FL SN (the G2 in the part number stands for Generation 2 - This GEN2 mini downlight replaces the GEN1 part number MD1L41K-FL-SN). These IC-Rated Miniature LED Downlights are ultra-compact and super-energy efficient. While consuming just 5 watts, these sleek compact recessed lights provide direct accent lighting with a low glare optic system that has an equivalent light output and distribution of a 20 watt halogen lamp. Operation requires only a remote,120V to 12VAC electronic or magnetic Juno driver/transformer (Sold Separately). The die cast aluminum IC-rated housings are approved for use in both insulated and non-insulated ceilings, and can be recessed into extra-small spaces. Available in either 2700K, 3000K, 3500K or 4000K, these Mini LED recessed lights can be combined in a variety of finishes and beam patterns allowing you to create the most energy efficient solution while providing the desired look in any confined area. Not only is this an energy efficient recessed can, it is also environment friendly; free of harmful UV-rays, infrared wavelengths, lead and mercury! An exceptionally long service life of 50,000 hours at 70% lumen maintenance assures many years of maintenance-free use. Click here to see the complete Juno Lighting MD1LG2 LED Downlight Specification Sheet. This is the mini led downlight MD1LG2-41K-FL-SN with a color temperature of 4100K and CRI of 80 (minimum) providing excellent color rendering. The optics on this recessed light creates a Flood (35 degree) beam pattern. The stylish Juno MD1L fixture has a Nickel finish trim with matching reflector for a uniform appearance. This LED downlight requires a 120V to 12V electronic or magnetic remote transformer to complete the system (Sold Separately). The Juno TL602E electronic transformer was designed for use with these lights, and is dimmable. Click here to see the Juno TL602E Driver-Transformer Specification Sheet for a partial list of compatible dimmers. With a trim diameter measuring in at 2 1/4 and only 2 7/8 high, this Mini Led recessed fixture can fit just about anywhere and can be completely covered in insulation. The tempered spring steel torsion clips (mouse-trap springs) are fully assembled to the housing for fast, easy, secure installation or removal. A removable cover plate provides quick access to the wiring compartment, and four pole terminal blocks facilitate a simple and secure connection with a commonly available low voltage cable (Type CL2 or NEC Equivalent, 18-12 AWG) for one fixture, or for daisy chaining multiple fixtures. Click here for the complete Juno MD1L Mini LED Downlight Installation Instructions.The Juno MD1LG2-41K-FL-SN is UL listed for indoor damp locations and daisy chaining , UL and cUL listed RoHS compliant. Acuity - Juno Lighting MD1LG2-41K-FL-SN Mini Downlight | 4100 | 80 | 300 | 60 | 50000 | 5 | 1 | 128.83 | 128.83 | 151.3802 | 2020Q3 | https://www.greenelectricalsupply.com/juno-lighting-md1lg2-41k-fl-sn-mini-led-downlight-4100k.aspx | Green Electrical Supply | 2020 | No
LED Lighting | Downlight | Manufacturer: Acuity - Juno Lighting | True |  |  |  |  | Mini Recessed Mini Recessed Home > Light Emitting Diodes (LEDs) > 12V LED Bulbs > MD1LG2-41K-FL-WH Mini Downlight Product Specifications - Quick Reference Lamp Wattage: Working Voltage: 5 Watts 12V AC Dimensions: Rated Life: 2 1/4" W x 2 7/8" H 50,000 Hours Fixture Finish: Classic White Dimmable: YES Light Color: Beam Pattern: 4100K Flood 35 Degree Certifications: Warranty: UL 5 Year Limited This model is the Juno MD1LG2-41K-FL-WH or MD1LG2 RD 03LM 40K 80CRI FL WH (the G2 in the part number stands for Generation 2 - This GEN2 mini downlight replaces the GEN1 part number MD1L41K-FL-WH). These IC-Rated Miniature LED Downlights are ultra-compact and super-energy efficient. While consuming just 5 watts, these sleek compact recessed lights provide direct accent lighting with a low glare optic system that has an equivalent light output and distribution of a 20 watt halogen lamp. Operation requires only a remote,120V to 12VAC electronic or magnetic Juno driver/transformer (Sold Separately). The die cast aluminum IC-rated housings are approved for use in both insulated and non-insulated ceilings, and can be recessed into extra-small spaces. Available in either 2700K, 3000K, 3500K or 4000K, these Mini LED recessed lights can be combined in a variety of finishes and beam patterns allowing you to create the most energy efficient solution while providing the desired look in any confined area. Not only is this an energy efficient recessed can, it is also environment friendly; free of harmful UV-rays, infrared wavelengths, lead and mercury! An exceptionally long service life of 50,000 hours at 70% lumen maintenance assures many years of maintenance-free use. Click here to see the complete Juno Lighting MD1LG2 LED Downlight Specification Sheet. This is the mini led downlight MD1LG2-41K-FL-WH with a color temperature of 4100K and CRI of 80 (minimum) providing excellent color rendering. The optics on this recessed light creates a Flood (35 degree) beam pattern. The stylish Juno MD1L fixture has a White finish trim with matching reflector for a uniform appearance. This LED downlight requires a 120V to 12V electronic or magnetic remote transformer to complete the system (Sold Separately). The Juno TL602E electronic transformer was designed for use with these lights, and is dimmable. Click here to see the Juno TL602E Driver-Transformer Specification Sheet for a partial list of compatible dimmers. With a trim diameter measuring in at 2 1/4 and only 2 7/8 high, this Mini Led recessed fixture can fit just about anywhere and can be completely covered in insulation. The tempered spring steel torsion clips (mouse-trap springs) are fully assembled to the housing for fast, easy, secure installation or removal. A removable cover plate provides quick access to the wiring compartment, and four pole terminal blocks facilitate a simple and secure connection with a commonly available low voltage cable (Type CL2 or NEC Equivalent, 18-12 AWG) for one fixture, or for daisy chaining multiple fixtures. Click here for the complete Juno MD1L Mini LED Downlight Installation Instructions.The Juno MD1LG2-41K-FL-WH is UL listed for indoor damp locations and daisy chaining , UL and cUL listed RoHS compliant. Acuity - Juno Lighting MD1LG2-41K-FL-WH Mini Downlight | 4100 | 80 | 300 | 60 | 50000 | 5 | 1 | 106.97 | 106.97 | 125.6939 | 2020Q3 | https://www.greenelectricalsupply.com/juno-lighting-md1lg2-41k-fl-wh-mini-led-downlight-4100k.aspx | Green Electrical Supply | 2020 | No
LED Lighting | Downlight | Manufacturer: Acuity - Juno Lighting | True |  |  |  |  | Mini Recessed Mini Recessed Home > Light Emitting Diodes (LEDs) > 12V LED Bulbs > MD1LG241K-NFL-BL Mini Downlight Product Specifications - Quick Reference Lamp Wattage: Working Voltage: 5 Watts 12V AC Dimensions: Rated Life: 2 1/4" W x 2 7/8" H 50,000 Hours Fixture Finish: Classic Black Dimmable: YES Light Color: Beam Pattern: 4100K Flood 24 Degree Certifications: Warranty: UL 5 Year Limited This model is the Juno MD1LG2-41K-NFL-BL or MD1LG2 RD 03LM 40K 80CRI NFL BL (the G2 in the part number stands for Generation 2 - This GEN2 mini downlight replaces the GEN1 part number MD1L41K-NFL-BL). These IC-Rated Miniature LED Downlights are ultra-compact and super-energy efficient. While consuming just 5 watts, these sleek compact recessed lights provide direct accent lighting with a low glare optic system that has an equivalent light output and distribution of a 20 watt halogen lamp. Operation requires only a remote,120V to 12VAC electronic or magnetic Juno driver/transformer (Sold Separately). The die cast aluminum IC-rated housings are approved for use in both insulated and non-insulated ceilings, and can be recessed into extra-small spaces. Available in either 2700K, 3000K, 3500K or 4000K, these Mini LED recessed lights can be combined in a variety of finishes and beam patterns allowing you to create the most energy efficient solution while providing the desired look in any confined area. Not only is this an energy efficient recessed can, it is also environment friendly; free of harmful UV-rays, infrared wavelengths, lead and mercury! An exceptionally long service life of 50,000 hours at 70% lumen maintenance assures many years of maintenance-free use. Click here to see the complete Juno Lighting MD1LG2 LED Downlight Specification Sheet. This is the mini led downlight MD1LG2-41K-NFL-BL with a color temperature of 4100K and CRI of 80 (minimum) providing excellent color rendering. The optics on this recessed light creates a Narrow Flood (24 degree) beam pattern. The stylish Juno MD1L fixture has a Black finish trim with matching reflector for a uniform appearance. This LED downlight requires a 120V to 12V electronic or magnetic remote transformer to complete the system (Sold Separately). The Juno TL602E electronic transformer was designed for use with these lights, and is dimmable. Click here to see the Juno TL602E Driver-Transformer Specification Sheet for a partial list of compatible dimmers. With a trim diameter measuring in at 2 1/4 and only 2 7/8 high, this Mini Led recessed fixture can fit just about anywhere and can be completely covered in insulation. The tempered spring steel torsion clips (mouse-trap springs) are fully assembled to the housing for fast, easy, secure installation or removal. A removable cover plate provides quick access to the wiring compartment, and four pole terminal blocks facilitate a simple and secure connection with a commonly available low voltage cable (Type CL2 or NEC Equivalent, 18-12 AWG) for one fixture, or for daisy chaining multiple fixtures. Click here for the complete Juno MD1L Mini LED Downlight Installation Instructions.The Juno MD1LG2-41K-NFL-BL is UL listed for indoor damp locations and daisy chaining , UL and cUL listed RoHS compliant. Acuity - Juno Lighting MD1LG241K-NFL-BL Mini Downlight | 4100 | 80 | 300 | 60 | 50000 | 5 | 1 | 106.97 | 106.97 | 125.6939 | 2020Q3 | https://www.greenelectricalsupply.com/juno-lighting-md1lg2-41k-nfl-bl-mini-led-downlight-4100k.aspx | Green Electrical Supply | 2020 | No
LED Lighting | Downlight | Manufacturer: Acuity - Juno Lighting | True |  |  |  |  | Mini Recessed Mini Recessed Home > Light Emitting Diodes (LEDs) > 12V LED Bulbs > MD1LG241K-NFL-BZ Mini Downlight Product Specifications - Quick Reference Lamp Wattage: Working Voltage: 5 Watts 12V AC Dimensions: Rated Life: 2 1/4" W x 2 7/8" H 50,000 Hours Fixture Finish: Bronze Plated Dimmable: YES Light Color: Beam Pattern: 4100K Flood 24 Degree Certifications: Warranty: UL 5 Year Limited This model is the Juno MD1LG2-41K-NFL-BZ or MD1LG2 RD 03LM 40K 80CRI NFL BZ (the G2 in the part number stands for Generation 2 - This GEN2 mini downlight replaces the GEN1 part number MD1L41K-NFL-BZ). These IC-Rated Miniature LED Downlights are ultra-compact and super-energy efficient. While consuming just 5 watts, these sleek compact recessed lights provide direct accent lighting with a low glare optic system that has an equivalent light output and distribution of a 20 watt halogen lamp. Operation requires only a remote,120V to 12VAC electronic or magnetic Juno driver/transformer (Sold Separately). The die cast aluminum IC-rated housings are approved for use in both insulated and non-insulated ceilings, and can be recessed into extra-small spaces. Available in either 2700K, 3000K, 3500K or 4000K, these Mini LED recessed lights can be combined in a variety of finishes and beam patterns allowing you to create the most energy efficient solution while providing the desired look in any confined area. Not only is this an energy efficient recessed can, it is also environment friendly; free of harmful UV-rays, infrared wavelengths, lead and mercury! An exceptionally long service life of 50,000 hours at 70% lumen maintenance assures many years of maintenance-free use. Click here to see the complete Juno Lighting MD1LG2 LED Downlight Specification Sheet. This is the mini led downlight MD1LG2-41K-NFL-BZ with a color temperature of 4100K and CRI of 80 (minimum) providing excellent color rendering. The optics on this recessed light creates a Narrow Flood (24 degree) beam pattern. The stylish Juno MD1L fixture has a Bronze finish trim with matching reflector for a uniform appearance. This LED downlight requires a 120V to 12V electronic or magnetic remote transformer to complete the system (Sold Separately). The Juno TL602E electronic transformer was designed for use with these lights, and is dimmable. Click here to see the Juno TL602E Driver-Transformer Specification Sheet for a partial list of compatible dimmers. With a trim diameter measuring in at 2 1/4 and only 2 7/8 high, this Mini Led recessed fixture can fit just about anywhere and can be completely covered in insulation. The tempered spring steel torsion clips (mouse-trap springs) are fully assembled to the housing for fast, easy, secure installation or removal. A removable cover plate provides quick access to the wiring compartment, and four pole terminal blocks facilitate a simple and secure connection with a commonly available low voltage cable (Type CL2 or NEC Equivalent, 18-12 AWG) for one fixture, or for daisy chaining multiple fixtures. Click here for the complete Juno MD1L Mini LED Downlight Installation Instructions.The Juno MD1LG2-41K-NFL-BZ is UL listed for indoor damp locations and daisy chaining, UL and cUL listed RoHS compliant. Acuity - Juno Lighting MD1LG241K-NFL-BZ Mini Downlight | 4100 | 80 | 300 | 60 | 50000 | 5 | 1 | 128.83 | 128.83 | 151.3802 | 2020Q3 | https://www.greenelectricalsupply.com/juno-lighting-md1lg2-41k-nfl-bz-mini-led-downlight-4100k.aspx | Green Electrical Supply | 2020 | No
LED Lighting | Downlight | Manufacturer: Acuity - Juno Lighting | True |  |  |  |  | Mini Recessed Mini Recessed Home > Light Emitting Diodes (LEDs) > 12V LED Bulbs > MD1LG241K-NFL-SN Mini Downlight Product Specifications - Quick Reference Lamp Wattage: Working Voltage: 5 Watts 12V AC Dimensions: Rated Life: 2 1/4" W x 2 7/8" H 50,000 Hours Fixture Finish: Satin Nickel Dimmable: YES Light Color: Beam Pattern: 4100K Flood 24 Degree Certifications: Warranty: UL 5 Year Limited This model is the Juno MD1LG2-41K-NFL-SN or MD1LG2 RD 03LM 40K 80CRI NFL SN (the G2 in the part number stands for Generation 2 - This GEN2 mini downlight replaces the GEN1 part number MD1L41K-NFL-SN). These IC-Rated Miniature LED Downlights are ultra-compact and super-energy efficient. While consuming just 5 watts, these sleek compact recessed lights provide direct accent lighting with a low glare optic system that has an equivalent light output and distribution of a 20 watt halogen lamp. Operation requires only a remote,120V to 12VAC electronic or magnetic Juno driver/transformer (Sold Separately). The die cast aluminum IC-rated housings are approved for use in both insulated and non-insulated ceilings, and can be recessed into extra-small spaces. Available in either 2700K, 3000K, 3500K or 4000K, these Mini LED recessed lights can be combined in a variety of finishes and beam patterns allowing you to create the most energy efficient solution while providing the desired look in any confined area. Not only is this an energy efficient recessed can, it is also environment friendly; free of harmful UV-rays, infrared wavelengths, lead and mercury! An exceptionally long service life of 50,000 hours at 70% lumen maintenance assures many years of maintenance-free use. Click here to see the complete Juno Lighting MD1LG2 LED Downlight Specification Sheet. This is the mini led downlight MD1LG2-41K-NFL-SN with a color temperature of 4100K and CRI of 80 (minimum) providing excellent color rendering. The optics on this recessed light creates a Narrow Flood (24 degree) beam pattern. The stylish Juno MD1L fixture has a Nickel finish trim with matching reflector for a uniform appearance. This LED downlight requires a 120V to 12V electronic or magnetic remote transformer to complete the system (Sold Separately). The Juno TL602E electronic transformer was designed for use with these lights, and is dimmable. Click here to see the Juno TL602E Driver-Transformer Specification Sheet for a partial list of compatible dimmers. With a trim diameter measuring in at 2 1/4 and only 2 7/8 high, this Mini Led recessed fixture can fit just about anywhere and can be completely covered in insulation. The tempered spring steel torsion clips (mouse-trap springs) are fully assembled to the housing for fast, easy, secure installation or removal. A removable cover plate provides quick access to the wiring compartment, and four pole terminal blocks facilitate a simple and secure connection with a commonly available low voltage cable (Type CL2 or NEC Equivalent, 18-12 AWG) for one fixture, or for daisy chaining multiple fixtures. Click here for the complete Juno MD1L Mini LED Downlight Installation Instructions.The Juno MD1LG2-41K-NFL-SN is UL listed for indoor damp locations and daisy chaining , UL and cUL listed RoHS compliant. Acuity - Juno Lighting MD1LG241K-NFL-SN Mini Downlight | 4100 | 80 | 300 | 60 | 50000 | 5 | 1 | 128.83 | 128.83 | 151.3802 | 2020Q3 | https://www.greenelectricalsupply.com/juno-lighting-md1lg2-41k-nfl-sn-mini-led-downlight-4100k.aspx | Green Electrical Supply | 2020 | No
LED Lighting | Downlight | Manufacturer: Acuity - Juno Lighting | True |  |  |  |  | Mini Recessed Mini Recessed Home > Light Emitting Diodes (LEDs) > 12V LED Bulbs > MD1LG241K-NFL-WH Mini Downlight Product Specifications - Quick Reference Lamp Wattage: Working Voltage: 5 Watts 12V AC Dimensions: Rated Life: 2 1/4" W x 2 7/8" H 50,000 Hours Fixture Finish: Classic White Dimmable: YES Light Color: Beam Pattern: 4100K Flood 24 Degree Certifications: Warranty: UL 5 Year Limited This model is the Juno MD1LG2-41K-NFL-WH or MD1LG2 RD 03LM 40K 80CRI NFL WH (the G2 in the part number stands for Generation 2 - This GEN2 mini downlight replaces the GEN1 part number MD1L41K-NFL-WH). These IC-Rated Miniature LED Downlights are ultra-compact and super-energy efficient. While consuming just 5 watts, these sleek compact recessed lights provide direct accent lighting with a low glare optic system that has an equivalent light output and distribution of a 20 watt halogen lamp. Operation requires only a remote,120V to 12VAC electronic or magnetic Juno driver/transformer (Sold Separately). The die cast aluminum IC-rated housings are approved for use in both insulated and non-insulated ceilings, and can be recessed into extra-small spaces. Available in either 2700K, 3000K, 3500K or 4000K, these Mini LED recessed lights can be combined in a variety of finishes and beam patterns allowing you to create the most energy efficient solution while providing the desired look in any confined area. Not only is this an energy efficient recessed can, it is also environment friendly; free of harmful UV-rays, infrared wavelengths, lead and mercury! An exceptionally long service life of 50,000 hours at 70% lumen maintenance assures many years of maintenance-free use. Click here to see the complete Juno Lighting MD1LG2 LED Downlight Specification Sheet. This is the mini led downlight MD1LG2-41K-NFL-WH with a color temperature of 4100K and CRI of 80 (minimum) providing excellent color rendering. The optics on this recessed light creates a Narrow Flood (24 degree) beam pattern. The stylish Juno MD1L fixture has a White finish trim with matching reflector for a uniform appearance. This LED downlight requires a 120V to 12V electronic or magnetic remote transformer to complete the system (Sold Separately). The Juno TL602E electronic transformer was designed for use with these lights, and is dimmable. Click here to see the Juno TL602E Driver-Transformer Specification Sheet for a partial list of compatible dimmers. With a trim diameter measuring in at 2 1/4 and only 2 7/8 high, this Mini Led recessed fixture can fit just about anywhere and can be completely covered in insulation. The tempered spring steel torsion clips (mouse-trap springs) are fully assembled to the housing for fast, easy, secure installation or removal. A removable cover plate provides quick access to the wiring compartment, and four pole terminal blocks facilitate a simple and secure connection with a commonly available low voltage cable (Type CL2 or NEC Equivalent, 18-12 AWG) for one fixture, or for daisy chaining multiple fixtures. Click here for the complete Juno MD1L Mini LED Downlight Installation Instructions.The Juno MD1LG2-41K-NFL-WH is UL listed for indoor damp locations and daisy chaining, UL and cUL listed RoHS compliant. Acuity - Juno Lighting MD1LG241K-NFL-WH Mini Downlight | 4100 | 80 | 300 | 60 | 50000 | 5 | 1 | 106.97 | 106.97 | 125.6939 | 2020Q3 | https://www.greenelectricalsupply.com/juno-lighting-md1lg2-41k-nfl-wh-mini-led-downlight-4100k.aspx | Green Electrical Supply | 2020 | No
LED Lighting | Downlight | Manufacturer: Acuity - Juno Lighting | True |  |  |  |  | Mini Recessed Mini Recessed Home > Light Emitting Diodes (LEDs) > 12V LED Bulbs > MD1LG2-41K-SP-BL Mini Downlight Product Specifications - Quick Reference Lamp Wattage: Working Voltage: 5 Watts 12V AC Dimensions: Rated Life: 2 1/4" W x 2 7/8" H 50,000 Hours Fixture Finish: Classic Black Dimmable: YES Light Color: Beam Pattern: 4100K Spot 16 Degree Certifications: Warranty: UL 5 Year Limited This model is the Juno MD1LG2-41K-SP-BL or MD1LG2 RD 03LM 40K 80CRI SP BL (the G2 in the part number stands for Generation 2 - This GEN2 mini downlight replaces the GEN1 part number MD1L41K-SP-BL). These IC-Rated Miniature LED Downlights are ultra-compact and super-energy efficient. While consuming just 5 watts, these sleek compact recessed lights provide direct accent lighting with a low glare optic system that has an equivalent light output and distribution of a 20 watt halogen lamp. Operation requires only a remote,120V to 12VAC electronic or magnetic Juno driver/transformer (Sold Separately). The die cast aluminum IC-rated housings are approved for use in both insulated and non-insulated ceilings, and can be recessed into extra-small spaces. Available in either 2700K, 3000K, 3500K or 4000K, these Mini LED recessed lights can be combined in a variety of finishes and beam patterns allowing you to create the most energy efficient solution while providing the desired look in any confined area. Not only is this an energy efficient recessed can, it is also environment friendly; free of harmful UV-rays, infrared wavelengths, lead and mercury! An exceptionally long service life of 50,000 hours at 70% lumen maintenance assures many years of maintenance-free use. Click here to see the complete Juno Lighting MD1LG2 LED Downlight Specification Sheet. This is the mini led downlight MD1LG2-41K-SP-BL with a color temperature of 4100K and CRI of 80 (minimum) providing excellent color rendering. The optics on this recessed light creates a Spot (16 degree) beam pattern. The stylish Juno MD1L fixture has a Black finish trim with matching reflector for a uniform appearance. This LED downlight requires a 120V to 12V electronic or magnetic remote transformer to complete the system (Sold Separately). The Juno TL602E electronic transformer was designed for use with these lights, and is dimmable. Click here to see the Juno TL602E Driver-Transformer Specification Sheet for a partial list of compatible dimmers. With a trim diameter measuring in at 2 1/4 and only 2 7/8 high, this Mini Led recessed fixture can fit just about anywhere and can be completely covered in insulation. The tempered spring steel torsion clips (mouse-trap springs) are fully assembled to the housing for fast, easy, secure installation or removal. A removable cover plate provides quick access to the wiring compartment, and four pole terminal blocks facilitate a simple and secure connection with a commonly available low voltage cable (Type CL2 or NEC Equivalent, 18-12 AWG) for one fixture, or for daisy chaining multiple fixtures. Click here for the complete Juno MD1L Mini LED Downlight Installation Instructions.The Juno MD1LG2-41K-SP-BL is UL listed for indoor damp locations and daisy chaining, UL and cUL listed RoHS compliant. Acuity - Juno Lighting MD1LG2-41K-SP-BL Mini Downlight | 4100 | 80 | 300 | 60 | 50000 | 5 | 1 | 106.97 | 106.97 | 125.6939 | 2020Q3 | https://www.greenelectricalsupply.com/juno-lighting-md1lg2-41k-sp-bl-mini-led-downlight-4100k.aspx | Green Electrical Supply | 2020 | No
LED Lighting | Downlight | Manufacturer: Acuity - Juno Lighting | True |  |  |  |  | Mini Recessed Mini Recessed Home > Light Emitting Diodes (LEDs) > 12V LED Bulbs > MD1LG2-41K-SP-BZ Mini Downlight Product Specifications - Quick Reference Lamp Wattage: Working Voltage: 5 Watts 12V AC Dimensions: Rated Life: 2 1/4" W x 2 7/8" H 50,000 Hours Fixture Finish: Bronze Plated Dimmable: YES Light Color: Beam Pattern: 4100K Spot 16 Degree Certifications: Warranty: UL 5 Year Limited This model is the Juno MD1LG2-41K-SP-BZ or MD1LG2 RD 03LM 40K 80CRI SP BZ (the G2 in the part number stands for Generation 2 - This GEN2 mini downlight replaces the GEN1 part number MD1L41K-SP-BZ). These IC-Rated Miniature LED Downlights are ultra-compact and super-energy efficient. While consuming just 5 watts, these sleek compact recessed lights provide direct accent lighting with a low glare optic system that has an equivalent light output and distribution of a 20 watt halogen lamp. Operation requires only a remote,120V to 12VAC electronic or magnetic Juno driver/transformer (Sold Separately). The die cast aluminum IC-rated housings are approved for use in both insulated and non-insulated ceilings, and can be recessed into extra-small spaces. Available in either 2700K, 3000K, 3500K or 4000K, these Mini LED recessed lights can be combined in a variety of finishes and beam patterns allowing you to create the most energy efficient solution while providing the desired look in any confined area. Not only is this an energy efficient recessed can, it is also environment friendly; free of harmful UV-rays, infrared wavelengths, lead and mercury! An exceptionally long service life of 50,000 hours at 70% lumen maintenance assures many years of maintenance-free use. Click here to see the complete Juno Lighting MD1LG2 LED Downlight Specification Sheet. This is the mini led downlight MD1LG2-41K-SP-BZ with a color temperature of 4100K and CRI of 80 (minimum) providing excellent color rendering. The optics on this recessed light creates a Spot (16 degree) beam pattern. The stylish Juno MD1L fixture has a Bronze finish trim with matching reflector for a uniform appearance. This LED downlight requires a 120V to 12V electronic or magnetic remote transformer to complete the system (Sold Separately). The Juno TL602E electronic transformer was designed for use with these lights, and is dimmable. Click here to see the Juno TL602E Driver-Transformer Specification Sheet for a partial list of compatible dimmers. With a trim diameter measuring in at 2 1/4 and only 2 7/8 high, this Mini Led recessed fixture can fit just about anywhere and can be completely covered in insulation. The tempered spring steel torsion clips (mouse-trap springs) are fully assembled to the housing for fast, easy, secure installation or removal. A removable cover plate provides quick access to the wiring compartment, and four pole terminal blocks facilitate a simple and secure connection with a commonly available low voltage cable (Type CL2 or NEC Equivalent, 18-12 AWG) for one fixture, or for daisy chaining multiple fixtures. Click here for the complete Juno MD1L Mini LED Downlight Installation Instructions.The Juno MD1LG2-41K-SP-BZ is UL listed for indoor damp locations and daisy chaining , UL and cUL listed RoHS compliant. Acuity - Juno Lighting MD1LG2-41K-SP-BZ Mini Downlight | 4100 | 80 | 300 | 60 | 50000 | 5 | 1 | 128.83 | 128.83 | 151.3802 | 2020Q3 | https://www.greenelectricalsupply.com/juno-lighting-md1lg2-41k-sp-bz-mini-led-downlight-4100k.aspx | Green Electrical Supply | 2020 | No
LED Lighting | Downlight | Manufacturer: Acuity - Juno Lighting | True |  |  |  |  | Mini Recessed Mini Recessed Home > Light Emitting Diodes (LEDs) > 12V LED Bulbs > MD1LG2-41K-SP-SN Mini Downlight Product Specifications - Quick Reference Lamp Wattage: Working Voltage: 5 Watts 12V AC Dimensions: Rated Life: 2 1/4" W x 2 7/8" H 50,000 Hours Fixture Finish: Satin Nickel Dimmable: YES Light Color: Beam Pattern: 4100K Spot 16 Degree Certifications: Warranty: UL 5 Year Limited This model is the Juno MD1LG2-41K-SP-SN or MD1LG2 RD 03LM 40K 80CRI SP SN (the G2 in the part number stands for Generation 2 - This GEN2 mini downlight replaces the GEN1 part number MD1L41K-SP-SN). These IC-Rated Miniature LED Downlights are ultra-compact and super-energy efficient. While consuming just 5 watts, these sleek compact recessed lights provide direct accent lighting with a low glare optic system that has an equivalent light output and distribution of a 20 watt halogen lamp. Operation requires only a remote,120V to 12VAC electronic or magnetic Juno driver/transformer (Sold Separately). The die cast aluminum IC-rated housings are approved for use in both insulated and non-insulated ceilings, and can be recessed into extra-small spaces. Available in either 2700K, 3000K, 3500K or 4000K, these Mini LED recessed lights can be combined in a variety of finishes and beam patterns allowing you to create the most energy efficient solution while providing the desired look in any confined area. Not only is this an energy efficient recessed can, it is also environment friendly; free of harmful UV-rays, infrared wavelengths, lead and mercury! An exceptionally long service life of 50,000 hours at 70% lumen maintenance assures many years of maintenance-free use. Click here to see the complete Juno Lighting MD1LG2 LED Downlight Specification Sheet. This is the mini led downlight MD1LG2-41K-SP-SN with a color temperature of 4100K and CRI of 80 (minimum) providing excellent color rendering. The optics on this recessed light creates a Spot (16 degree) beam pattern. The stylish Juno MD1L fixture has a Nickel finish trim with matching reflector for a uniform appearance. This LED downlight requires a 120V to 12V electronic or magnetic remote transformer to complete the system (Sold Separately). The Juno TL602E electronic transformer was designed for use with these lights, and is dimmable. Click here to see the Juno TL602E Driver-Transformer Specification Sheet for a partial list of compatible dimmers. With a trim diameter measuring in at 2 1/4 and only 2 7/8 high, this Mini Led recessed fixture can fit just about anywhere and can be completely covered in insulation. The tempered spring steel torsion clips (mouse-trap springs) are fully assembled to the housing for fast, easy, secure installation or removal. A removable cover plate provides quick access to the wiring compartment, and four pole terminal blocks facilitate a simple and secure connection with a commonly available low voltage cable (Type CL2 or NEC Equivalent, 18-12 AWG) for one fixture, or for daisy chaining multiple fixtures. Click here for the complete Juno MD1L Mini LED Downlight Installation Instructions.The Juno MD1LG2-41K-SP-SN is UL listed for indoor damp locations and daisy chaining, UL and cUL listed RoHS compliant. Acuity - Juno Lighting MD1LG2-41K-SP-SN Mini Downlight | 4100 | 80 | 300 | 60 | 50000 | 5 | 1 | 128.83 | 128.83 | 151.3802 | 2020Q3 | https://www.greenelectricalsupply.com/juno-lighting-md1lg2-41k-sp-sn-mini-led-downlight-4100k.aspx | Green Electrical Supply | 2020 | No
LED Lighting | Downlight | Manufacturer: Acuity - Juno Lighting | True |  |  |  |  | Mini Recessed Mini Recessed Home > Light Emitting Diodes (LEDs) > 12V LED Bulbs > MD1LG2-41K-SP-WH Mini Downlight Product Specifications - Quick Reference Lamp Wattage: Working Voltage: 5 Watts 12V AC Dimensions: Rated Life: 2 1/4" W x 2 7/8" H 50,000 Hours Fixture Finish: Classic White Dimmable: YES Light Color: Beam Pattern: 4100K Spot 16 Degree Certifications: Warranty: UL 5 Year Limited This model is the Juno MD1LG2-41K-SP-WH or MD1LG2 RD 03LM 40K 80CRI SP WH (the G2 in the part number stands for Generation 2 - This GEN2 mini downlight replaces the GEN1 part number MD1L41K-SP-WH). These IC-Rated Miniature LED Downlights are ultra-compact and super-energy efficient. While consuming just 5 watts, these sleek compact recessed lights provide direct accent lighting with a low glare optic system that has an equivalent light output and distribution of a 20 watt halogen lamp. Operation requires only a remote,120V to 12VAC electronic or magnetic Juno driver/transformer (Sold Separately). The die cast aluminum IC-rated housings are approved for use in both insulated and non-insulated ceilings, and can be recessed into extra-small spaces. Available in either 2700K, 3000K, 3500K or 4000K, these Mini LED recessed lights can be combined in a variety of finishes and beam patterns allowing you to create the most energy efficient solution while providing the desired look in any confined area. Not only is this an energy efficient recessed can, it is also environment friendly; free of harmful UV-rays, infrared wavelengths, lead and mercury! An exceptionally long service life of 50,000 hours at 70% lumen maintenance assures many years of maintenance-free use. Click here to see the complete Juno Lighting MD1LG2 LED Downlight Specification Sheet. This is the mini led downlight MD1LG2-41K-SP-WH with a color temperature of 4100K and CRI of 80 (minimum) providing excellent color rendering. The optics on this recessed light creates a Spot (16 degree) beam pattern. The stylish Juno MD1L fixture has a White finish trim with matching reflector for a uniform appearance. This LED downlight requires a 120V to 12V electronic or magnetic remote transformer to complete the system (Sold Separately). The Juno TL602E electronic transformer was designed for use with these lights, and is dimmable. Click here to see the Juno TL602E Driver-Transformer Specification Sheet for a partial list of compatible dimmers. With a trim diameter measuring in at 2 1/4 and only 2 7/8 high, this Mini Led recessed fixture can fit just about anywhere and can be completely covered in insulation. The tempered spring steel torsion clips (mouse-trap springs) are fully assembled to the housing for fast, easy, secure installation or removal. A removable cover plate provides quick access to the wiring compartment, and four pole terminal blocks facilitate a simple and secure connection with a commonly available low voltage cable (Type CL2 or NEC Equivalent, 18-12 AWG) for one fixture, or for daisy chaining multiple fixtures. Click here for the complete Juno MD1L Mini LED Downlight Installation Instructions.The Juno MD1LG2-41K-SP-WH is UL listed for indoor damp locations and daisy chaining, UL and cUL listed RoHS compliant. Acuity - Juno Lighting MD1LG2-41K-SP-WH Mini Downlight | 4100 | 80 | 300 | 60 | 50000 | 5 | 1 | 106.97 | 106.97 | 125.6939 | 2020Q3 | https://www.greenelectricalsupply.com/juno-lighting-md1lg2-41k-sp-wh-mini-led-downlight-4100k.aspx | Green Electrical Supply | 2020 | No
LED Lighting | Downlight | Manufacturer: Acuity - Juno Lighting | True |  |  |  |  | Mini Recessed Mini Recessed Home > Light Emitting Diodes (LEDs) > 12V LED Bulbs > MD1LWG2-27K-FL-BL Mini Flood Product Specifications - Quick Reference Lamp Wattage: Working Voltage: 5 Watts 12V AC Dimensions: Rated Life: 2 1/4" W x 2 7/8" H 50,000 Hours Fixture Finish: Classic Black Dimmable: YES Light Color: Beam Pattern: 2700K Flood 35 Degree Certifications: Warranty: UL, Wet Location 5 Year Limited This model is the Juno MD1LWG2-27K-FL-BL or MD1LG2 RD 03LM 27K 80CRI FL WL BL (the G2 in the part number stands for Generation 2 - This GEN2 mini downlight replaces the GEN1 part number MD1LW27K-FL-BL). These IC-Rated Miniature LED Downlights are ultra-compact and super-energy efficient. While consuming just 5 watts, these sleek compact recessed lights provide direct accent lighting with a low glare optic system that has an equivalent light output and distribution of a 20 watt halogen lamp. Operation requires only a remote,120V to 12VAC electronic or magnetic Juno driver/transformer (Sold Separately). The die cast aluminum IC-rated housings are approved for use in both insulated and non-insulated ceilings, and can be recessed into extra-small spaces. Available in either 2700K, 3000K, 3500K or 4000K, these Mini LED recessed lights can be combined in a variety of finishes and beam patterns allowing you to create the most energy efficient solution while providing the desired look in any confined area. Not only is this an energy efficient recessed can, it is also environment friendly; free of harmful UV-rays, infrared wavelengths, lead and mercury! An exceptionally long service life of 50,000 hours at 70% lumen maintenance assures many years of maintenance-free use. Click here to see the complete Juno Lighting MD1LWG2 LED Downlight Specification Sheet. This is the mini led downlight MD1LWG2-27K-FL-BL with a color temperature of 2700K and CRI of 80 (minimum) providing excellent color rendering. The optics on this recessed light creates a Flood (35 degree) beam pattern. The stylish Juno MD1LW fixture has a Black finish trim with matching reflector for a uniform appearance. This LED downlight requires a 120V to 12V electronic or magnetic remote transformer to complete the system (Sold Separately). The Juno TL602E electronic transformer was designed for use with these lights, and is dimmable. Click here to see the Juno TL602E Driver-Transformer Specification Sheet for a partial list of compatible dimmers. With a trim diameter measuring in at 2 1/4 and only 2 7/8 high, this Mini Led recessed fixture can fit just about anywhere and can be completely covered in insulation. The tempered spring steel torsion clips (mouse-trap springs) are fully assembled to the housing for fast, easy, secure installation or removal. A removable cover plate provides quick access to the wiring compartment, and four pole terminal blocks facilitate a simple and secure connection with a commonly available low voltage cable (Type CL2 or NEC Equivalent, 18-12 AWG) for one fixture, or for daisy chaining multiple fixtures. Click here for the complete Juno MD1L Mini LED Downlight Installation Instructions.The Juno MD1LWG2-27K-FL-BL is UL listed for wet locations and daisy chaining UL and cUL listed RoHS compliant. Acuity - Juno Lighting MD1LWG2-27K-FL-BL Mini Flood | 2700 | 80 | 300 | 60 | 50000 | 5 | 1 | 119.97 | 119.97 | 140.9694 | 2020Q3 | https://www.greenelectricalsupply.com/juno-lighting-md1lwg2-27k-fl-bl-mini-led-downlight-2700k.aspx | Green Electrical Supply | 2020 | No
LED Lighting | Downlight | Manufacturer: Acuity - Juno Lighting | True |  |  |  |  | Mini Recessed Mini Recessed Home > Light Emitting Diodes (LEDs) > 12V LED Bulbs > MD1LWG2-27K-FL-BZ Mini Flood Product Specifications - Quick Reference Lamp Wattage: Working Voltage: 5 Watts 12V AC Dimensions: Rated Life: 2 1/4" W x 2 7/8" H 50,000 Hours Fixture Finish: Bronze Plated Dimmable: YES Light Color: Beam Pattern: 2700K Flood 35 Degree Certifications: Warranty: UL, Wet Location 5 Year Limited This model is the Juno MD1LWG2-27K-FL-BZ or MD1LG2 RD 03LM 27K 80CRI FL WL BZ (the G2 in the part number stands for Generation 2 - This GEN2 mini downlight replaces the GEN1 part number MD1LW27K-FL-BZ). These IC-Rated Miniature LED Downlights are ultra-compact and super-energy efficient. While consuming just 5 watts, these sleek compact recessed lights provide direct accent lighting with a low glare optic system that has an equivalent light output and distribution of a 20 watt halogen lamp. Operation requires only a remote,120V to 12VAC electronic or magnetic Juno driver/transformer (Sold Separately). The die cast aluminum IC-rated housings are approved for use in both insulated and non-insulated ceilings, and can be recessed into extra-small spaces. Available in either 2700K, 3000K, 3500K or 4000K, these Mini LED recessed lights can be combined in a variety of finishes and beam patterns allowing you to create the most energy efficient solution while providing the desired look in any confined area. Not only is this an energy efficient recessed can, it is also environment friendly; free of harmful UV-rays, infrared wavelengths, lead and mercury! An exceptionally long service life of 50,000 hours at 70% lumen maintenance assures many years of maintenance-free use. Click here to see the complete Juno Lighting MD1LWG2 LED Downlight Specification Sheet. This is the mini led downlight MD1LWG2-27K-FL-BZ with a color temperature of 2700K and CRI of 80 (minimum) providing excellent color rendering. The optics on this recessed light creates a Flood (35 degree) beam pattern. The stylish Juno MD1LW fixture has a Bronze finish trim with matching reflector for a uniform appearance. This LED downlight requires a 120V to 12V electronic or magnetic remote transformer to complete the system (Sold Separately). The Juno TL602E electronic transformer was designed for use with these lights, and is dimmable. Click here to see the Juno TL602E Driver-Transformer Specification Sheet for a partial list of compatible dimmers. With a trim diameter measuring in at 2 1/4 and only 2 7/8 high, this Mini Led recessed fixture can fit just about anywhere and can be completely covered in insulation. The tempered spring steel torsion clips (mouse-trap springs) are fully assembled to the housing for fast, easy, secure installation or removal. A removable cover plate provides quick access to the wiring compartment, and four pole terminal blocks facilitate a simple and secure connection with a commonly available low voltage cable (Type CL2 or NEC Equivalent, 18-12 AWG) for one fixture, or for daisy chaining multiple fixtures. Click here for the complete Juno MD1L Mini LED Downlight Installation Instructions.The Juno MD1LWG2-27K-FL-BZ is UL listed for wet locations and daisy chaining, UL and cUL listed RoHS compliant. Acuity - Juno Lighting MD1LWG2-27K-FL-BZ Mini Flood | 2700 | 80 | 300 | 60 | 50000 | 5 | 1 | 145.38 | 145.38 | 170.8271 | 2020Q3 | https://www.greenelectricalsupply.com/juno-lighting-md1lwg2-27k-fl-bz-mini-led-downlight-2700k.aspx | Green Electrical Supply | 2020 | No
LED Lighting | Downlight | Manufacturer: Acuity - Juno Lighting | True |  |  |  |  | Mini Recessed Mini Recessed Home > Light Emitting Diodes (LEDs) > 12V LED Bulbs > MD1LWG2-27K-FL-SN Mini Flood Product Specifications - Quick Reference Lamp Wattage: Working Voltage: 5 Watts 12V AC Dimensions: Rated Life: 2 1/4" W x 2 7/8" H 50,000 Hours Fixture Finish: Satin Nickel Dimmable: YES Light Color: Beam Pattern: 2700K Flood 35 Degree Certifications: Warranty: UL, Wet Location 5 Year Limited This model is the Juno MD1LWG2-27K-FL-SN or MD1LG2 RD 03LM 27K 80CRI FL WL SN (the G2 in the part number stands for Generation 2 - This GEN2 mini downlight replaces the GEN1 part number MD1LW27K-FL-SN). These IC-Rated Miniature LED Downlights are ultra-compact and super-energy efficient. While consuming just 5 watts, these sleek compact recessed lights provide direct accent lighting with a low glare optic system that has an equivalent light output and distribution of a 20 watt halogen lamp. Operation requires only a remote,120V to 12VAC electronic or magnetic Juno driver/transformer (Sold Separately). The die cast aluminum IC-rated housings are approved for use in both insulated and non-insulated ceilings, and can be recessed into extra-small spaces. Available in either 2700K, 3000K, 3500K or 4000K, these Mini LED recessed lights can be combined in a variety of finishes and beam patterns allowing you to create the most energy efficient solution while providing the desired look in any confined area. Not only is this an energy efficient recessed can, it is also environment friendly; free of harmful UV-rays, infrared wavelengths, lead and mercury! An exceptionally long service life of 50,000 hours at 70% lumen maintenance assures many years of maintenance-free use. Click here to see the complete Juno Lighting MD1LWG2 LED Downlight Specification Sheet. This is the mini led downlight MD1LWG2-27K-FL-SN with a color temperature of 2700K and CRI of 80 (minimum) providing excellent color rendering. The optics on this recessed light creates a Flood (35 degree) beam pattern. The stylish Juno MD1LW fixture has a Satin Nickel finish trim with matching reflector for a uniform appearance. This LED downlight requires a 120V to 12V electronic or magnetic remote transformer to complete the system (Sold Separately). The Juno TL602E electronic transformer was designed for use with these lights, and is dimmable. Click here to see the Juno TL602E Driver-Transformer Specification Sheet for a partial list of compatible dimmers. With a trim diameter measuring in at 2 1/4 and only 2 7/8 high, this Mini Led recessed fixture can fit just about anywhere and can be completely covered in insulation. The tempered spring steel torsion clips (mouse-trap springs) are fully assembled to the housing for fast, easy, secure installation or removal. A removable cover plate provides quick access to the wiring compartment, and four pole terminal blocks facilitate a simple and secure connection with a commonly available low voltage cable (Type CL2 or NEC Equivalent, 18-12 AWG) for one fixture, or for daisy chaining multiple fixtures. Click here for the complete Juno MD1L Mini LED Downlight Installation Instructions.The Juno MD1LWG2-27K-FL-SN is UL listed for wet locations and daisy chaining ,UL and cUL listed RoHS compliant. Acuity - Juno Lighting MD1LWG2-27K-FL-SN Mini Flood | 2700 | 80 | 300 | 60 | 50000 | 5 | 1 | 145.38 | 145.38 | 170.8271 | 2020Q3 | https://www.greenelectricalsupply.com/juno-lighting-md1lwg2-27k-fl-sn-mini-led-downlight-2700k.aspx | Green Electrical Supply | 2020 | No
LED Lighting | Downlight | Manufacturer: Acuity - Juno Lighting | True |  |  |  |  | Mini Recessed Mini Recessed Home > Light Emitting Diodes (LEDs) > 12V LED Bulbs > MD1LWG2-27K-FL-WH Mini Flood Product Specifications - Quick Reference Lamp Wattage: Working Voltage: 5 Watts 12V AC Dimensions: Rated Life: 2 1/4" W x 2 7/8" H 50,000 Hours Fixture Finish: Classic White Dimmable: YES Light Color: Beam Pattern: 2700K Flood 35 Degree Certifications: Warranty: UL, Wet Location 5 Year Limited This model is the Juno MD1LWG2-27K-FL-WH or MD1LG2 RD 03LM 27K 80CRI FL WL WH (the G2 in the part number stands for Generation 2 - This GEN2 mini downlight replaces the GEN1 part number MD1LW27K-FL-WH). These IC-Rated Miniature LED Downlights are ultra-compact and super-energy efficient. While consuming just 5 watts, these sleek compact recessed lights provide direct accent lighting with a low glare optic system that has an equivalent light output and distribution of a 20 watt halogen lamp. Operation requires only a remote,120V to 12VAC electronic or magnetic Juno driver/transformer (Sold Separately). The die cast aluminum IC-rated housings are approved for use in both insulated and non-insulated ceilings, and can be recessed into extra-small spaces. Available in either 2700K, 3000K, 3500K or 4000K, these Mini LED recessed lights can be combined in a variety of finishes and beam patterns allowing you to create the most energy efficient solution while providing the desired look in any confined area. Not only is this an energy efficient recessed can, it is also environment friendly; free of harmful UV-rays, infrared wavelengths, lead and mercury! An exceptionally long service life of 50,000 hours at 70% lumen maintenance assures many years of maintenance-free use. Click here to see the complete Juno Lighting MD1LWG2 LED Downlight Specification Sheet. This is the mini led downlight MD1LWG2-27K-FL-WH with a color temperature of 2700K and CRI of 80 (minimum) providing excellent color rendering. The optics on this recessed light creates a Flood (35 degree) beam pattern. The stylish Juno MD1LW fixture has a White finish trim with matching reflector for a uniform appearance. This LED downlight requires a 120V to 12V electronic or magnetic remote transformer to complete the system (Sold Separately). The Juno TL602E electronic transformer was designed for use with these lights, and is dimmable. Click here to see the Juno TL602E Driver-Transformer Specification Sheet for a partial list of compatible dimmers. With a trim diameter measuring in at 2 1/4 and only 2 7/8 high, this Mini Led recessed fixture can fit just about anywhere and can be completely covered in insulation. The tempered spring steel torsion clips (mouse-trap springs) are fully assembled to the housing for fast, easy, secure installation or removal. A removable cover plate provides quick access to the wiring compartment, and four pole terminal blocks facilitate a simple and secure connection with a commonly available low voltage cable (Type CL2 or NEC Equivalent, 18-12 AWG) for one fixture, or for daisy chaining multiple fixtures. Click here for the complete Juno MD1L Mini LED Downlight Installation Instructions.The Juno MD1LWG2-27K-FL-WH is UL listed for wet locations and daisy chaining, UL and cUL listed RoHS compliant. Acuity - Juno Lighting MD1LWG2-27K-FL-WH Mini Flood | 2700 | 80 | 300 | 60 | 50000 | 5 | 1 | 119.97 | 119.97 | 140.9694 | 2020Q3 | https://www.greenelectricalsupply.com/juno-lighting-md1lwg2-27k-fl-wh-mini-led-downlight-2700k.aspx | Green Electrical Supply | 2020 | No
LED Lighting | Downlight | Manufacturer: Acuity - Juno Lighting | True |  |  |  |  | Mini Recessed Mini Recessed Home > Light Emitting Diodes (LEDs) > 12V LED Bulbs > MD1LWG2-27K-NFL-BL Narrow Flood Product Specifications - Quick Reference Lamp Wattage: Working Voltage: 5 Watts 12V AC Dimensions: Rated Life: 2 1/4" W x 2 7/8" H 50,000 Hours Fixture Finish: Classic Black Dimmable: YES Light Color: Beam Pattern: 2700K Flood 24 Degree Certifications: Warranty: UL, Wet Location 5 Year Limited This model is the Juno MD1LWG2-27K-NFL-BL or MD1LG2 RD 03LM 27K 80CRI NFL WL BL (the G2 in the part number stands for Generation 2 - This GEN2 mini downlight replaces the GEN1 part number MD1LW27K-NFL-BL). These IC-Rated Miniature LED Downlights are ultra-compact and super-energy efficient. While consuming just 5 watts, these sleek compact recessed lights provide direct accent lighting with a low glare optic system that has an equivalent light output and distribution of a 20 watt halogen lamp. Operation requires only a remote,120V to 12VAC electronic or magnetic Juno driver/transformer (Sold Separately). The die cast aluminum IC-rated housings are approved for use in both insulated and non-insulated ceilings, and can be recessed into extra-small spaces. Available in either 2700K, 3000K, 3500K or 4000K, these Mini LED recessed lights can be combined in a variety of finishes and beam patterns allowing you to create the most energy efficient solution while providing the desired look in any confined area. Not only is this an energy efficient recessed can, it is also environment friendly; free of harmful UV-rays, infrared wavelengths, lead and mercury! An exceptionally long service life of 50,000 hours at 70% lumen maintenance assures many years of maintenance-free use. Click here to see the complete Juno Lighting MD1LWG2 LED Downlight Specification Sheet. This is the mini led downlight MD1LWG2-27K-NFL-BL with a color temperature of 2700K and CRI of 80 (minimum) providing excellent color rendering. The optics on this recessed light creates a Narrow Flood (24 degree) beam pattern. The stylish Juno MD1LW fixture has a Black finish trim with matching reflector for a uniform appearance. This LED downlight requires a 120V to 12V electronic or magnetic remote transformer to complete the system (Sold Separately). The Juno TL602E electronic transformer was designed for use with these lights, and is dimmable. Click here to see the Juno TL602E Driver-Transformer Specification Sheet for a partial list of compatible dimmers. With a trim diameter measuring in at 2 1/4 and only 2 7/8 high, this Mini Led recessed fixture can fit just about anywhere and can be completely covered in insulation. The tempered spring steel torsion clips (mouse-trap springs) are fully assembled to the housing for fast, easy, secure installation or removal. A removable cover plate provides quick access to the wiring compartment, and four pole terminal blocks facilitate a simple and secure connection with a commonly available low voltage cable (Type CL2 or NEC Equivalent, 18-12 AWG) for one fixture, or for daisy chaining multiple fixtures. Click here for the complete Juno MD1L Mini LED Downlight Installation Instructions.The Juno MD1LWG2-27K-NFL-BL is UL listed for wet locations and daisy chaining , UL and cUL listed RoHS compliant. Acuity - Juno Lighting MD1LWG2-27K-NFL-BL Narrow Flood | 2700 | 80 | 300 | 60 | 50000 | 5 | 1 | 119.97 | 119.97 | 140.9694 | 2020Q3 | https://www.greenelectricalsupply.com/juno-lighting-md1lwg2-27k-nfl-bl-mini-led-downlight-2700k.aspx | Green Electrical Supply | 2020 | No
LED Lighting | Downlight | Manufacturer: Acuity - Juno Lighting | True |  |  |  |  | Mini Recessed Mini Recessed Home > Light Emitting Diodes (LEDs) > 12V LED Bulbs > MD1LWG2-27K-NFL-BZ Narrow Flood Product Specifications - Quick Reference Lamp Wattage: Working Voltage: 5 Watts 12V AC Dimensions: Rated Life: 2 1/4" W x 2 7/8" H 50,000 Hours Fixture Finish: Bronze Plated Dimmable: YES Light Color: Beam Pattern: 2700K Flood 24 Degree Certifications: Warranty: UL, Wet Location 5 Year Limited This model is the Juno MD1LWG2-27K-NFL-BZ or MD1LG2 RD 03LM 27K 80CRI NFL WL BZ (the G2 in the part number stands for Generation 2 - This GEN2 mini downlight replaces the GEN1 part number MD1LW27K-NFL-BZ). These IC-Rated Miniature LED Downlights are ultra-compact and super-energy efficient. While consuming just 5 watts, these sleek compact recessed lights provide direct accent lighting with a low glare optic system that has an equivalent light output and distribution of a 20 watt halogen lamp. Operation requires only a remote,120V to 12VAC electronic or magnetic Juno driver/transformer (Sold Separately). The die cast aluminum IC-rated housings are approved for use in both insulated and non-insulated ceilings, and can be recessed into extra-small spaces. Available in either 2700K, 3000K, 3500K or 4000K, these Mini LED recessed lights can be combined in a variety of finishes and beam patterns allowing you to create the most energy efficient solution while providing the desired look in any confined area. Not only is this an energy efficient recessed can, it is also environment friendly; free of harmful UV-rays, infrared wavelengths, lead and mercury! An exceptionally long service life of 50,000 hours at 70% lumen maintenance assures many years of maintenance-free use. Click here to see the complete Juno Lighting MD1LWG2 LED Downlight Specification Sheet. This is the mini led downlight MD1LWG2-27K-NFL-BZ with a color temperature of 2700K and CRI of 80 (minimum) providing excellent color rendering. The optics on this recessed light creates a Narrow Flood (24 degree) beam pattern. The stylish Juno MD1LW fixture has a Bronze finish trim with matching reflector for a uniform appearance. This LED downlight requires a 120V to 12V electronic or magnetic remote transformer to complete the system (Sold Separately). The Juno TL602E electronic transformer was designed for use with these lights, and is dimmable. Click here to see the Juno TL602E Driver-Transformer Specification Sheet for a partial list of compatible dimmers. With a trim diameter measuring in at 2 1/4 and only 2 7/8 high, this Mini Led recessed fixture can fit just about anywhere and can be completely covered in insulation. The tempered spring steel torsion clips (mouse-trap springs) are fully assembled to the housing for fast, easy, secure installation or removal. A removable cover plate provides quick access to the wiring compartment, and four pole terminal blocks facilitate a simple and secure connection with a commonly available low voltage cable (Type CL2 or NEC Equivalent, 18-12 AWG) for one fixture, or for daisy chaining multiple fixtures. Click here for the complete Juno MD1L Mini LED Downlight Installation Instructions.The Juno MD1LWG2-27K-NFL-BZ is UL listed for wet locations and daisy chaining, UL and cUL listed RoHS compliant. Acuity - Juno Lighting MD1LWG2-27K-NFL-BZ Narrow Flood | 2700 | 80 | 300 | 60 | 50000 | 5 | 1 | 145.13 | 145.13 | 170.5334 | 2020Q3 | https://www.greenelectricalsupply.com/juno-lighting-md1lwg2-27k-nfl-bz-mini-led-downlight-2700k.aspx | Green Electrical Supply | 2020 | No
LED Lighting | Downlight | Manufacturer: Acuity - Juno Lighting | True |  |  |  |  | Mini Recessed Mini Recessed Home > Light Emitting Diodes (LEDs) > 12V LED Bulbs > MD1LWG2-27K-NFL-WH Narrow Flood Product Specifications - Quick Reference Lamp Wattage: Working Voltage: 5 Watts 12V AC Dimensions: Rated Life: 2 1/4" W x 2 7/8" H 50,000 Hours Fixture Finish: Classic White Dimmable: YES Light Color: Beam Pattern: 2700K Flood 24 Degree Certifications: Warranty: UL, Wet Location 5 Year Limited This model is the Juno MD1LWG2-27K-NFL-WH or MD1LG2 RD 03LM 27K 80CRI NFL WL W (the G2 in the part number stands for Generation 2 - This GEN2 mini downlight replaces the GEN1 part number MD1LW27K-NFL-WH). These IC-Rated Miniature LED Downlights are ultra-compact and super-energy efficient. While consuming just 5 watts, these sleek compact recessed lights provide direct accent lighting with a low glare optic system that has an equivalent light output and distribution of a 20 watt halogen lamp. Operation requires only a remote,120V to 12VAC electronic or magnetic Juno driver/transformer (Sold Separately). The die cast aluminum IC-rated housings are approved for use in both insulated and non-insulated ceilings, and can be recessed into extra-small spaces. Available in either 2700K, 3000K, 3500K or 4000K, these Mini LED recessed lights can be combined in a variety of finishes and beam patterns allowing you to create the most energy efficient solution while providing the desired look in any confined area. Not only is this an energy efficient recessed can, it is also environment friendly; free of harmful UV-rays, infrared wavelengths, lead and mercury! An exceptionally long service life of 50,000 hours at 70% lumen maintenance assures many years of maintenance-free use. Click here to see the complete Juno Lighting MD1LWG2 LED Downlight Specification Sheet. This is the mini led downlight MD1LWG2-27K-NFL-WH with a color temperature of 2700K and CRI of 80 (minimum) providing excellent color rendering. The optics on this recessed light creates a Narrow Flood (24 degree) beam pattern. The stylish Juno MD1LW fixture has a White finish trim with matching reflector for a uniform appearance. This LED downlight requires a 120V to 12V electronic or magnetic remote transformer to complete the system (Sold Separately). The Juno TL602E electronic transformer was designed for use with these lights, and is dimmable. Click here to see the Juno TL602E Driver-Transformer Specification Sheet for a partial list of compatible dimmers. With a trim diameter measuring in at 2 1/4 and only 2 7/8 high, this Mini Led recessed fixture can fit just about anywhere and can be completely covered in insulation. The tempered spring steel torsion clips (mouse-trap springs) are fully assembled to the housing for fast, easy, secure installation or removal. A removable cover plate provides quick access to the wiring compartment, and four pole terminal blocks facilitate a simple and secure connection with a commonly available low voltage cable (Type CL2 or NEC Equivalent, 18-12 AWG) for one fixture, or for daisy chaining multiple fixtures. Click here for the complete Juno MD1L Mini LED Downlight Installation Instructions.The Juno MD1LWG2-27K-NFL-WH is UL listed for wet locations and daisy chaining UL and cUL listed RoHS compliant. Acuity - Juno Lighting MD1LWG2-27K-NFL-WH Narrow Flood | 2700 | 80 | 300 | 60 | 50000 | 5 | 1 | 119.97 | 119.97 | 140.9694 | 2020Q3 | https://www.greenelectricalsupply.com/juno-lighting-md1lwg2-27k-nfl-wh-mini-led-downlight-2700k.aspx | Green Electrical Supply | 2020 | No
LED Lighting | Downlight | Manufacturer: Acuity - Juno Lighting | True |  |  |  |  | Mini Recessed Mini Recessed Home > Light Emitting Diodes (LEDs) > 12V LED Bulbs > MD1LWG2-27K-SP-BL Mini LED Spot Product Specifications - Quick Reference Lamp Wattage: Working Voltage: 5 Watts 12V AC Dimensions: Rated Life: 2 1/4" W x 2 7/8" H 50,000 Hours Fixture Finish: Classic Black Dimmable: YES Light Color: Beam Pattern: 2700K Spot 16 Degree Certifications: Warranty: UL, Wet Location 5 Year Limited This model is the Juno MD1LWG2-27K-SP-BL or MD1LG2 RD 03LM 27K 80CRI SP WL BL (the G2 in the part number stands for Generation 2 - This GEN2 mini downlight replaces the GEN1 part number MD1LW27K-SP-BL). These IC-Rated Miniature LED Downlights are ultra-compact and super-energy efficient. While consuming just 5 watts, these sleek compact recessed lights provide direct accent lighting with a low glare optic system that has an equivalent light output and distribution of a 20 watt halogen lamp. Operation requires only a remote,120V to 12VAC electronic or magnetic Juno driver/transformer (Sold Separately). The die cast aluminum IC-rated housings are approved for use in both insulated and non-insulated ceilings, and can be recessed into extra-small spaces. Available in either 2700K, 3000K, 3500K or 4000K, these Mini LED recessed lights can be combined in a variety of finishes and beam patterns allowing you to create the most energy efficient solution while providing the desired look in any confined area. Not only is this an energy efficient recessed can, it is also environment friendly; free of harmful UV-rays, infrared wavelengths, lead and mercury! An exceptionally long service life of 50,000 hours at 70% lumen maintenance assures many years of maintenance-free use. Click here to see the complete Juno Lighting MD1LWG2 LED Downlight Specification Sheet. This is the mini led downlight MD1LWG2-27K-SP-BL with a color temperature of 2700K and CRI of 80 (minimum) providing excellent color rendering. The optics on this recessed light creates a Spot (16 degree) beam pattern. The stylish Juno MD1LW fixture has a Black finish trim with matching reflector for a uniform appearance. This LED downlight requires a 120V to 12V electronic or magnetic remote transformer to complete the system (Sold Separately). The Juno TL602E electronic transformer was designed for use with these lights, and is dimmable. Click here to see the Juno TL602E Driver-Transformer Specification Sheet for a partial list of compatible dimmers. With a trim diameter measuring in at 2 1/4 and only 2 7/8 high, this Mini Led recessed fixture can fit just about anywhere and can be completely covered in insulation. The tempered spring steel torsion clips (mouse-trap springs) are fully assembled to the housing for fast, easy, secure installation or removal. A removable cover plate provides quick access to the wiring compartment, and four pole terminal blocks facilitate a simple and secure connection with a commonly available low voltage cable (Type CL2 or NEC Equivalent, 18-12 AWG) for one fixture, or for daisy chaining multiple fixtures. Click here for the complete Juno MD1L Mini LED Downlight Installation Instructions.The Juno MD1LWG2-27K-SP-BL is UL listed for wet locations and daisy chaining UL and cUL listed RoHS compliant. Acuity - Juno Lighting MD1LWG2-27K-SP-BL Mini LED Spot | 2700 | 80 | 300 | 60 | 50000 | 5 | 1 | 83.97 | 83.97 | 98.668 | 2020Q3 | https://www.greenelectricalsupply.com/juno-lighting-md1lwg2-27k-sp-bl-mini-led-downlight-2700k.aspx | Green Electrical Supply | 2020 | No
LED Lighting | Downlight | Manufacturer: Acuity - Juno Lighting | True |  |  |  |  | Mini Recessed Mini Recessed Home > Light Emitting Diodes (LEDs) > 12V LED Bulbs > MD1LWG2-27K-SP-BZ Mini LED Spot Product Specifications - Quick Reference Lamp Wattage: Working Voltage: 5 Watts 12V AC Dimensions: Rated Life: 2 1/4" W x 2 7/8" H 50,000 Hours Fixture Finish: Bronze Plated Dimmable: YES Light Color: Beam Pattern: 2700K Spot 16 Degree Certifications: Warranty: UL, Wet Location 5 Year Limited This model is the Juno MD1LWG2-27K-SP-BZ or MD1LG2 RD 03LM 27K 80CRI SP WL BZ (the G2 in the part number stands for Generation 2 - This GEN2 mini downlight replaces the GEN1 part number MD1LW27K-SP-BZ). These IC-Rated Miniature LED Downlights are ultra-compact and super-energy efficient. While consuming just 5 watts, these sleek compact recessed lights provide direct accent lighting with a low glare optic system that has an equivalent light output and distribution of a 20 watt halogen lamp. Operation requires only a remote,120V to 12VAC electronic or magnetic Juno driver/transformer (Sold Separately). The die cast aluminum IC-rated housings are approved for use in both insulated and non-insulated ceilings, and can be recessed into extra-small spaces. Available in either 2700K, 3000K, 3500K or 4000K, these Mini LED recessed lights can be combined in a variety of finishes and beam patterns allowing you to create the most energy efficient solution while providing the desired look in any confined area. Not only is this an energy efficient recessed can, it is also environment friendly; free of harmful UV-rays, infrared wavelengths, lead and mercury! An exceptionally long service life of 50,000 hours at 70% lumen maintenance assures many years of maintenance-free use. Click here to see the complete Juno Lighting MD1LWG2 LED Downlight Specification Sheet. This is the mini led downlight MD1LWG2-27K-SP-BZ with a color temperature of 2700K and CRI of 80 (minimum) providing excellent color rendering. The optics on this recessed light creates a Spot (16 degree) beam pattern. The stylish Juno MD1LW fixture has a Bronze finish trim with matching reflector for a uniform appearance. This LED downlight requires a 120V to 12V electronic or magnetic remote transformer to complete the system (Sold Separately). The Juno TL602E electronic transformer was designed for use with these lights, and is dimmable. Click here to see the Juno TL602E Driver-Transformer Specification Sheet for a partial list of compatible dimmers. With a trim diameter measuring in at 2 1/4 and only 2 7/8 high, this Mini Led recessed fixture can fit just about anywhere and can be completely covered in insulation. The tempered spring steel torsion clips (mouse-trap springs) are fully assembled to the housing for fast, easy, secure installation or removal. A removable cover plate provides quick access to the wiring compartment, and four pole terminal blocks facilitate a simple and secure connection with a commonly available low voltage cable (Type CL2 or NEC Equivalent, 18-12 AWG) for one fixture, or for daisy chaining multiple fixtures. Click here for the complete Juno MD1L Mini LED Downlight Installation Instructions.The Juno MD1LWG2-27K-SP-BZ is UL listed for wet locations and daisy chaining, UL and cUL listed RoHS compliant. Acuity - Juno Lighting MD1LWG2-27K-SP-BZ Mini LED Spot | 2700 | 80 | 300 | 60 | 50000 | 5 | 1 | 145.13 | 145.13 | 170.5334 | 2020Q3 | https://www.greenelectricalsupply.com/juno-lighting-md1lwg2-27k-sp-bz-mini-led-downlight-2700k.aspx | Green Electrical Supply | 2020 | No
LED Lighting | Downlight | Manufacturer: Acuity - Juno Lighting | True |  |  |  |  | Mini Recessed Mini Recessed Home > Light Emitting Diodes (LEDs) > 12V LED Bulbs > MD1LWG2-27K-SP-SN Mini LED Spot Product Specifications - Quick Reference Lamp Wattage: Working Voltage: 5 Watts 12V AC Dimensions: Rated Life: 2 1/4" W x 2 7/8" H 50,000 Hours Fixture Finish: Satin Nickel Dimmable: YES Light Color: Beam Pattern: 2700K Spot 16 Degree Certifications: Warranty: UL, Wet Location 5 Year Limited This model is the Juno MD1LWG2-27K-SP-SN or MD1LG2 RD 03LM 27K 80CRI SP WL SN (the G2 in the part number stands for Generation 2 - This GEN2 mini downlight replaces the GEN1 part number MD1LW27K-SP-SN). These IC-Rated Miniature LED Downlights are ultra-compact and super-energy efficient. While consuming just 5 watts, these sleek compact recessed lights provide direct accent lighting with a low glare optic system that has an equivalent light output and distribution of a 20 watt halogen lamp. Operation requires only a remote,120V to 12VAC electronic or magnetic Juno driver/transformer (Sold Separately). The die cast aluminum IC-rated housings are approved for use in both insulated and non-insulated ceilings, and can be recessed into extra-small spaces. Available in either 2700K, 3000K, 3500K or 4000K, these Mini LED recessed lights can be combined in a variety of finishes and beam patterns allowing you to create the most energy efficient solution while providing the desired look in any confined area. Not only is this an energy efficient recessed can, it is also environment friendly; free of harmful UV-rays, infrared wavelengths, lead and mercury! An exceptionally long service life of 50,000 hours at 70% lumen maintenance assures many years of maintenance-free use. Click here to see the complete Juno Lighting MD1LWG2 LED Downlight Specification Sheet. This is the mini led downlight MD1LWG2-27K-SP-SN with a color temperature of 2700K and CRI of 80 (minimum) providing excellent color rendering. The optics on this recessed light creates a Spot (16 degree) beam pattern. The stylish Juno MD1LW fixture has a Nickel finish trim with matching reflector for a uniform appearance. This LED downlight requires a 120V to 12V electronic or magnetic remote transformer to complete the system (Sold Separately). The Juno TL602E electronic transformer was designed for use with these lights, and is dimmable. Click here to see the Juno TL602E Driver-Transformer Specification Sheet for a partial list of compatible dimmers. With a trim diameter measuring in at 2 1/4 and only 2 7/8 high, this Mini Led recessed fixture can fit just about anywhere and can be completely covered in insulation. The tempered spring steel torsion clips (mouse-trap springs) are fully assembled to the housing for fast, easy, secure installation or removal. A removable cover plate provides quick access to the wiring compartment, and four pole terminal blocks facilitate a simple and secure connection with a commonly available low voltage cable (Type CL2 or NEC Equivalent, 18-12 AWG) for one fixture, or for daisy chaining multiple fixtures. Click here for the complete Juno MD1L Mini LED Downlight Installation Instructions.The Juno MD1LWG2-27K-SP-SN is UL listed for wet locations and daisy chaining , UL and cUL listed RoHS compliant. Acuity - Juno Lighting MD1LWG2-27K-SP-SN Mini LED Spot | 2700 | 80 | 300 | 60 | 50000 | 5 | 1 | 145.13 | 145.13 | 170.5334 | 2020Q3 | https://www.greenelectricalsupply.com/juno-lighting-md1lwg2-27k-sp-sn-mini-led-downlight-2700k.aspx | Green Electrical Supply | 2020 | No
LED Lighting | Downlight | Manufacturer: Acuity - Juno Lighting | True |  |  |  |  | Mini Recessed Mini Recessed Home > Light Emitting Diodes (LEDs) > 12V LED Bulbs > MD1LWG2-27K-SP-WH Mini LED Spot Product Specifications - Quick Reference Lamp Wattage: Working Voltage: 5 Watts 12V AC Dimensions: Rated Life: 2 1/4" W x 2 7/8" H 50,000 Hours Fixture Finish: Classic White Dimmable: YES Light Color: Beam Pattern: 2700K Spot 16 Degree Certifications: Warranty: UL, Wet Location 5 Year Limited This model is the Juno MD1LWG2-27K-SP-WH or MD1LG2 RD 03LM 27K 80CRI SP WL WH (the G2 in the part number stands for Generation 2 - This GEN2 mini downlight replaces the GEN1 part number MD1LW27K-SP-WH). These IC-Rated Miniature LED Downlights are ultra-compact and super-energy efficient. While consuming just 5 watts, these sleek compact recessed lights provide direct accent lighting with a low glare optic system that has an equivalent light output and distribution of a 20 watt halogen lamp. Operation requires only a remote,120V to 12VAC electronic or magnetic Juno driver/transformer (Sold Separately). The die cast aluminum IC-rated housings are approved for use in both insulated and non-insulated ceilings, and can be recessed into extra-small spaces. Available in either 2700K, 3000K, 3500K or 4000K, these Mini LED recessed lights can be combined in a variety of finishes and beam patterns allowing you to create the most energy efficient solution while providing the desired look in any confined area. Not only is this an energy efficient recessed can, it is also environment friendly; free of harmful UV-rays, infrared wavelengths, lead and mercury! An exceptionally long service life of 50,000 hours at 70% lumen maintenance assures many years of maintenance-free use. Click here to see the complete Juno Lighting MD1LWG2 LED Downlight Specification Sheet. This is the mini led downlight MD1LWG2-27K-SP-WH with a color temperature of 2700K and CRI of 80 (minimum) providing excellent color rendering. The optics on this recessed light creates a Spot (16 degree) beam pattern. The stylish Juno MD1LW fixture has a White finish trim with matching reflector for a uniform appearance. This LED downlight requires a 120V to 12V electronic or magnetic remote transformer to complete the system (Sold Separately). The Juno TL602E electronic transformer was designed for use with these lights, and is dimmable. Click here to see the Juno TL602E Driver-Transformer Specification Sheet for a partial list of compatible dimmers. With a trim diameter measuring in at 2 1/4 and only 2 7/8 high, this Mini Led recessed fixture can fit just about anywhere and can be completely covered in insulation. The tempered spring steel torsion clips (mouse-trap springs) are fully assembled to the housing for fast, easy, secure installation or removal. A removable cover plate provides quick access to the wiring compartment, and four pole terminal blocks facilitate a simple and secure connection with a commonly available low voltage cable (Type CL2 or NEC Equivalent, 18-12 AWG) for one fixture, or for daisy chaining multiple fixtures. Click here for the complete Juno MD1L Mini LED Downlight Installation Instructions.The Juno MD1LWG2-27K-SP-WH is UL listed for wet locations and daisy chaining , UL and cUL listed RoHS compliant. Acuity - Juno Lighting MD1LWG2-27K-SP-WH Mini LED Spot | 2700 | 80 | 300 | 60 | 50000 | 5 | 1 | 119.97 | 119.97 | 140.9694 | 2020Q3 | https://www.greenelectricalsupply.com/juno-lighting-md1lwg2-27k-sp-wh-mini-led-downlight-2700k.aspx | Green Electrical Supply | 2020 | No
LED Lighting | Downlight | Manufacturer: Acuity - Juno Lighting | True |  |  |  |  | Mini Recessed Mini Recessed Home > Light Emitting Diodes (LEDs) > 12V LED Bulbs > MD1LWG2-35K-FL-BL Mini Flood Product Specifications - Quick Reference Lamp Wattage: Working Voltage: 5 Watts 12V AC Dimensions: Rated Life: 2 1/4" W x 2 7/8" H 50,000 Hours Fixture Finish: Classic Black Dimmable: YES Light Color: Beam Pattern: 3500K Flood 35 Degree Certifications: Warranty: UL, Wet Location 5 Year Limited This model is the Juno MD1LWG2-35K-FL-BL or MD1LG2 RD 03LM 35K 80CRI FL WL BL (the G2 in the part number stands for Generation 2 - This GEN2 mini downlight replaces the GEN1 part number MD1LW35K-FL-BL). These IC-Rated Miniature LED Downlights are ultra-compact and super-energy efficient. While consuming just 5 watts, these sleek compact recessed lights provide direct accent lighting with a low glare optic system that has an equivalent light output and distribution of a 20 watt halogen lamp. Operation requires only a remote,120V to 12VAC electronic or magnetic Juno driver/transformer (Sold Separately). The die cast aluminum IC-rated housings are approved for use in both insulated and non-insulated ceilings, and can be recessed into extra-small spaces. Available in either 2700K, 3000K, 3500K or 4000K, these Mini LED recessed lights can be combined in a variety of finishes and beam patterns allowing you to create the most energy efficient solution while providing the desired look in any confined area. Not only is this an energy efficient recessed can, it is also environment friendly; free of harmful UV-rays, infrared wavelengths, lead and mercury! An exceptionally long service life of 50,000 hours at 70% lumen maintenance assures many years of maintenance-free use. Click here to see the complete Juno Lighting MD1LWG2 LED Downlight Specification Sheet. This is the mini led downlight MD1LWG2-35K-FL-BL with a color temperature of 3500K and CRI of 80 (minimum) providing excellent color rendering. The optics on this recessed light creates a Flood (35 degree) beam pattern. The stylish Juno MD1LW fixture has a Black finish trim with matching reflector for a uniform appearance. This LED downlight requires a 120V to 12V electronic or magnetic remote transformer to complete the system (Sold Separately). The Juno TL602E electronic transformer was designed for use with these lights, and is dimmable. Click here to see the Juno TL602E Driver-Transformer Specification Sheet for a partial list of compatible dimmers. With a trim diameter measuring in at 2 1/4 and only 2 7/8 high, this Mini Led recessed fixture can fit just about anywhere and can be completely covered in insulation. The tempered spring steel torsion clips (mouse-trap springs) are fully assembled to the housing for fast, easy, secure installation or removal. A removable cover plate provides quick access to the wiring compartment, and four pole terminal blocks facilitate a simple and secure connection with a commonly available low voltage cable (Type CL2 or NEC Equivalent, 18-12 AWG) for one fixture, or for daisy chaining multiple fixtures. Click here for the complete Juno MD1L Mini LED Downlight Installation Instructions.The Juno MD1LWG2-35K-FL-BL is UL listed for wet locations and daisy chaining , UL and cUL listed RoHS compliant. Acuity - Juno Lighting MD1LWG2-35K-FL-BL Mini Flood | 3500 | 80 | 300 | 60 | 50000 | 5 | 1 | 119.97 | 119.97 | 140.9694 | 2020Q3 | https://www.greenelectricalsupply.com/juno-lighting-md1lwg2-35k-fl-bl-mini-led-downlight-3500k.aspx | Green Electrical Supply | 2020 | No
LED Lighting | Downlight | Manufacturer: Acuity - Juno Lighting | True |  |  |  |  | Mini Recessed Mini Recessed Home > Light Emitting Diodes (LEDs) > 12V LED Bulbs > MD1LWG2-35K-FL-BZ Mini Flood Product Specifications - Quick Reference Lamp Wattage: Working Voltage: 5 Watts 12V AC Dimensions: Rated Life: 2 1/4" W x 2 7/8" H 50,000 Hours Fixture Finish: Bronze Plated Dimmable: YES Light Color: Beam Pattern: 3500K Flood 35 Degree Certifications: Warranty: UL, Wet Location 5 Year Limited This model is the Juno MD1LWG2-35K-FL-BZ or MD1LG2 RD 03LM 35K 80CRI FL WL BZ (the G2 in the part number stands for Generation 2 - This GEN2 mini downlight replaces the GEN1 part number MD1LW35K-FL-BZ). These IC-Rated Miniature LED Downlights are ultra-compact and super-energy efficient. While consuming just 5 watts, these sleek compact recessed lights provide direct accent lighting with a low glare optic system that has an equivalent light output and distribution of a 20 watt halogen lamp. Operation requires only a remote,120V to 12VAC electronic or magnetic Juno driver/transformer (Sold Separately). The die cast aluminum IC-rated housings are approved for use in both insulated and non-insulated ceilings, and can be recessed into extra-small spaces. Available in either 2700K, 3000K, 3500K or 4000K, these Mini LED recessed lights can be combined in a variety of finishes and beam patterns allowing you to create the most energy efficient solution while providing the desired look in any confined area. Not only is this an energy efficient recessed can, it is also environment friendly; free of harmful UV-rays, infrared wavelengths, lead and mercury! An exceptionally long service life of 50,000 hours at 70% lumen maintenance assures many years of maintenance-free use. Click here to see the complete Juno Lighting MD1LWG2 LED Downlight Specification Sheet. This is the mini led downlight MD1LWG2-35K-FL-BZ with a color temperature of 3500K and CRI of 80 (minimum) providing excellent color rendering. The optics on this recessed light creates a Flood (35 degree) beam pattern. The stylish Juno MD1LW fixture has a Bronze finish trim with matching reflector for a uniform appearance. This LED downlight requires a 120V to 12V electronic or magnetic remote transformer to complete the system (Sold Separately). The Juno TL602E electronic transformer was designed for use with these lights, and is dimmable. Click here to see the Juno TL602E Driver-Transformer Specification Sheet for a partial list of compatible dimmers. With a trim diameter measuring in at 2 1/4 and only 2 7/8 high, this Mini Led recessed fixture can fit just about anywhere and can be completely covered in insulation. The tempered spring steel torsion clips (mouse-trap springs) are fully assembled to the housing for fast, easy, secure installation or removal. A removable cover plate provides quick access to the wiring compartment, and four pole terminal blocks facilitate a simple and secure connection with a commonly available low voltage cable (Type CL2 or NEC Equivalent, 18-12 AWG) for one fixture, or for daisy chaining multiple fixtures. Click here for the complete Juno MD1L Mini LED Downlight Installation Instructions.The Juno MD1LWG2-35K-FL-BZ is UL listed for wet locations and daisy chaining, UL and cUL listed RoHS compliant. Acuity - Juno Lighting MD1LWG2-35K-FL-BZ Mini Flood | 3500 | 80 | 300 | 60 | 50000 | 5 | 1 | 145.13 | 145.13 | 170.5334 | 2020Q3 | https://www.greenelectricalsupply.com/juno-lighting-md1lwg2-35k-fl-bz-mini-led-downlight-3500k.aspx | Green Electrical Supply | 2020 | No
LED Lighting | Downlight | Manufacturer: Acuity - Juno Lighting | True |  |  |  |  | Mini Recessed Mini Recessed Home > Light Emitting Diodes (LEDs) > 12V LED Bulbs > MD1LWG2-35K-FL-SN Mini Flood Product Specifications - Quick Reference Lamp Wattage: Working Voltage: 5 Watts 12V AC Dimensions: Rated Life: 2 1/4" W x 2 7/8" H 50,000 Hours Fixture Finish: Satin Nickel Dimmable: YES Light Color: Beam Pattern: 3500K Flood 35 Degree Certifications: Warranty: UL, Wet Location 5 Year Limited This model is the Juno MD1LWG2-35K-FL-SN or MD1LG2 RD 03LM 35K 80CRI FL WL SN (the G2 in the part number stands for Generation 2 - This GEN2 mini downlight replaces the GEN1 part number MD1LW35K-FL-SN). These IC-Rated Miniature LED Downlights are ultra-compact and super-energy efficient. While consuming just 5 watts, these sleek compact recessed lights provide direct accent lighting with a low glare optic system that has an equivalent light output and distribution of a 20 watt halogen lamp. Operation requires only a remote,120V to 12VAC electronic or magnetic Juno driver/transformer (Sold Separately). The die cast aluminum IC-rated housings are approved for use in both insulated and non-insulated ceilings, and can be recessed into extra-small spaces. Available in either 2700K, 3000K, 3500K or 4000K, these Mini LED recessed lights can be combined in a variety of finishes and beam patterns allowing you to create the most energy efficient solution while providing the desired look in any confined area. Not only is this an energy efficient recessed can, it is also environment friendly; free of harmful UV-rays, infrared wavelengths, lead and mercury! An exceptionally long service life of 50,000 hours at 70% lumen maintenance assures many years of maintenance-free use. Click here to see the complete Juno Lighting MD1LWG2 LED Downlight Specification Sheet. This is the mini led downlight MD1LWG2-35K-FL-SN with a color temperature of 3500K and CRI of 80 (minimum) providing excellent color rendering. The optics on this recessed light creates a Flood (35 degree) beam pattern. The stylish Juno MD1LW fixture has a Nickel finish trim with matching reflector for a uniform appearance. This LED downlight requires a 120V to 12V electronic or magnetic remote transformer to complete the system (Sold Separately). The Juno TL602E electronic transformer was designed for use with these lights, and is dimmable. Click here to see the Juno TL602E Driver-Transformer Specification Sheet for a partial list of compatible dimmers. With a trim diameter measuring in at 2 1/4 and only 2 7/8 high, this Mini Led recessed fixture can fit just about anywhere and can be completely covered in insulation. The tempered spring steel torsion clips (mouse-trap springs) are fully assembled to the housing for fast, easy, secure installation or removal. A removable cover plate provides quick access to the wiring compartment, and four pole terminal blocks facilitate a simple and secure connection with a commonly available low voltage cable (Type CL2 or NEC Equivalent, 18-12 AWG) for one fixture, or for daisy chaining multiple fixtures. Click here for the complete Juno MD1L Mini LED Downlight Installation Instructions.The Juno MD1LWG2-35K-FL-SN is UL listed for wet locations and daisy chaining, UL and cUL listed RoHS compliant. Acuity - Juno Lighting MD1LWG2-35K-FL-SN Mini Flood | 3500 | 80 | 300 | 60 | 50000 | 5 | 1 | 145.13 | 145.13 | 170.5334 | 2020Q3 | https://www.greenelectricalsupply.com/juno-lighting-md1lwg2-35k-fl-sn-mini-led-downlight-3500k.aspx | Green Electrical Supply | 2020 | No
LED Lighting | Downlight | Manufacturer: Acuity - Juno Lighting | True |  |  |  |  | Mini Recessed Mini Recessed Home > Light Emitting Diodes (LEDs) > 12V LED Bulbs > MD1LWG2-35K-FL-WH Mini Flood Product Specifications - Quick Reference Lamp Wattage: Working Voltage: 5 Watts 12V AC Dimensions: Rated Life: 2 1/4" W x 2 7/8" H 50,000 Hours Fixture Finish: Classic White Dimmable: YES Light Color: Beam Pattern: 3500K Flood 35 Degree Certifications: Warranty: UL, Wet Location 5 Year Limited This model is the Juno MD1LWG2-35K-FL-WH or MD1LG2 RD 03LM 35K 80CRI FL WL WH (the G2 in the part number stands for Generation 2 - This GEN2 mini downlight replaces the GEN1 part number MD1LW35K-FL-WH). These IC-Rated Miniature LED Downlights are ultra-compact and super-energy efficient. While consuming just 5 watts, these sleek compact recessed lights provide direct accent lighting with a low glare optic system that has an equivalent light output and distribution of a 20 watt halogen lamp. Operation requires only a remote,120V to 12VAC electronic or magnetic Juno driver/transformer (Sold Separately). The die cast aluminum IC-rated housings are approved for use in both insulated and non-insulated ceilings, and can be recessed into extra-small spaces. Available in either 2700K, 3000K, 3500K or 4000K, these Mini LED recessed lights can be combined in a variety of finishes and beam patterns allowing you to create the most energy efficient solution while providing the desired look in any confined area. Not only is this an energy efficient recessed can, it is also environment friendly; free of harmful UV-rays, infrared wavelengths, lead and mercury! An exceptionally long service life of 50,000 hours at 70% lumen maintenance assures many years of maintenance-free use. Click here to see the complete Juno Lighting MD1LWG2 LED Downlight Specification Sheet. This is the mini led downlight MD1LWG2-35K-FL-WH with a color temperature of 3500K and CRI of 80 (minimum) providing excellent color rendering. The optics on this recessed light creates a Flood (35 degree) beam pattern. The stylish Juno MD1LW fixture has a White finish trim with matching reflector for a uniform appearance. This LED downlight requires a 120V to 12V electronic or magnetic remote transformer to complete the system (Sold Separately). The Juno TL602E electronic transformer was designed for use with these lights, and is dimmable. Click here to see the Juno TL602E Driver-Transformer Specification Sheet for a partial list of compatible dimmers. With a trim diameter measuring in at 2 1/4 and only 2 7/8 high, this Mini Led recessed fixture can fit just about anywhere and can be completely covered in insulation. The tempered spring steel torsion clips (mouse-trap springs) are fully assembled to the housing for fast, easy, secure installation or removal. A removable cover plate provides quick access to the wiring compartment, and four pole terminal blocks facilitate a simple and secure connection with a commonly available low voltage cable (Type CL2 or NEC Equivalent, 18-12 AWG) for one fixture, or for daisy chaining multiple fixtures. Click here for the complete Juno MD1L Mini LED Downlight Installation Instructions.The Juno MD1LWG2-35K-FL-WH is UL listed for wet locations and daisy chaining, UL and cUL listed RoHS compliant. Acuity - Juno Lighting MD1LWG2-35K-FL-WH Mini Flood | 3500 | 80 | 300 | 60 | 50000 | 5 | 1 | 119.97 | 119.97 | 140.9694 | 2020Q3 | https://www.greenelectricalsupply.com/juno-lighting-md1lwg2-35k-fl-wh-mini-led-downlight-3500k.aspx | Green Electrical Supply | 2020 | No
LED Lighting | Downlight | Manufacturer: Acuity - Juno Lighting | True |  |  |  |  | Mini Recessed Mini Recessed Home > Light Emitting Diodes (LEDs) > 12V LED Bulbs > MD1LWG2-35K-NFL-BL Narrow Flood Product Specifications - Quick Reference Lamp Wattage: Working Voltage: 5 Watts 12V AC Dimensions: Rated Life: 2 1/4" W x 2 7/8" H 50,000 Hours Fixture Finish: Classic Black Dimmable: YES Light Color: Beam Pattern: 3500K Flood 24 Degree Certifications: Warranty: UL, Wet Location 5 Year Limited This model is the Juno MD1LWG2-35K-NFL-BL or MD1LG2 RD 03LM 35K 80CRI NFL WL BL (the G2 in the part number stands for Generation 2 - This GEN2 mini downlight replaces the GEN1 part number MD1LW35K-NFL-BL). These IC-Rated Miniature LED Downlights are ultra-compact and super-energy efficient. While consuming just 5 watts, these sleek compact recessed lights provide direct accent lighting with a low glare optic system that has an equivalent light output and distribution of a 20 watt halogen lamp. Operation requires only a remote,120V to 12VAC electronic or magnetic Juno driver/transformer (Sold Separately). The die cast aluminum IC-rated housings are approved for use in both insulated and non-insulated ceilings, and can be recessed into extra-small spaces. Available in either 2700K, 3000K, 3500K or 4000K, these Mini LED recessed lights can be combined in a variety of finishes and beam patterns allowing you to create the most energy efficient solution while providing the desired look in any confined area. Not only is this an energy efficient recessed can, it is also environment friendly; free of harmful UV-rays, infrared wavelengths, lead and mercury! An exceptionally long service life of 50,000 hours at 70% lumen maintenance assures many years of maintenance-free use. Click here to see the complete Juno Lighting MD1LWG2 LED Downlight Specification Sheet. This is the mini led downlight MD1LWG2-35K-NFL-BL with a color temperature of 3500K and CRI of 80 (minimum) providing excellent color rendering. The optics on this recessed light creates a Narrow Flood (24 degree) beam pattern. The stylish Juno MD1LW fixture has a Black finish trim with matching reflector for a uniform appearance. This LED downlight requires a 120V to 12V electronic or magnetic remote transformer to complete the system (Sold Separately). The Juno TL602E electronic transformer was designed for use with these lights, and is dimmable. Click here to see the Juno TL602E Driver-Transformer Specification Sheet for a partial list of compatible dimmers. With a trim diameter measuring in at 2 1/4 and only 2 7/8 high, this Mini Led recessed fixture can fit just about anywhere and can be completely covered in insulation. The tempered spring steel torsion clips (mouse-trap springs) are fully assembled to the housing for fast, easy, secure installation or removal. A removable cover plate provides quick access to the wiring compartment, and four pole terminal blocks facilitate a simple and secure connection with a commonly available low voltage cable (Type CL2 or NEC Equivalent, 18-12 AWG) for one fixture, or for daisy chaining multiple fixtures. Click here for the complete Juno MD1L Mini LED Downlight Installation Instructions.The Juno MD1LWG2-35K-NFL-BL is UL listed for wet locations and daisy chaining , UL and cUL listed RoHS compliant. Acuity - Juno Lighting MD1LWG2-35K-NFL-BL Narrow Flood | 3500 | 80 | 300 | 60 | 50000 | 5 | 1 | 119.97 | 119.97 | 140.9694 | 2020Q3 | https://www.greenelectricalsupply.com/juno-lighting-md1lwg2-35k-nfl-bl-mini-led-downlight-3500k.aspx | Green Electrical Supply | 2020 | No
LED Lighting | Downlight | Manufacturer: Acuity - Juno Lighting | True |  |  |  |  | Mini Recessed Mini Recessed Home > Light Emitting Diodes (LEDs) > 12V LED Bulbs > MD1LWG2-35K-NFL-BZ Narrow Flood Product Specifications - Quick Reference Lamp Wattage: Working Voltage: 5 Watts 12V AC Dimensions: Rated Life: 2 1/4" W x 2 7/8" H 50,000 Hours Fixture Finish: Bronze Plated Dimmable: YES Light Color: Beam Pattern: 3500K Flood 24 Degree Certifications: Warranty: UL, Wet Location 5 Year Limited This model is the Juno MD1LWG2-35K-NFL-BZ or MD1LG2 RD 03LM 35K 80CRI NFL WL BZ (the G2 in the part number stands for Generation 2 - This GEN2 mini downlight replaces the GEN1 part number MD1LW35K-NFL-BZ). These IC-Rated Miniature LED Downlights are ultra-compact and super-energy efficient. While consuming just 5 watts, these sleek compact recessed lights provide direct accent lighting with a low glare optic system that has an equivalent light output and distribution of a 20 watt halogen lamp. Operation requires only a remote,120V to 12VAC electronic or magnetic Juno driver/transformer (Sold Separately). The die cast aluminum IC-rated housings are approved for use in both insulated and non-insulated ceilings, and can be recessed into extra-small spaces. Available in either 2700K, 3000K, 3500K or 4000K, these Mini LED recessed lights can be combined in a variety of finishes and beam patterns allowing you to create the most energy efficient solution while providing the desired look in any confined area. Not only is this an energy efficient recessed can, it is also environment friendly; free of harmful UV-rays, infrared wavelengths, lead and mercury! An exceptionally long service life of 50,000 hours at 70% lumen maintenance assures many years of maintenance-free use. Click here to see the complete Juno Lighting MD1LWG2 LED Downlight Specification Sheet. This is the mini led downlight MD1LWG2-35K-NFL-BZ with a color temperature of 3500K and CRI of 80 (minimum) providing excellent color rendering. The optics on this recessed light creates a Narrow Flood (24 degree) beam pattern. The stylish Juno MD1LW fixture has a Bronze finish trim with matching reflector for a uniform appearance. This LED downlight requires a 120V to 12V electronic or magnetic remote transformer to complete the system (Sold Separately). The Juno TL602E electronic transformer was designed for use with these lights, and is dimmable. Click here to see the Juno TL602E Driver-Transformer Specification Sheet for a partial list of compatible dimmers. With a trim diameter measuring in at 2 1/4 and only 2 7/8 high, this Mini Led recessed fixture can fit just about anywhere and can be completely covered in insulation. The tempered spring steel torsion clips (mouse-trap springs) are fully assembled to the housing for fast, easy, secure installation or removal. A removable cover plate provides quick access to the wiring compartment, and four pole terminal blocks facilitate a simple and secure connection with a commonly available low voltage cable (Type CL2 or NEC Equivalent, 18-12 AWG) for one fixture, or for daisy chaining multiple fixtures. Click here for the complete Juno MD1L Mini LED Downlight Installation Instructions.The Juno MD1LWG2-35K-NFL-BZ is UL listed for wet locations and daisy chaining , UL and cUL listed RoHS compliant. Acuity - Juno Lighting MD1LWG2-35K-NFL-BZ Narrow Flood | 3500 | 80 | 300 | 60 | 50000 | 5 | 1 | 145.13 | 145.13 | 170.5334 | 2020Q3 | https://www.greenelectricalsupply.com/juno-lighting-md1lwg2-35k-nfl-bz-mini-led-downlight-3500k.aspx | Green Electrical Supply | 2020 | No
LED Lighting | Downlight | Manufacturer: Acuity - Juno Lighting | True |  |  |  |  | Mini Recessed Mini Recessed Home > Light Emitting Diodes (LEDs) > 12V LED Bulbs > MD1LWG2-35K-NFL-SN Narrow Flood Product Specifications - Quick Reference Lamp Wattage: Working Voltage: 5 Watts 12V AC Dimensions: Rated Life: 2 1/4" W x 2 7/8" H 50,000 Hours Fixture Finish: Satin Nickel Dimmable: YES Light Color: Beam Pattern: 3500K Flood 24 Degree Certifications: Warranty: UL, Wet Location 5 Year Limited This model is the Juno MD1LWG2-35K-NFL-SN or MD1LG2 RD 03LM 35K 80CRI NFL WL SN (the G2 in the part number stands for Generation 2 - This GEN2 mini downlight replaces the GEN1 part number MD1LW35K-NFL-SN). These IC-Rated Miniature LED Downlights are ultra-compact and super-energy efficient. While consuming just 5 watts, these sleek compact recessed lights provide direct accent lighting with a low glare optic system that has an equivalent light output and distribution of a 20 watt halogen lamp. Operation requires only a remote,120V to 12VAC electronic or magnetic Juno driver/transformer (Sold Separately). The die cast aluminum IC-rated housings are approved for use in both insulated and non-insulated ceilings, and can be recessed into extra-small spaces. Available in either 2700K, 3000K, 3500K or 4000K, these Mini LED recessed lights can be combined in a variety of finishes and beam patterns allowing you to create the most energy efficient solution while providing the desired look in any confined area. Not only is this an energy efficient recessed can, it is also environment friendly; free of harmful UV-rays, infrared wavelengths, lead and mercury! An exceptionally long service life of 50,000 hours at 70% lumen maintenance assures many years of maintenance-free use. Click here to see the complete Juno Lighting MD1LWG2 LED Downlight Specification Sheet. This is the mini led downlight MD1LWG2-35K-NFL-SN with a color temperature of 3500K and CRI of 80 (minimum) providing excellent color rendering. The optics on this recessed light creates a Narrow Flood (24 degree) beam pattern. The stylish Juno MD1LW fixture has a Nickel finish trim with matching reflector for a uniform appearance. This LED downlight requires a 120V to 12V electronic or magnetic remote transformer to complete the system (Sold Separately). The Juno TL602E electronic transformer was designed for use with these lights, and is dimmable. Click here to see the Juno TL602E Driver-Transformer Specification Sheet for a partial list of compatible dimmers. With a trim diameter measuring in at 2 1/4 and only 2 7/8 high, this Mini Led recessed fixture can fit just about anywhere and can be completely covered in insulation. The tempered spring steel torsion clips (mouse-trap springs) are fully assembled to the housing for fast, easy, secure installation or removal. A removable cover plate provides quick access to the wiring compartment, and four pole terminal blocks facilitate a simple and secure connection with a commonly available low voltage cable (Type CL2 or NEC Equivalent, 18-12 AWG) for one fixture, or for daisy chaining multiple fixtures. Click here for the complete Juno MD1L Mini LED Downlight Installation Instructions.The Juno MD1LWG2-35K-NFL-SN is UL listed for wet locations and daisy chaining, UL and cUL listed RoHS compliant. Acuity - Juno Lighting MD1LWG2-35K-NFL-SN Narrow Flood | 3500 | 80 | 300 | 60 | 50000 | 5 | 1 | 145.13 | 145.13 | 170.5334 | 2020Q3 | https://www.greenelectricalsupply.com/juno-lighting-md1lwg2-35k-nfl-sn-mini-led-downlight-3500k.aspx | Green Electrical Supply | 2020 | No
LED Lighting | Downlight | Manufacturer: Acuity - Juno Lighting | True |  |  |  |  | Mini Recessed Mini Recessed Home > Light Emitting Diodes (LEDs) > 12V LED Bulbs > MD1LWG2-35K-NFL-WH Narrow Flood Product Specifications - Quick Reference Lamp Wattage: Working Voltage: 5 Watts 12V AC Dimensions: Rated Life: 2 1/4" W x 2 7/8" H 50,000 Hours Fixture Finish: Classic White Dimmable: YES Light Color: Beam Pattern: 3500K Flood 24 Degree Certifications: Warranty: UL, Wet Location 5 Year Limited This model is the Juno MD1LWG2-35K-NFL-WH or MD1LG2 RD 03LM 35K 80CRI NFL WL WH (the G2 in the part number stands for Generation 2 - This GEN2 mini downlight replaces the GEN1 part number MD1LW35K-NFL-WH). These IC-Rated Miniature LED Downlights are ultra-compact and super-energy efficient. While consuming just 5 watts, these sleek compact recessed lights provide direct accent lighting with a low glare optic system that has an equivalent light output and distribution of a 20 watt halogen lamp. Operation requires only a remote,120V to 12VAC electronic or magnetic Juno driver/transformer (Sold Separately). The die cast aluminum IC-rated housings are approved for use in both insulated and non-insulated ceilings, and can be recessed into extra-small spaces. Available in either 2700K, 3000K, 3500K or 4000K, these Mini LED recessed lights can be combined in a variety of finishes and beam patterns allowing you to create the most energy efficient solution while providing the desired look in any confined area. Not only is this an energy efficient recessed can, it is also environment friendly; free of harmful UV-rays, infrared wavelengths, lead and mercury! An exceptionally long service life of 50,000 hours at 70% lumen maintenance assures many years of maintenance-free use. Click here to see the complete Juno Lighting MD1LWG2 LED Downlight Specification Sheet. This is the mini led downlight MD1LWG2-35K-NFL-WH with a color temperature of 3500K and CRI of 80 (minimum) providing excellent color rendering. The optics on this recessed light creates a Narrow Flood (24 degree) beam pattern. The stylish Juno MD1LW fixture has a White finish trim with matching reflector for a uniform appearance. This LED downlight requires a 120V to 12V electronic or magnetic remote transformer to complete the system (Sold Separately). The Juno TL602E electronic transformer was designed for use with these lights, and is dimmable. Click here to see the Juno TL602E Driver-Transformer Specification Sheet for a partial list of compatible dimmers. With a trim diameter measuring in at 2 1/4 and only 2 7/8 high, this Mini Led recessed fixture can fit just about anywhere and can be completely covered in insulation. The tempered spring steel torsion clips (mouse-trap springs) are fully assembled to the housing for fast, easy, secure installation or removal. A removable cover plate provides quick access to the wiring compartment, and four pole terminal blocks facilitate a simple and secure connection with a commonly available low voltage cable (Type CL2 or NEC Equivalent, 18-12 AWG) for one fixture, or for daisy chaining multiple fixtures. Click here for the complete Juno MD1L Mini LED Downlight Installation Instructions.The Juno MD1LWG2-35K-NFL-WH is UL listed for wet locations and daisy chaining , UL and cUL listed RoHS compliant. Acuity - Juno Lighting MD1LWG2-35K-NFL-WH Narrow Flood | 3500 | 80 | 300 | 60 | 50000 | 5 | 1 | 119.97 | 119.97 | 140.9694 | 2020Q3 | https://www.greenelectricalsupply.com/juno-lighting-md1lwg2-35k-nfl-wh-mini-led-downlight-3500k.aspx | Green Electrical Supply | 2020 | No
LED Lighting | Downlight | Manufacturer: Acuity - Juno Lighting | True |  |  |  |  | Mini Recessed Mini Recessed Home > Light Emitting Diodes (LEDs) > 12V LED Bulbs > MD1LWG2-35K-SP-BL Mini LED Spot Product Specifications - Quick Reference Lamp Wattage: Working Voltage: 5 Watts 12V AC Dimensions: Rated Life: 2 1/4" W x 2 7/8" H 50,000 Hours Fixture Finish: Classic Black Dimmable: YES Light Color: Beam Pattern: 3500K Spot 16 Degree Certifications: Warranty: UL, Wet Location 5 Year Limited This model is the Juno MD1LWG2-35K-SP-BL or MD1LG2 RD 03LM 35K 80CRI SP WL BL (the G2 in the part number stands for Generation 2 - This GEN2 mini downlight replaces the GEN1 part number MD1LW35K-SP-BL). These IC-Rated Miniature LED Downlights are ultra-compact and super-energy efficient. While consuming just 5 watts, these sleek compact recessed lights provide direct accent lighting with a low glare optic system that has an equivalent light output and distribution of a 20 watt halogen lamp. Operation requires only a remote,120V to 12VAC electronic or magnetic Juno driver/transformer (Sold Separately). The die cast aluminum IC-rated housings are approved for use in both insulated and non-insulated ceilings, and can be recessed into extra-small spaces. Available in either 2700K, 3000K, 3500K or 4000K, these Mini LED recessed lights can be combined in a variety of finishes and beam patterns allowing you to create the most energy efficient solution while providing the desired look in any confined area. Not only is this an energy efficient recessed can, it is also environment friendly; free of harmful UV-rays, infrared wavelengths, lead and mercury! An exceptionally long service life of 50,000 hours at 70% lumen maintenance assures many years of maintenance-free use. Click here to see the complete Juno Lighting MD1LWG2 LED Downlight Specification Sheet. This is the mini led downlight MD1LWG2-35K-SP-BL with a color temperature of 3500K and CRI of 80 (minimum) providing excellent color rendering. The optics on this recessed light creates a Spot (16 degree) beam pattern. The stylish Juno MD1LW fixture has a Black finish trim with matching reflector for a uniform appearance. This LED downlight requires a 120V to 12V electronic or magnetic remote transformer to complete the system (Sold Separately). The Juno TL602E electronic transformer was designed for use with these lights, and is dimmable. Click here to see the Juno TL602E Driver-Transformer Specification Sheet for a partial list of compatible dimmers. With a trim diameter measuring in at 2 1/4 and only 2 7/8 high, this Mini Led recessed fixture can fit just about anywhere and can be completely covered in insulation. The tempered spring steel torsion clips (mouse-trap springs) are fully assembled to the housing for fast, easy, secure installation or removal. A removable cover plate provides quick access to the wiring compartment, and four pole terminal blocks facilitate a simple and secure connection with a commonly available low voltage cable (Type CL2 or NEC Equivalent, 18-12 AWG) for one fixture, or for daisy chaining multiple fixtures. Click here for the complete Juno MD1L Mini LED Downlight Installation Instructions.The Juno MD1LWG2-35K-SP-BL is UL listed for wet locations and daisy chaining, UL and cUL listed RoHS compliant. Acuity - Juno Lighting MD1LWG2-35K-SP-BL Mini LED Spot | 3500 | 80 | 300 | 60 | 50000 | 5 | 1 | 119.97 | 119.97 | 140.9694 | 2020Q3 | https://www.greenelectricalsupply.com/juno-lighting-md1lwg2-35k-sp-bl-mini-led-downlight-3500k.aspx | Green Electrical Supply | 2020 | No
LED Lighting | Downlight | Manufacturer: Acuity - Juno Lighting | True |  |  |  |  | Mini Recessed Mini Recessed Home > Light Emitting Diodes (LEDs) > 12V LED Bulbs > MD1LWG2-35K-SP-BZ Mini LED Spot Product Specifications - Quick Reference Lamp Wattage: Working Voltage: 5 Watts 12V AC Dimensions: Rated Life: 2 1/4" W x 2 7/8" H 50,000 Hours Fixture Finish: Bronze Plated Dimmable: YES Light Color: Beam Pattern: 3500K Spot 16 Degree Certifications: Warranty: UL, Wet Location 5 Year Limited This model is the Juno MD1LWG2-35K-SP-BZ or MD1LG2 RD 03LM 35K 80CRI SP WL BZ (the G2 in the part number stands for Generation 2 - This GEN2 mini downlight replaces the GEN1 part number MD1LW35K-SP-BZ). These IC-Rated Miniature LED Downlights are ultra-compact and super-energy efficient. While consuming just 5 watts, these sleek compact recessed lights provide direct accent lighting with a low glare optic system that has an equivalent light output and distribution of a 20 watt halogen lamp. Operation requires only a remote,120V to 12VAC electronic or magnetic Juno driver/transformer (Sold Separately). The die cast aluminum IC-rated housings are approved for use in both insulated and non-insulated ceilings, and can be recessed into extra-small spaces. Available in either 2700K, 3000K, 3500K or 4000K, these Mini LED recessed lights can be combined in a variety of finishes and beam patterns allowing you to create the most energy efficient solution while providing the desired look in any confined area. Not only is this an energy efficient recessed can, it is also environment friendly; free of harmful UV-rays, infrared wavelengths, lead and mercury! An exceptionally long service life of 50,000 hours at 70% lumen maintenance assures many years of maintenance-free use. Click here to see the complete Juno Lighting MD1LWG2 LED Downlight Specification Sheet. This is the mini led downlight MD1LWG2-35K-SP-BZ with a color temperature of 3500K and CRI of 80 (minimum) providing excellent color rendering. The optics on this recessed light creates a Spot (16 degree) beam pattern. The stylish Juno MD1LW fixture has a Bronze finish trim with matching reflector for a uniform appearance. This LED downlight requires a 120V to 12V electronic or magnetic remote transformer to complete the system (Sold Separately). The Juno TL602E electronic transformer was designed for use with these lights, and is dimmable. Click here to see the Juno TL602E Driver-Transformer Specification Sheet for a partial list of compatible dimmers. With a trim diameter measuring in at 2 1/4 and only 2 7/8 high, this Mini Led recessed fixture can fit just about anywhere and can be completely covered in insulation. The tempered spring steel torsion clips (mouse-trap springs) are fully assembled to the housing for fast, easy, secure installation or removal. A removable cover plate provides quick access to the wiring compartment, and four pole terminal blocks facilitate a simple and secure connection with a commonly available low voltage cable (Type CL2 or NEC Equivalent, 18-12 AWG) for one fixture, or for daisy chaining multiple fixtures. Click here for the complete Juno MD1L Mini LED Downlight Installation Instructions.The Juno MD1LWG2-35K-SP-BZ is UL listed for wet locations and daisy chaining , UL and cUL listed RoHS compliant. Acuity - Juno Lighting MD1LWG2-35K-SP-BZ Mini LED Spot | 3500 | 80 | 300 | 60 | 50000 | 5 | 1 | 145.13 | 145.13 | 170.5334 | 2020Q3 | https://www.greenelectricalsupply.com/juno-lighting-md1lwg2-35k-sp-bz-mini-led-downlight-3500k.aspx | Green Electrical Supply | 2020 | No
LED Lighting | Downlight | Manufacturer: Acuity - Juno Lighting | True |  |  |  |  | Mini Recessed Mini Recessed Home > Light Emitting Diodes (LEDs) > 12V LED Bulbs > MD1LWG2-35K-SP-SN Mini LED Spot Product Specifications - Quick Reference Lamp Wattage: Working Voltage: 5 Watts 12V AC Dimensions: Rated Life: 2 1/4" W x 2 7/8" H 50,000 Hours Fixture Finish: Satin Nickel Dimmable: YES Light Color: Beam Pattern: 3500K Spot 16 Degree Certifications: Warranty: UL, Wet Location 5 Year Limited This model is the Juno MD1LWG2-35K-SP-SN or MD1LG2 RD 03LM 35K 80CRI SP WL SN (the G2 in the part number stands for Generation 2 - This GEN2 mini downlight replaces the GEN1 part number MD1LW35K-SP-SN). These IC-Rated Miniature LED Downlights are ultra-compact and super-energy efficient. While consuming just 5 watts, these sleek compact recessed lights provide direct accent lighting with a low glare optic system that has an equivalent light output and distribution of a 20 watt halogen lamp. Operation requires only a remote,120V to 12VAC electronic or magnetic Juno driver/transformer (Sold Separately). The die cast aluminum IC-rated housings are approved for use in both insulated and non-insulated ceilings, and can be recessed into extra-small spaces. Available in either 2700K, 3000K, 3500K or 4000K, these Mini LED recessed lights can be combined in a variety of finishes and beam patterns allowing you to create the most energy efficient solution while providing the desired look in any confined area. Not only is this an energy efficient recessed can, it is also environment friendly; free of harmful UV-rays, infrared wavelengths, lead and mercury! An exceptionally long service life of 50,000 hours at 70% lumen maintenance assures many years of maintenance-free use. Click here to see the complete Juno Lighting MD1LWG2 LED Downlight Specification Sheet. This is the mini led downlight MD1LWG2-35K-SP-SN with a color temperature of 3500K and CRI of 80 (minimum) providing excellent color rendering. The optics on this recessed light creates a Spot (16 degree) beam pattern. The stylish Juno MD1LW fixture has a Nickel finish trim with matching reflector for a uniform appearance. This LED downlight requires a 120V to 12V electronic or magnetic remote transformer to complete the system (Sold Separately). The Juno TL602E electronic transformer was designed for use with these lights, and is dimmable. Click here to see the Juno TL602E Driver-Transformer Specification Sheet for a partial list of compatible dimmers. With a trim diameter measuring in at 2 1/4 and only 2 7/8 high, this Mini Led recessed fixture can fit just about anywhere and can be completely covered in insulation. The tempered spring steel torsion clips (mouse-trap springs) are fully assembled to the housing for fast, easy, secure installation or removal. A removable cover plate provides quick access to the wiring compartment, and four pole terminal blocks facilitate a simple and secure connection with a commonly available low voltage cable (Type CL2 or NEC Equivalent, 18-12 AWG) for one fixture, or for daisy chaining multiple fixtures. Click here for the complete Juno MD1L Mini LED Downlight Installation Instructions.The Juno MD1LWG2-35K-SP-SN is UL listed for wet locations and daisy chaining , UL and cUL listed RoHS compliant. Acuity - Juno Lighting MD1LWG2-35K-SP-SN Mini LED Spot | 3500 | 80 | 300 | 60 | 50000 | 5 | 1 | 145.13 | 145.13 | 170.5334 | 2020Q3 | https://www.greenelectricalsupply.com/juno-lighting-md1lwg2-35k-sp-sn-mini-led-downlight-3500k.aspx | Green Electrical Supply | 2020 | No
LED Lighting | Downlight | Manufacturer: Acuity - Juno Lighting | True |  |  |  |  | Mini Recessed Mini Recessed Home > Light Emitting Diodes (LEDs) > 12V LED Bulbs > MD1LWG2-3K-FL-BL Mini LED Flood Product Specifications - Quick Reference Lamp Wattage: Working Voltage: 5 Watts 12V AC Dimensions: Rated Life: 2 1/4" W x 2 7/8" H 50,000 Hours Fixture Finish: Classic Black Dimmable: YES Light Color: Beam Pattern: 3000K Flood 35 Degree Certifications: Warranty: UL, Wet Location 5 Year Limited This model is the Juno MD1LWG2-3K-FL-BL or MD1LG2 RD 03LM 30K 80CRI FL WL BL (the G2 in the part number stands for Generation 2 - This GEN2 mini downlight replaces the GEN1 part number MD1LW3K-FL-BL). These IC-Rated Miniature LED Downlights are ultra-compact and super-energy efficient. While consuming just 5 watts, these sleek compact recessed lights provide direct accent lighting with a low glare optic system that has an equivalent light output and distribution of a 20 watt halogen lamp. Operation requires only a remote,120V to 12VAC electronic or magnetic Juno driver/transformer (Sold Separately). The die cast aluminum IC-rated housings are approved for use in both insulated and non-insulated ceilings, and can be recessed into extra-small spaces. Available in either 2700K, 3000K, 3500K or 4000K, these Mini LED recessed lights can be combined in a variety of finishes and beam patterns allowing you to create the most energy efficient solution while providing the desired look in any confined area. Not only is this an energy efficient recessed can, it is also environment friendly; free of harmful UV-rays, infrared wavelengths, lead and mercury! An exceptionally long service life of 50,000 hours at 70% lumen maintenance assures many years of maintenance-free use. Click here to see the complete Juno Lighting MD1LWG2 LED Downlight Specification Sheet. This is the mini led downlight MD1LWG2-3K-FL-BL with a color temperature of 3000K and CRI of 80 (minimum) providing excellent color rendering. The optics on this recessed light creates a Flood (35 degree) beam pattern. The stylish Juno MD1LW fixture has a Black finish trim with matching reflector for a uniform appearance. This LED downlight requires a 120V to 12V electronic or magnetic remote transformer to complete the system (Sold Separately). The Juno TL602E electronic transformer was designed for use with these lights, and is dimmable. Click here to see the Juno TL602E Driver-Transformer Specification Sheet for a partial list of compatible dimmers. With a trim diameter measuring in at 2 1/4 and only 2 7/8 high, this Mini Led recessed fixture can fit just about anywhere and can be completely covered in insulation. The tempered spring steel torsion clips (mouse-trap springs) are fully assembled to the housing for fast, easy, secure installation or removal. A removable cover plate provides quick access to the wiring compartment, and four pole terminal blocks facilitate a simple and secure connection with a commonly available low voltage cable (Type CL2 or NEC Equivalent, 18-12 AWG) for one fixture, or for daisy chaining multiple fixtures. Click here for the complete Juno MD1L Mini LED Downlight Installation Instructions.The Juno MD1LWG2-3K-FL-BL is UL listed for wet locations and daisy chaining , UL and cUL listed RoHS compliant. Acuity - Juno Lighting MD1LWG2-3K-FL-BL Mini LED Flood | 3000 | 80 | 300 | 60 | 50000 | 5 | 1 | 119.97 | 119.97 | 140.9694 | 2020Q3 | https://www.greenelectricalsupply.com/juno-lighting-md1lwg2-3k-fl-bl-mini-led-downlight-3000k.aspx | Green Electrical Supply | 2020 | No
LED Lighting | Downlight | Manufacturer: Acuity - Juno Lighting | True |  |  |  |  | Mini Recessed Mini Recessed Home > Light Emitting Diodes (LEDs) > 12V LED Bulbs > MD1LWG2-3K-FL-SN Mini LED Flood Product Specifications - Quick Reference Lamp Wattage: Working Voltage: 5 Watts 12V AC Dimensions: Rated Life: 2 1/4" W x 2 7/8" H 50,000 Hours Fixture Finish: Satin Nickel Dimmable: YES Light Color: Beam Pattern: 3000K Flood 35 Degree Certifications: Warranty: UL, Wet Location 5 Year Limited This model is the Juno MD1LWG2-3K-FL-SN or MD1LG2 RD 03LM 30K 80CRI FL WL SN (the G2 in the part number stands for Generation 2 - This GEN2 mini downlight replaces the GEN1 part number MD1LW3K-FL-SN). These IC-Rated Miniature LED Downlights are ultra-compact and super-energy efficient. While consuming just 5 watts, these sleek compact recessed lights provide direct accent lighting with a low glare optic system that has an equivalent light output and distribution of a 20 watt halogen lamp. Operation requires only a remote,120V to 12VAC electronic or magnetic Juno driver/transformer (Sold Separately). The die cast aluminum IC-rated housings are approved for use in both insulated and non-insulated ceilings, and can be recessed into extra-small spaces. Available in either 2700K, 3000K, 3500K or 4000K, these Mini LED recessed lights can be combined in a variety of finishes and beam patterns allowing you to create the most energy efficient solution while providing the desired look in any confined area. Not only is this an energy efficient recessed can, it is also environment friendly; free of harmful UV-rays, infrared wavelengths, lead and mercury! An exceptionally long service life of 50,000 hours at 70% lumen maintenance assures many years of maintenance-free use. Click here to see the complete Juno Lighting MD1LWG2 LED Downlight Specification Sheet. This is the mini led downlight MD1LWG2-3K-FL-SN with a color temperature of 3000K and CRI of 80 (minimum) providing excellent color rendering. The optics on this recessed light creates a Flood (35 degree) beam pattern. The stylish Juno MD1LW fixture has a Satin Nickel finish trim with matching reflector for a uniform appearance. This LED downlight requires a 120V to 12V electronic or magnetic remote transformer to complete the system (Sold Separately). The Juno TL602E electronic transformer was designed for use with these lights, and is dimmable. Click here to see the Juno TL602E Driver-Transformer Specification Sheet for a partial list of compatible dimmers. With a trim diameter measuring in at 2 1/4 and only 2 7/8 high, this Mini Led recessed fixture can fit just about anywhere and can be completely covered in insulation. The tempered spring steel torsion clips (mouse-trap springs) are fully assembled to the housing for fast, easy, secure installation or removal. A removable cover plate provides quick access to the wiring compartment, and four pole terminal blocks facilitate a simple and secure connection with a commonly available low voltage cable (Type CL2 or NEC Equivalent, 18-12 AWG) for one fixture, or for daisy chaining multiple fixtures. Click here for the complete Juno MD1L Mini LED Downlight Installation Instructions.The Juno MD1LWG2-3K-FL-SN is UL listed for wet locations and daisy chaining, UL and cUL listed RoHS compliant. Acuity - Juno Lighting MD1LWG2-3K-FL-SN Mini LED Flood | 3000 | 80 | 300 | 60 | 50000 | 5 | 1 | 145.38 | 145.38 | 170.8271 | 2020Q3 | https://www.greenelectricalsupply.com/juno-lighting-md1lwg2-3k-fl-sn-mini-led-downlight-3000k.aspx | Green Electrical Supply | 2020 | No
LED Lighting | Downlight | Manufacturer: Acuity - Juno Lighting | True |  |  |  |  | Mini Recessed Mini Recessed Home > Light Emitting Diodes (LEDs) > 12V LED Bulbs > MD1LWG2-3K-FL-WH Mini LED Flood Product Specifications - Quick Reference Lamp Wattage: Working Voltage: 5 Watts 12V AC Dimensions: Rated Life: 2 1/4" W x 2 7/8" H 50,000 Hours Fixture Finish: Classic White Dimmable: YES Light Color: Beam Pattern: 3000K Flood 35 Degree Certifications: Warranty: UL, Wet Location 5 Year Limited This model is the Juno MD1LWG2-3K-FL-WH or MD1LG2 RD 03LM 30K 80CRI FL WL WH (the G2 in the part number stands for Generation 2 - This GEN2 mini downlight replaces the GEN1 part number MD1LW3K-FL-WH). These IC-Rated Miniature LED Downlights are ultra-compact and super-energy efficient. While consuming just 5 watts, these sleek compact recessed lights provide direct accent lighting with a low glare optic system that has an equivalent light output and distribution of a 20 watt halogen lamp. Operation requires only a remote,120V to 12VAC electronic or magnetic Juno driver/transformer (Sold Separately). The die cast aluminum IC-rated housings are approved for use in both insulated and non-insulated ceilings, and can be recessed into extra-small spaces. Available in either 2700K, 3000K, 3500K or 4000K, these Mini LED recessed lights can be combined in a variety of finishes and beam patterns allowing you to create the most energy efficient solution while providing the desired look in any confined area. Not only is this an energy efficient recessed can, it is also environment friendly; free of harmful UV-rays, infrared wavelengths, lead and mercury! An exceptionally long service life of 50,000 hours at 70% lumen maintenance assures many years of maintenance-free use. Click here to see the complete Juno Lighting MD1LWG2 LED Downlight Specification Sheet. This is the mini led downlight MD1LWG2-3K-FL-WH with a color temperature of 3000K and CRI of 80 (minimum) providing excellent color rendering. The optics on this recessed light creates a Flood (35 degree) beam pattern. The stylish Juno MD1LW fixture has a White finish trim with matching reflector for a uniform appearance. This LED downlight requires a 120V to 12V electronic or magnetic remote transformer to complete the system (Sold Separately). The Juno TL602E electronic transformer was designed for use with these lights, and is dimmable. Click here to see the Juno TL602E Driver-Transformer Specification Sheet for a partial list of compatible dimmers. With a trim diameter measuring in at 2 1/4 and only 2 7/8 high, this Mini Led recessed fixture can fit just about anywhere and can be completely covered in insulation. The tempered spring steel torsion clips (mouse-trap springs) are fully assembled to the housing for fast, easy, secure installation or removal. A removable cover plate provides quick access to the wiring compartment, and four pole terminal blocks facilitate a simple and secure connection with a commonly available low voltage cable (Type CL2 or NEC Equivalent, 18-12 AWG) for one fixture, or for daisy chaining multiple fixtures. Click here for the complete Juno MD1L Mini LED Downlight Installation Instructions.The Juno MD1LWG2-3K-FL-WH is UL listed for wet locations and daisy chaining, UL and cUL listed RoHS compliant. Acuity - Juno Lighting MD1LWG2-3K-FL-WH Mini LED Flood | 3000 | 80 | 300 | 60 | 50000 | 5 | 1 | 119.97 | 119.97 | 140.9694 | 2020Q3 | https://www.greenelectricalsupply.com/juno-lighting-md1lwg2-3k-fl-wh-mini-led-downlight-3000k-2.aspx | Green Electrical Supply | 2020 | No
LED Lighting | Downlight | Manufacturer: Acuity - Juno Lighting | True |  |  |  |  | Mini Recessed Mini Recessed Home > Light Emitting Diodes (LEDs) > 12V LED Bulbs > MD1LWG2-3K-NFL-BL Narrow Flood Product Specifications - Quick Reference Lamp Wattage: Working Voltage: 5 Watts 12V AC Dimensions: Rated Life: 2 1/4" W x 2 7/8" H 50,000 Hours Fixture Finish: Classic Black Dimmable: YES Light Color: Beam Pattern: 3000K Flood 24 Degree Certifications: Warranty: UL, Wet Location 5 Year Limited This model is the Juno MD1LWG2-3K-NFL-BL or MD1LG2 RD 03LM 30K 80CRI NFL WL BL (the G2 in the part number stands for Generation 2 - This GEN2 mini downlight replaces the GEN1 part number MD1LW3K-NFL-BL). These IC-Rated Miniature LED Downlights are ultra-compact and super-energy efficient. While consuming just 5 watts, these sleek compact recessed lights provide direct accent lighting with a low glare optic system that has an equivalent light output and distribution of a 20 watt halogen lamp. Operation requires only a remote,120V to 12VAC electronic or magnetic Juno driver/transformer (Sold Separately). The die cast aluminum IC-rated housings are approved for use in both insulated and non-insulated ceilings, and can be recessed into extra-small spaces. Available in either 2700K, 3000K, 3500K or 4000K, these Mini LED recessed lights can be combined in a variety of finishes and beam patterns allowing you to create the most energy efficient solution while providing the desired look in any confined area. Not only is this an energy efficient recessed can, it is also environment friendly; free of harmful UV-rays, infrared wavelengths, lead and mercury! An exceptionally long service life of 50,000 hours at 70% lumen maintenance assures many years of maintenance-free use. Click here to see the complete Juno Lighting MD1LWG2 LED Downlight Specification Sheet. This is the mini led downlight MD1LWG2-3K-NFL-BL with a color temperature of 3000K and CRI of 80 (minimum) providing excellent color rendering. The optics on this recessed light creates a Narrow Flood (24 degree) beam pattern. The stylish Juno MD1LW fixture has a Black finish trim with matching reflector for a uniform appearance. This LED downlight requires a 120V to 12V electronic or magnetic remote transformer to complete the system (Sold Separately). The Juno TL602E electronic transformer was designed for use with these lights, and is dimmable. Click here to see the Juno TL602E Driver-Transformer Specification Sheet for a partial list of compatible dimmers. With a trim diameter measuring in at 2 1/4 and only 2 7/8 high, this Mini Led recessed fixture can fit just about anywhere and can be completely covered in insulation. The tempered spring steel torsion clips (mouse-trap springs) are fully assembled to the housing for fast, easy, secure installation or removal. A removable cover plate provides quick access to the wiring compartment, and four pole terminal blocks facilitate a simple and secure connection with a commonly available low voltage cable (Type CL2 or NEC Equivalent, 18-12 AWG) for one fixture, or for daisy chaining multiple fixtures. Click here for the complete Juno MD1L Mini LED Downlight Installation Instructions.The Juno MD1LWG2-3K-NFL-BL is UL listed for wet locations and daisy chaining, UL and cUL listed RoHS compliant. Acuity - Juno Lighting MD1LWG2-3K-NFL-BL Narrow Flood | 3000 | 80 | 300 | 60 | 50000 | 5 | 1 | 119.97 | 119.97 | 140.9694 | 2020Q3 | https://www.greenelectricalsupply.com/juno-lighting-md1lwg2-3k-nfl-bl-mini-led-downlight-3000k.aspx | Green Electrical Supply | 2020 | No
LED Lighting | Downlight | Manufacturer: Acuity - Juno Lighting | True |  |  |  |  | Mini Recessed Mini Recessed Home > Light Emitting Diodes (LEDs) > 12V LED Bulbs > MD1LWG2-3K-NFL-BZ Narrow Flood Product Specifications - Quick Reference Lamp Wattage: Working Voltage: 5 Watts 12V AC Dimensions: Rated Life: 2 1/4" W x 2 7/8" H 50,000 Hours Fixture Finish: Bronze Plated Dimmable: YES Light Color: Beam Pattern: 3000K Flood 24 Degree Certifications: Warranty: UL, Wet Location 5 Year Limited This model is the Juno MD1LWG2-3K-NFL-BZ or MD1LG2 RD 03LM 30K 80CRI NFL WL BZ (the G2 in the part number stands for Generation 2 - This GEN2 mini downlight replaces the GEN1 part number MD1LW3K-NFL-BZ). These IC-Rated Miniature LED Downlights are ultra-compact and super-energy efficient. While consuming just 5 watts, these sleek compact recessed lights provide direct accent lighting with a low glare optic system that has an equivalent light output and distribution of a 20 watt halogen lamp. Operation requires only a remote,120V to 12VAC electronic or magnetic Juno driver/transformer (Sold Separately). The die cast aluminum IC-rated housings are approved for use in both insulated and non-insulated ceilings, and can be recessed into extra-small spaces. Available in either 2700K, 3000K, 3500K or 4000K, these Mini LED recessed lights can be combined in a variety of finishes and beam patterns allowing you to create the most energy efficient solution while providing the desired look in any confined area. Not only is this an energy efficient recessed can, it is also environment friendly; free of harmful UV-rays, infrared wavelengths, lead and mercury! An exceptionally long service life of 50,000 hours at 70% lumen maintenance assures many years of maintenance-free use. Click here to see the complete Juno Lighting MD1LWG2 LED Downlight Specification Sheet. This is the mini led downlight MD1LWG2-3K-NFL-BZ with a color temperature of 3000K and CRI of 80 (minimum) providing excellent color rendering. The optics on this recessed light creates a Narrow Flood (24 degree) beam pattern. The stylish Juno MD1LW fixture has a Bronze finish trim with matching reflector for a uniform appearance. This LED downlight requires a 120V to 12V electronic or magnetic remote transformer to complete the system (Sold Separately). The Juno TL602E electronic transformer was designed for use with these lights, and is dimmable. Click here to see the Juno TL602E Driver-Transformer Specification Sheet for a partial list of compatible dimmers. With a trim diameter measuring in at 2 1/4 and only 2 7/8 high, this Mini Led recessed fixture can fit just about anywhere and can be completely covered in insulation. The tempered spring steel torsion clips (mouse-trap springs) are fully assembled to the housing for fast, easy, secure installation or removal. A removable cover plate provides quick access to the wiring compartment, and four pole terminal blocks facilitate a simple and secure connection with a commonly available low voltage cable (Type CL2 or NEC Equivalent, 18-12 AWG) for one fixture, or for daisy chaining multiple fixtures. Click here for the complete Juno MD1L Mini LED Downlight Installation Instructions.The Juno MD1LWG2-3K-NFL-BZ is UL listed for wet locations and daisy chaining, UL and cUL listed RoHS compliant. Acuity - Juno Lighting MD1LWG2-3K-NFL-BZ Narrow Flood | 3000 | 80 | 300 | 60 | 50000 | 5 | 1 | 145.13 | 145.13 | 170.5334 | 2020Q3 | https://www.greenelectricalsupply.com/juno-lighting-md1lwg2-3k-nfl-bz-mini-led-downlight-3000k.aspx | Green Electrical Supply | 2020 | No
LED Lighting | Downlight | Manufacturer: Acuity - Juno Lighting | True |  |  |  |  | Mini Recessed Mini Recessed Home > Light Emitting Diodes (LEDs) > 12V LED Bulbs > MD1LWG2-3K-NFL-SN Narrow Flood Product Specifications - Quick Reference Lamp Wattage: Working Voltage: 5 Watts 12V AC Dimensions: Rated Life: 2 1/4" W x 2 7/8" H 50,000 Hours Fixture Finish: Satin Nickel Dimmable: YES Light Color: Beam Pattern: 3000K Flood 24 Degree Certifications: Warranty: UL, Wet Location 5 Year Limited This model is the Juno MD1LWG2-3K-NFL-SN or MD1LG2 RD 03LM 30K 80CRI NFL WL SN (the G2 in the part number stands for Generation 2 - This GEN2 mini downlight replaces the GEN1 part number MD1LW3K-NFL-SN). These IC-Rated Miniature LED Downlights are ultra-compact and super-energy efficient. While consuming just 5 watts, these sleek compact recessed lights provide direct accent lighting with a low glare optic system that has an equivalent light output and distribution of a 20 watt halogen lamp. Operation requires only a remote,120V to 12VAC electronic or magnetic Juno driver/transformer (Sold Separately). The die cast aluminum IC-rated housings are approved for use in both insulated and non-insulated ceilings, and can be recessed into extra-small spaces. Available in either 2700K, 3000K, 3500K or 4000K, these Mini LED recessed lights can be combined in a variety of finishes and beam patterns allowing you to create the most energy efficient solution while providing the desired look in any confined area. Not only is this an energy efficient recessed can, it is also environment friendly; free of harmful UV-rays, infrared wavelengths, lead and mercury! An exceptionally long service life of 50,000 hours at 70% lumen maintenance assures many years of maintenance-free use. Click here to see the complete Juno Lighting MD1LWG2 LED Downlight Specification Sheet. This is the mini led downlight MD1LWG2-3K-NFL-SN with a color temperature of 3000K and CRI of 80 (minimum) providing excellent color rendering. The optics on this recessed light creates a Narrow Flood (24 degree) beam pattern. The stylish Juno MD1LW fixture has a Nickel finish trim with matching reflector for a uniform appearance. This LED downlight requires a 120V to 12V electronic or magnetic remote transformer to complete the system (Sold Separately). The Juno TL602E electronic transformer was designed for use with these lights, and is dimmable. Click here to see the Juno TL602E Driver-Transformer Specification Sheet for a partial list of compatible dimmers. With a trim diameter measuring in at 2 1/4 and only 2 7/8 high, this Mini Led recessed fixture can fit just about anywhere and can be completely covered in insulation. The tempered spring steel torsion clips (mouse-trap springs) are fully assembled to the housing for fast, easy, secure installation or removal. A removable cover plate provides quick access to the wiring compartment, and four pole terminal blocks facilitate a simple and secure connection with a commonly available low voltage cable (Type CL2 or NEC Equivalent, 18-12 AWG) for one fixture, or for daisy chaining multiple fixtures. Click here for the complete Juno MD1L Mini LED Downlight Installation Instructions.The Juno MD1LWG2-3K-NFL-SN is UL listed for wet locations and daisy chaining , UL and cUL listed RoHS compliant. Acuity - Juno Lighting MD1LWG2-3K-NFL-SN Narrow Flood | 3000 | 80 | 300 | 60 | 50000 | 5 | 1 | 145.13 | 145.13 | 170.5334 | 2020Q3 | https://www.greenelectricalsupply.com/juno-lighting-md1lwg2-3k-nfl-sn-mini-led-downlight-3000k.aspx | Green Electrical Supply | 2020 | No
LED Lighting | Downlight | Manufacturer: Acuity - Juno Lighting | True |  |  |  |  | Mini Recessed Mini Recessed Home > Light Emitting Diodes (LEDs) > 12V LED Bulbs > MD1LWG2-3K-NFL-WH Narrow Flood Product Specifications - Quick Reference Lamp Wattage: Working Voltage: 5 Watts 12V AC Dimensions: Rated Life: 2 1/4" W x 2 7/8" H 50,000 Hours Fixture Finish: Classic White Dimmable: YES Light Color: Beam Pattern: 3000K Flood 24 Degree Certifications: Warranty: UL, Wet Location 5 Year Limited This model is the Juno MD1LWG2-3K-NFL-WH or MD1LG2 RD 03LM 30K 80CRI NFL WL WH (the G2 in the part number stands for Generation 2 - This GEN2 mini downlight replaces the GEN1 part number MD1LW3K-NFL-WH). These IC-Rated Miniature LED Downlights are ultra-compact and super-energy efficient. While consuming just 5 watts, these sleek compact recessed lights provide direct accent lighting with a low glare optic system that has an equivalent light output and distribution of a 20 watt halogen lamp. Operation requires only a remote,120V to 12VAC electronic or magnetic Juno driver/transformer (Sold Separately). The die cast aluminum IC-rated housings are approved for use in both insulated and non-insulated ceilings, and can be recessed into extra-small spaces. Available in either 2700K, 3000K, 3500K or 4000K, these Mini LED recessed lights can be combined in a variety of finishes and beam patterns allowing you to create the most energy efficient solution while providing the desired look in any confined area. Not only is this an energy efficient recessed can, it is also environment friendly; free of harmful UV-rays, infrared wavelengths, lead and mercury! An exceptionally long service life of 50,000 hours at 70% lumen maintenance assures many years of maintenance-free use. Click here to see the complete Juno Lighting MD1LWG2 LED Downlight Specification Sheet. This is the mini led downlight MD1LWG2-3K-NFL-WH with a color temperature of 3000K and CRI of 80 (minimum) providing excellent color rendering. The optics on this recessed light creates a Narrow Flood (24 degree) beam pattern. The stylish Juno MD1LW fixture has a White finish trim with matching reflector for a uniform appearance. This LED downlight requires a 120V to 12V electronic or magnetic remote transformer to complete the system (Sold Separately). The Juno TL602E electronic transformer was designed for use with these lights, and is dimmable. Click here to see the Juno TL602E Driver-Transformer Specification Sheet for a partial list of compatible dimmers. With a trim diameter measuring in at 2 1/4 and only 2 7/8 high, this Mini Led recessed fixture can fit just about anywhere and can be completely covered in insulation. The tempered spring steel torsion clips (mouse-trap springs) are fully assembled to the housing for fast, easy, secure installation or removal. A removable cover plate provides quick access to the wiring compartment, and four pole terminal blocks facilitate a simple and secure connection with a commonly available low voltage cable (Type CL2 or NEC Equivalent, 18-12 AWG) for one fixture, or for daisy chaining multiple fixtures. Click here for the complete Juno MD1L Mini LED Downlight Installation Instructions.The Juno MD1LWG2-3K-NFL-WH is UL listed for wet locations and daisy chaining, UL and cUL listed RoHS compliant. Acuity - Juno Lighting MD1LWG2-3K-NFL-WH Narrow Flood | 3000 | 80 | 300 | 60 | 50000 | 5 | 1 | 119.97 | 119.97 | 140.9694 | 2020Q3 | https://www.greenelectricalsupply.com/juno-lighting-md1lwg2-3k-nfl-wh-mini-led-downlight-3000k.aspx | Green Electrical Supply | 2020 | No
LED Lighting | Downlight | Manufacturer: Acuity - Juno Lighting | True |  |  |  |  | Mini Recessed Mini Recessed Home > Light Emitting Diodes (LEDs) > 12V LED Bulbs > MD1LWG2-3K-SP-BL Mini LED Spot Product Specifications - Quick Reference Lamp Wattage: Working Voltage: 5 Watts 12V AC Dimensions: Rated Life: 2 1/4" W x 2 7/8" H 50,000 Hours Fixture Finish: Classic Black Dimmable: YES Light Color: Beam Pattern: 3000K Spot 16 Degree Certifications: Warranty: UL, Wet Location 5 Year Limited This model is the Juno MD1LWG2-3K-SP-BL or MD1LG2 RD 03LM 30K 80CRI SP WL BL (the G2 in the part number stands for Generation 2 - This GEN2 mini downlight replaces the GEN1 part number MD1LW3K-SP-BL). These IC-Rated Miniature LED Downlights are ultra-compact and super-energy efficient. While consuming just 5 watts, these sleek compact recessed lights provide direct accent lighting with a low glare optic system that has an equivalent light output and distribution of a 20 watt halogen lamp. Operation requires only a remote,120V to 12VAC electronic or magnetic Juno driver/transformer (Sold Separately). The die cast aluminum IC-rated housings are approved for use in both insulated and non-insulated ceilings, and can be recessed into extra-small spaces. Available in either 2700K, 3000K, 3500K or 4000K, these Mini LED recessed lights can be combined in a variety of finishes and beam patterns allowing you to create the most energy efficient solution while providing the desired look in any confined area. Not only is this an energy efficient recessed can, it is also environment friendly; free of harmful UV-rays, infrared wavelengths, lead and mercury! An exceptionally long service life of 50,000 hours at 70% lumen maintenance assures many years of maintenance-free use. Click here to see the complete Juno Lighting MD1LWG2 LED Downlight Specification Sheet. This is the mini led downlight MD1LWG2-3K-SP-BL with a color temperature of 3000K and CRI of 80 (minimum) providing excellent color rendering. The optics on this recessed light creates a Spot (16 degree) beam pattern. The stylish Juno MD1LW fixture has a Black finish trim with matching reflector for a uniform appearance. This LED downlight requires a 120V to 12V electronic or magnetic remote transformer to complete the system (Sold Separately). The Juno TL602E electronic transformer was designed for use with these lights, and is dimmable. Click here to see the Juno TL602E Driver-Transformer Specification Sheet for a partial list of compatible dimmers. With a trim diameter measuring in at 2 1/4 and only 2 7/8 high, this Mini Led recessed fixture can fit just about anywhere and can be completely covered in insulation. The tempered spring steel torsion clips (mouse-trap springs) are fully assembled to the housing for fast, easy, secure installation or removal. A removable cover plate provides quick access to the wiring compartment, and four pole terminal blocks facilitate a simple and secure connection with a commonly available low voltage cable (Type CL2 or NEC Equivalent, 18-12 AWG) for one fixture, or for daisy chaining multiple fixtures. Click here for the complete Juno MD1L Mini LED Downlight Installation Instructions.The Juno MD1LWG2-3K-SP-BL is UL listed for wet locations and daisy chaining UL and cUL listed RoHS compliant. Acuity - Juno Lighting MD1LWG2-3K-SP-BL Mini LED Spot | 3000 | 80 | 300 | 60 | 50000 | 5 | 1 | 119.97 | 119.97 | 140.9694 | 2020Q3 | https://www.greenelectricalsupply.com/juno-lighting-md1lwg2-3k-sp-bl-mini-led-downlight-3000k.aspx | Green Electrical Supply | 2020 | No
LED Lighting | Downlight | Manufacturer: Acuity - Juno Lighting | True |  |  |  |  | Mini Recessed Mini Recessed Home > Light Emitting Diodes (LEDs) > 12V LED Bulbs > MD1LWG2-3K-SP-BZ Mini LED Spot Product Specifications - Quick Reference Lamp Wattage: Working Voltage: 5 Watts 12V AC Dimensions: Rated Life: 2 1/4" W x 2 7/8" H 50,000 Hours Fixture Finish: Bronze Plated Dimmable: YES Light Color: Beam Pattern: 3000K Spot 16 Degree Certifications: Warranty: UL, Wet Location 5 Year Limited This model is the Juno MD1LWG2-3K-SP-BZ or MD1LG2 RD 03LM 30K 80CRI SP WL BZ (the G2 in the part number stands for Generation 2 - This GEN2 mini downlight replaces the GEN1 part number MD1LW3K-SP-BZ). These IC-Rated Miniature LED Downlights are ultra-compact and super-energy efficient. While consuming just 5 watts, these sleek compact recessed lights provide direct accent lighting with a low glare optic system that has an equivalent light output and distribution of a 20 watt halogen lamp. Operation requires only a remote,120V to 12VAC electronic or magnetic Juno driver/transformer (Sold Separately). The die cast aluminum IC-rated housings are approved for use in both insulated and non-insulated ceilings, and can be recessed into extra-small spaces. Available in either 2700K, 3000K, 3500K or 4000K, these Mini LED recessed lights can be combined in a variety of finishes and beam patterns allowing you to create the most energy efficient solution while providing the desired look in any confined area. Not only is this an energy efficient recessed can, it is also environment friendly; free of harmful UV-rays, infrared wavelengths, lead and mercury! An exceptionally long service life of 50,000 hours at 70% lumen maintenance assures many years of maintenance-free use. Click here to see the complete Juno Lighting MD1LWG2 LED Downlight Specification Sheet. This is the mini led downlight MD1LWG2-3K-SP-BZ with a color temperature of 3000K and CRI of 80 (minimum) providing excellent color rendering. The optics on this recessed light creates a Spot (16 degree) beam pattern. The stylish Juno MD1LW fixture has a Bronze finish trim with matching reflector for a uniform appearance. This LED downlight requires a 120V to 12V electronic or magnetic remote transformer to complete the system (Sold Separately). The Juno TL602E electronic transformer was designed for use with these lights, and is dimmable. Click here to see the Juno TL602E Driver-Transformer Specification Sheet for a partial list of compatible dimmers. With a trim diameter measuring in at 2 1/4 and only 2 7/8 high, this Mini Led recessed fixture can fit just about anywhere and can be completely covered in insulation. The tempered spring steel torsion clips (mouse-trap springs) are fully assembled to the housing for fast, easy, secure installation or removal. A removable cover plate provides quick access to the wiring compartment, and four pole terminal blocks facilitate a simple and secure connection with a commonly available low voltage cable (Type CL2 or NEC Equivalent, 18-12 AWG) for one fixture, or for daisy chaining multiple fixtures. Click here for the complete Juno MD1L Mini LED Downlight Installation Instructions.The Juno MD1LWG2-3K-SP-BZ is UL listed for wet locations and daisy chaining, UL and cUL listed RoHS compliant. Acuity - Juno Lighting MD1LWG2-3K-SP-BZ Mini LED Spot | 3000 | 80 | 300 | 60 | 50000 | 5 | 1 | 145.13 | 145.13 | 170.5334 | 2020Q3 | https://www.greenelectricalsupply.com/juno-lighting-md1lwg2-3k-sp-bz-mini-led-downlight-3000k.aspx | Green Electrical Supply | 2020 | No
LED Lighting | Downlight | Manufacturer: Acuity - Juno Lighting | True |  |  |  |  | Mini Recessed Mini Recessed Home > Light Emitting Diodes (LEDs) > 12V LED Bulbs > MD1LWG2-3K-SP-SN Mini LED Spot Product Specifications - Quick Reference Lamp Wattage: Working Voltage: 5 Watts 12V AC Dimensions: Rated Life: 2 1/4" W x 2 7/8" H 50,000 Hours Fixture Finish: Satin Nickel Dimmable: YES Light Color: Beam Pattern: 3000K Spot 16 Degree Certifications: Warranty: UL, Wet Location 5 Year Limited This model is the Juno MD1LWG2-3K-SP-SN or MD1LG2 RD 03LM 30K 80CRI SP WL SN (the G2 in the part number stands for Generation 2 - This GEN2 mini downlight replaces the GEN1 part number MD1LW3K-SP-SN). These IC-Rated Miniature LED Downlights are ultra-compact and super-energy efficient. While consuming just 5 watts, these sleek compact recessed lights provide direct accent lighting with a low glare optic system that has an equivalent light output and distribution of a 20 watt halogen lamp. Operation requires only a remote,120V to 12VAC electronic or magnetic Juno driver/transformer (Sold Separately). The die cast aluminum IC-rated housings are approved for use in both insulated and non-insulated ceilings, and can be recessed into extra-small spaces. Available in either 2700K, 3000K, 3500K or 4000K, these Mini LED recessed lights can be combined in a variety of finishes and beam patterns allowing you to create the most energy efficient solution while providing the desired look in any confined area. Not only is this an energy efficient recessed can, it is also environment friendly; free of harmful UV-rays, infrared wavelengths, lead and mercury! An exceptionally long service life of 50,000 hours at 70% lumen maintenance assures many years of maintenance-free use. Click here to see the complete Juno Lighting MD1LWG2 LED Downlight Specification Sheet. This is the mini led downlight MD1LWG2-3K-SP-SN with a color temperature of 3000K and CRI of 80 (minimum) providing excellent color rendering. The optics on this recessed light creates a Spot (16 degree) beam pattern. The stylish Juno MD1LW fixture has a Nickel finish trim with matching reflector for a uniform appearance. This LED downlight requires a 120V to 12V electronic or magnetic remote transformer to complete the system (Sold Separately). The Juno TL602E electronic transformer was designed for use with these lights, and is dimmable. Click here to see the Juno TL602E Driver-Transformer Specification Sheet for a partial list of compatible dimmers. With a trim diameter measuring in at 2 1/4 and only 2 7/8 high, this Mini Led recessed fixture can fit just about anywhere and can be completely covered in insulation. The tempered spring steel torsion clips (mouse-trap springs) are fully assembled to the housing for fast, easy, secure installation or removal. A removable cover plate provides quick access to the wiring compartment, and four pole terminal blocks facilitate a simple and secure connection with a commonly available low voltage cable (Type CL2 or NEC Equivalent, 18-12 AWG) for one fixture, or for daisy chaining multiple fixtures. Click here for the complete Juno MD1L Mini LED Downlight Installation Instructions.The Juno MD1LWG2-3K-SP-SN is UL listed for wet locations and daisy chaining , UL and cUL listed RoHS compliant. Acuity - Juno Lighting MD1LWG2-3K-SP-SN Mini LED Spot | 3000 | 80 | 300 | 60 | 50000 | 5 | 1 | 145.13 | 145.13 | 170.5334 | 2020Q3 | https://www.greenelectricalsupply.com/juno-lighting-md1lwg2-3k-sp-sn-mini-led-downlight-3000k.aspx | Green Electrical Supply | 2020 | No
LED Lighting | Downlight | Manufacturer: Acuity - Juno Lighting | True |  |  |  |  | Mini Recessed Mini Recessed Home > Light Emitting Diodes (LEDs) > 12V LED Bulbs > MD1LWG2-3K-SP-WH Mini LED Spot Product Specifications - Quick Reference Lamp Wattage: Working Voltage: 5 Watts 12V AC Dimensions: Rated Life: 2 1/4" W x 2 7/8" H 50,000 Hours Fixture Finish: Classic White Dimmable: YES Light Color: Beam Pattern: 3000K Spot 16 Degree Certifications: Warranty: UL, Wet Location 5 Year Limited This model is the Juno MD1LWG2-3K-SP-WH or MD1LG2 RD 03LM 30K 80CRI SP WL WH (the G2 in the part number stands for Generation 2 - This GEN2 mini downlight replaces the GEN1 part number MD1LW3K-SP-WH). These IC-Rated Miniature LED Downlights are ultra-compact and super-energy efficient. While consuming just 5 watts, these sleek compact recessed lights provide direct accent lighting with a low glare optic system that has an equivalent light output and distribution of a 20 watt halogen lamp. Operation requires only a remote,120V to 12VAC electronic or magnetic Juno driver/transformer (Sold Separately). The die cast aluminum IC-rated housings are approved for use in both insulated and non-insulated ceilings, and can be recessed into extra-small spaces. Available in either 2700K, 3000K, 3500K or 4000K, these Mini LED recessed lights can be combined in a variety of finishes and beam patterns allowing you to create the most energy efficient solution while providing the desired look in any confined area. Not only is this an energy efficient recessed can, it is also environment friendly; free of harmful UV-rays, infrared wavelengths, lead and mercury! An exceptionally long service life of 50,000 hours at 70% lumen maintenance assures many years of maintenance-free use. Click here to see the complete Juno Lighting MD1LWG2 LED Downlight Specification Sheet. This is the mini led downlight MD1LWG2-3K-SP-WH with a color temperature of 3000K and CRI of 80 (minimum) providing excellent color rendering. The optics on this recessed light creates a Spot (16 degree) beam pattern. The stylish Juno MD1LW fixture has a White finish trim with matching reflector for a uniform appearance. This LED downlight requires a 120V to 12V electronic or magnetic remote transformer to complete the system (Sold Separately). The Juno TL602E electronic transformer was designed for use with these lights, and is dimmable. Click here to see the Juno TL602E Driver-Transformer Specification Sheet for a partial list of compatible dimmers. With a trim diameter measuring in at 2 1/4 and only 2 7/8 high, this Mini Led recessed fixture can fit just about anywhere and can be completely covered in insulation. The tempered spring steel torsion clips (mouse-trap springs) are fully assembled to the housing for fast, easy, secure installation or removal. A removable cover plate provides quick access to the wiring compartment, and four pole terminal blocks facilitate a simple and secure connection with a commonly available low voltage cable (Type CL2 or NEC Equivalent, 18-12 AWG) for one fixture, or for daisy chaining multiple fixtures. Click here for the complete Juno MD1L Mini LED Downlight Installation Instructions.The Juno MD1LWG2-3K-SP-WH is UL listed for wet locations and daisy chaining ,UL and cUL listed RoHS compliant. Acuity - Juno Lighting MD1LWG2-3K-SP-WH Mini LED Spot | 3000 | 80 | 300 | 60 | 50000 | 5 | 1 | 119.97 | 119.97 | 140.9694 | 2020Q3 | https://www.greenelectricalsupply.com/juno-lighting-md1lwg2-3k-sp-wh-mini-led-downlight-3000k.aspx | Green Electrical Supply | 2020 | No
LED Lighting | Downlight | Manufacturer: Acuity - Juno Lighting | True |  |  |  |  | Mini Recessed Mini Recessed Home > Light Emitting Diodes (LEDs) > 12V LED Bulbs > MD1LWG2-41K-FL-BL Mini Flood Product Specifications - Quick Reference Lamp Wattage: Working Voltage: 5 Watts 12V AC Dimensions: Rated Life: 2 1/4" W x 2 7/8" H 50,000 Hours Fixture Finish: Classic Black Dimmable: YES Light Color: Beam Pattern: 4100K Flood 35 Degree Certifications: Warranty: UL, Wet Location 5 Year Limited This model is the Juno MD1LWG2-41K-FL-BL or MD1LG2 RD 03LM 40K 80CRI FL WL BL (the G2 in the part number stands for Generation 2 - This GEN2 mini downlight replaces the GEN1 part number MD1LW41K-FL-BL). These IC-Rated Miniature LED Downlights are ultra-compact and super-energy efficient. While consuming just 5 watts, these sleek compact recessed lights provide direct accent lighting with a low glare optic system that has an equivalent light output and distribution of a 20 watt halogen lamp. Operation requires only a remote,120V to 12VAC electronic or magnetic Juno driver/transformer (Sold Separately). The die cast aluminum IC-rated housings are approved for use in both insulated and non-insulated ceilings, and can be recessed into extra-small spaces. Available in either 2700K, 3000K, 3500K or 4000K, these Mini LED recessed lights can be combined in a variety of finishes and beam patterns allowing you to create the most energy efficient solution while providing the desired look in any confined area. Not only is this an energy efficient recessed can, it is also environment friendly; free of harmful UV-rays, infrared wavelengths, lead and mercury! An exceptionally long service life of 50,000 hours at 70% lumen maintenance assures many years of maintenance-free use. Click here to see the complete Juno Lighting MD1LWG2 LED Downlight Specification Sheet. This is the mini led downlight MD1LWG2-41K-FL-BL with a color temperature of 4100K and CRI of 80 (minimum) providing excellent color rendering. The optics on this recessed light creates a Flood (35 degree) beam pattern. The stylish Juno MD1LW fixture has a Black finish trim with matching reflector for a uniform appearance. This LED downlight requires a 120V to 12V electronic or magnetic remote transformer to complete the system (Sold Separately). The Juno TL602E electronic transformer was designed for use with these lights, and is dimmable. Click here to see the Juno TL602E Driver-Transformer Specification Sheet for a partial list of compatible dimmers. With a trim diameter measuring in at 2 1/4 and only 2 7/8 high, this Mini Led recessed fixture can fit just about anywhere and can be completely covered in insulation. The tempered spring steel torsion clips (mouse-trap springs) are fully assembled to the housing for fast, easy, secure installation or removal. A removable cover plate provides quick access to the wiring compartment, and four pole terminal blocks facilitate a simple and secure connection with a commonly available low voltage cable (Type CL2 or NEC Equivalent, 18-12 AWG) for one fixture, or for daisy chaining multiple fixtures. Click here for the complete Juno MD1L Mini LED Downlight Installation Instructions.The Juno MD1LWG2-41K-FL-BL is UL listed for wet locations and daisy chaining , UL and cUL listed RoHS compliant. Acuity - Juno Lighting MD1LWG2-41K-FL-BL Mini Flood | 4100 | 80 | 300 | 60 | 50000 | 5 | 1 | 119.97 | 119.97 | 140.9694 | 2020Q3 | https://www.greenelectricalsupply.com/juno-lighting-md1lwg2-41k-fl-bl-mini-led-downlight-4100k.aspx | Green Electrical Supply | 2020 | No
LED Lighting | Downlight | Manufacturer: Acuity - Juno Lighting | True |  |  |  |  | Mini Recessed Mini Recessed Home > Light Emitting Diodes (LEDs) > 12V LED Bulbs > MD1LWG2-41K-FL-BZ Mini Flood Product Specifications - Quick Reference Lamp Wattage: Working Voltage: 5 Watts 12V AC Dimensions: Rated Life: 2 1/4" W x 2 7/8" H 50,000 Hours Fixture Finish: Bronze Plated Dimmable: YES Light Color: Beam Pattern: 4100K Flood 35 Degree Certifications: Warranty: UL, Wet Location 5 Year Limited This model is the Juno MD1LWG2-41K-FL-BZ or MD1LG2 RD 03LM 40K 80CRI FL WL BZ (the G2 in the part number stands for Generation 2 - This GEN2 mini downlight replaces the GEN1 part number MD1LW41K-FL-BZ). These IC-Rated Miniature LED Downlights are ultra-compact and super-energy efficient. While consuming just 5 watts, these sleek compact recessed lights provide direct accent lighting with a low glare optic system that has an equivalent light output and distribution of a 20 watt halogen lamp. Operation requires only a remote,120V to 12VAC electronic or magnetic Juno driver/transformer (Sold Separately). The die cast aluminum IC-rated housings are approved for use in both insulated and non-insulated ceilings, and can be recessed into extra-small spaces. Available in either 2700K, 3000K, 3500K or 4000K, these Mini LED recessed lights can be combined in a variety of finishes and beam patterns allowing you to create the most energy efficient solution while providing the desired look in any confined area. Not only is this an energy efficient recessed can, it is also environment friendly; free of harmful UV-rays, infrared wavelengths, lead and mercury! An exceptionally long service life of 50,000 hours at 70% lumen maintenance assures many years of maintenance-free use. Click here to see the complete Juno Lighting MD1LWG2 LED Downlight Specification Sheet. This is the mini led downlight MD1LWG2-41K-FL-BZ with a color temperature of 4100K and CRI of 80 (minimum) providing excellent color rendering. The optics on this recessed light creates a Flood (35 degree) beam pattern. The stylish Juno MD1LW fixture has a Bronze finish trim with matching reflector for a uniform appearance. This LED downlight requires a 120V to 12V electronic or magnetic remote transformer to complete the system (Sold Separately). The Juno TL602E electronic transformer was designed for use with these lights, and is dimmable. Click here to see the Juno TL602E Driver-Transformer Specification Sheet for a partial list of compatible dimmers. With a trim diameter measuring in at 2 1/4 and only 2 7/8 high, this Mini Led recessed fixture can fit just about anywhere and can be completely covered in insulation. The tempered spring steel torsion clips (mouse-trap springs) are fully assembled to the housing for fast, easy, secure installation or removal. A removable cover plate provides quick access to the wiring compartment, and four pole terminal blocks facilitate a simple and secure connection with a commonly available low voltage cable (Type CL2 or NEC Equivalent, 18-12 AWG) for one fixture, or for daisy chaining multiple fixtures. Click here for the complete Juno MD1L Mini LED Downlight Installation Instructions.The Juno MD1LWG2-41K-FL-BZ is UL listed for wet locations and daisy chaining, UL and cUL listed RoHS compliant. Acuity - Juno Lighting MD1LWG2-41K-FL-BZ Mini Flood | 4100 | 80 | 300 | 60 | 50000 | 5 | 1 | 145.13 | 145.13 | 170.5334 | 2020Q3 | https://www.greenelectricalsupply.com/juno-lighting-md1lwg2-41k-fl-bz-mini-led-downlight-4100k.aspx | Green Electrical Supply | 2020 | No
LED Lighting | Downlight | Manufacturer: Acuity - Juno Lighting | True |  |  |  |  | Mini Recessed Mini Recessed Home > Light Emitting Diodes (LEDs) > 12V LED Bulbs > MD1LWG2-41K-FL-SN Mini Flood Product Specifications - Quick Reference Lamp Wattage: Working Voltage: 5 Watts 12V AC Dimensions: Rated Life: 2 1/4" W x 2 7/8" H 50,000 Hours Fixture Finish: Satin Nickel Dimmable: YES Light Color: Beam Pattern: 4100K Flood 35 Degree Certifications: Warranty: UL, Wet Location 5 Year Limited This model is the Juno MD1LWG2-41K-FL-SN or MD1LG2 RD 03LM 40K 80CRI FL WL SN (the G2 in the part number stands for Generation 2 - This GEN2 mini downlight replaces the GEN1 part number MD1LW41K-FL-SN). These IC-Rated Miniature LED Downlights are ultra-compact and super-energy efficient. While consuming just 5 watts, these sleek compact recessed lights provide direct accent lighting with a low glare optic system that has an equivalent light output and distribution of a 20 watt halogen lamp. Operation requires only a remote,120V to 12VAC electronic or magnetic Juno driver/transformer (Sold Separately). The die cast aluminum IC-rated housings are approved for use in both insulated and non-insulated ceilings, and can be recessed into extra-small spaces. Available in either 2700K, 3000K, 3500K or 4000K, these Mini LED recessed lights can be combined in a variety of finishes and beam patterns allowing you to create the most energy efficient solution while providing the desired look in any confined area. Not only is this an energy efficient recessed can, it is also environment friendly; free of harmful UV-rays, infrared wavelengths, lead and mercury! An exceptionally long service life of 50,000 hours at 70% lumen maintenance assures many years of maintenance-free use. Click here to see the complete Juno Lighting MD1LWG2 LED Downlight Specification Sheet. This is the mini led downlight MD1LWG2-41K-FL-SN with a color temperature of 4100K and CRI of 80 (minimum) providing excellent color rendering. The optics on this recessed light creates a Flood (35 degree) beam pattern. The stylish Juno MD1LW fixture has a Nickel finish trim with matching reflector for a uniform appearance. This LED downlight requires a 120V to 12V electronic or magnetic remote transformer to complete the system (Sold Separately). The Juno TL602E electronic transformer was designed for use with these lights, and is dimmable. Click here to see the Juno TL602E Driver-Transformer Specification Sheet for a partial list of compatible dimmers. With a trim diameter measuring in at 2 1/4 and only 2 7/8 high, this Mini Led recessed fixture can fit just about anywhere and can be completely covered in insulation. The tempered spring steel torsion clips (mouse-trap springs) are fully assembled to the housing for fast, easy, secure installation or removal. A removable cover plate provides quick access to the wiring compartment, and four pole terminal blocks facilitate a simple and secure connection with a commonly available low voltage cable (Type CL2 or NEC Equivalent, 18-12 AWG) for one fixture, or for daisy chaining multiple fixtures. Click here for the complete Juno MD1L Mini LED Downlight Installation Instructions.The Juno MD1LWG2-41K-FL-SN is UL listed for wet locations and daisy chaining, UL and cUL listed RoHS compliant. Acuity - Juno Lighting MD1LWG2-41K-FL-SN Mini Flood | 4100 | 80 | 300 | 60 | 50000 | 5 | 1 | 145.13 | 145.13 | 170.5334 | 2020Q3 | https://www.greenelectricalsupply.com/juno-lighting-md1lwg2-41k-fl-sn-mini-led-downlight-4100k.aspx | Green Electrical Supply | 2020 | No
LED Lighting | Downlight | Manufacturer: Acuity - Juno Lighting | True |  |  |  |  | Mini Recessed Mini Recessed Home > Light Emitting Diodes (LEDs) > 12V LED Bulbs > MD1LWG2-41K-FL-WH Mini Flood Product Specifications - Quick Reference Lamp Wattage: Working Voltage: 5 Watts 12V AC Dimensions: Rated Life: 2 1/4" W x 2 7/8" H 50,000 Hours Fixture Finish: Classic White Dimmable: YES Light Color: Beam Pattern: 4100K Flood 35 Degree Certifications: Warranty: UL, Wet Location 5 Year Limited This model is the Juno MD1LWG2-41K-FL-WH or MD1LG2 RD 03LM 40K 80CRI FL WL WH (the G2 in the part number stands for Generation 2 - This GEN2 mini downlight replaces the GEN1 part number MD1LW41K-FL-WH). These IC-Rated Miniature LED Downlights are ultra-compact and super-energy efficient. While consuming just 5 watts, these sleek compact recessed lights provide direct accent lighting with a low glare optic system that has an equivalent light output and distribution of a 20 watt halogen lamp. Operation requires only a remote,120V to 12VAC electronic or magnetic Juno driver/transformer (Sold Separately). The die cast aluminum IC-rated housings are approved for use in both insulated and non-insulated ceilings, and can be recessed into extra-small spaces. Available in either 2700K, 3000K, 3500K or 4000K, these Mini LED recessed lights can be combined in a variety of finishes and beam patterns allowing you to create the most energy efficient solution while providing the desired look in any confined area. Not only is this an energy efficient recessed can, it is also environment friendly; free of harmful UV-rays, infrared wavelengths, lead and mercury! An exceptionally long service life of 50,000 hours at 70% lumen maintenance assures many years of maintenance-free use. Click here to see the complete Juno Lighting MD1LWG2 LED Downlight Specification Sheet. This is the mini led downlight MD1LWG2-41K-FL-WH with a color temperature of 4100K and CRI of 80 (minimum) providing excellent color rendering. The optics on this recessed light creates a Flood (35 degree) beam pattern. The stylish Juno MD1LW fixture has a White finish trim with matching reflector for a uniform appearance. This LED downlight requires a 120V to 12V electronic or magnetic remote transformer to complete the system (Sold Separately). The Juno TL602E electronic transformer was designed for use with these lights, and is dimmable. Click here to see the Juno TL602E Driver-Transformer Specification Sheet for a partial list of compatible dimmers. With a trim diameter measuring in at 2 1/4 and only 2 7/8 high, this Mini Led recessed fixture can fit just about anywhere and can be completely covered in insulation. The tempered spring steel torsion clips (mouse-trap springs) are fully assembled to the housing for fast, easy, secure installation or removal. A removable cover plate provides quick access to the wiring compartment, and four pole terminal blocks facilitate a simple and secure connection with a commonly available low voltage cable (Type CL2 or NEC Equivalent, 18-12 AWG) for one fixture, or for daisy chaining multiple fixtures. Click here for the complete Juno MD1L Mini LED Downlight Installation Instructions.The Juno MD1LWG2-41K-FL-WH is UL listed for wet locations and daisy chaining, UL and cUL listed RoHS compliant. Acuity - Juno Lighting MD1LWG2-41K-FL-WH Mini Flood | 4100 | 80 | 300 | 60 | 50000 | 5 | 1 | 119.97 | 119.97 | 140.9694 | 2020Q3 | https://www.greenelectricalsupply.com/juno-lighting-md1lwg2-41k-fl-wh-mini-led-downlight-4100k.aspx | Green Electrical Supply | 2020 | No
LED Lighting | Downlight | Manufacturer: Acuity - Juno Lighting | True |  |  |  |  | Mini Recessed Mini Recessed Home > Light Emitting Diodes (LEDs) > 12V LED Bulbs > MD1LWG2-41K-NFL-BL Narrow Flood Product Specifications - Quick Reference Lamp Wattage: Working Voltage: 5 Watts 12V AC Dimensions: Rated Life: 2 1/4" W x 2 7/8" H 50,000 Hours Fixture Finish: Classic Black Dimmable: YES Light Color: Beam Pattern: 4100K Flood 24 Degree Certifications: Warranty: UL, Wet Location 5 Year Limited This model is the Juno MD1LWG2-41K-NFL-BL or MD1LG2 RD 03LM 40K 80CRI NFL WL BL (the G2 in the part number stands for Generation 2 - This GEN2 mini downlight replaces the GEN1 part number MD1LW41K-NFL-BL). These IC-Rated Miniature LED Downlights are ultra-compact and super-energy efficient. While consuming just 5 watts, these sleek compact recessed lights provide direct accent lighting with a low glare optic system that has an equivalent light output and distribution of a 20 watt halogen lamp. Operation requires only a remote,120V to 12VAC electronic or magnetic Juno driver/transformer (Sold Separately). The die cast aluminum IC-rated housings are approved for use in both insulated and non-insulated ceilings, and can be recessed into extra-small spaces. Available in either 2700K, 3000K, 3500K or 4000K, these Mini LED recessed lights can be combined in a variety of finishes and beam patterns allowing you to create the most energy efficient solution while providing the desired look in any confined area. Not only is this an energy efficient recessed can, it is also environment friendly; free of harmful UV-rays, infrared wavelengths, lead and mercury! An exceptionally long service life of 50,000 hours at 70% lumen maintenance assures many years of maintenance-free use. Click here to see the complete Juno Lighting MD1LWG2 LED Downlight Specification Sheet. This is the mini led downlight MD1LWG2-41K-NFL-BL with a color temperature of 4100K and CRI of 80 (minimum) providing excellent color rendering. The optics on this recessed light creates a Narrow Flood (24 degree) beam pattern. The stylish Juno MD1LW fixture has a Black finish trim with matching reflector for a uniform appearance. This LED downlight requires a 120V to 12V electronic or magnetic remote transformer to complete the system (Sold Separately). The Juno TL602E electronic transformer was designed for use with these lights, and is dimmable. Click here to see the Juno TL602E Driver-Transformer Specification Sheet for a partial list of compatible dimmers. With a trim diameter measuring in at 2 1/4 and only 2 7/8 high, this Mini Led recessed fixture can fit just about anywhere and can be completely covered in insulation. The tempered spring steel torsion clips (mouse-trap springs) are fully assembled to the housing for fast, easy, secure installation or removal. A removable cover plate provides quick access to the wiring compartment, and four pole terminal blocks facilitate a simple and secure connection with a commonly available low voltage cable (Type CL2 or NEC Equivalent, 18-12 AWG) for one fixture, or for daisy chaining multiple fixtures. Click here for the complete Juno MD1L Mini LED Downlight Installation Instructions.The Juno MD1LWG2-41K-NFL-BL is UL listed for wet locations and daisy chaining , UL and cUL listed RoHS compliant. Acuity - Juno Lighting MD1LWG2-41K-NFL-BL Narrow Flood | 4100 | 80 | 300 | 60 | 50000 | 5 | 1 | 119.97 | 119.97 | 140.9694 | 2020Q3 | https://www.greenelectricalsupply.com/juno-lighting-md1lwg2-41k-nfl-bl-mini-led-downlight-4100k.aspx | Green Electrical Supply | 2020 | No
LED Lighting | Downlight | Manufacturer: Acuity - Juno Lighting | True |  |  |  |  | Mini Recessed Mini Recessed Home > Light Emitting Diodes (LEDs) > 12V LED Bulbs > MD1LWG2-41K-NFL-BZ Narrow Flood Product Specifications - Quick Reference Lamp Wattage: Working Voltage: 5 Watts 12V AC Dimensions: Rated Life: 2 1/4" W x 2 7/8" H 50,000 Hours Fixture Finish: Bronze Plated Dimmable: YES Light Color: Beam Pattern: 4100K Flood 24 Degree Certifications: Warranty: UL, Wet Location 5 Year Limited This model is the Juno MD1LWG2-41K-NFL-BZ or MD1LG2 RD 03LM 40K 80CRI NFL WL BZ (the G2 in the part number stands for Generation 2 - This GEN2 mini downlight replaces the GEN1 part number MD1LW41K-NFL-BZ). These IC-Rated Miniature LED Downlights are ultra-compact and super-energy efficient. While consuming just 5 watts, these sleek compact recessed lights provide direct accent lighting with a low glare optic system that has an equivalent light output and distribution of a 20 watt halogen lamp. Operation requires only a remote,120V to 12VAC electronic or magnetic Juno driver/transformer (Sold Separately). The die cast aluminum IC-rated housings are approved for use in both insulated and non-insulated ceilings, and can be recessed into extra-small spaces. Available in either 2700K, 3000K, 3500K or 4000K, these Mini LED recessed lights can be combined in a variety of finishes and beam patterns allowing you to create the most energy efficient solution while providing the desired look in any confined area. Not only is this an energy efficient recessed can, it is also environment friendly; free of harmful UV-rays, infrared wavelengths, lead and mercury! An exceptionally long service life of 50,000 hours at 70% lumen maintenance assures many years of maintenance-free use. Click here to see the complete Juno Lighting MD1LWG2 LED Downlight Specification Sheet. This is the mini led downlight MD1LWG2-41K-NFL-BZ with a color temperature of 4100K and CRI of 80 (minimum) providing excellent color rendering. The optics on this recessed light creates a Narrow Flood (24 degree) beam pattern. The stylish Juno MD1LW fixture has a Bronze finish trim with matching reflector for a uniform appearance. This LED downlight requires a 120V to 12V electronic or magnetic remote transformer to complete the system (Sold Separately). The Juno TL602E electronic transformer was designed for use with these lights, and is dimmable. Click here to see the Juno TL602E Driver-Transformer Specification Sheet for a partial list of compatible dimmers. With a trim diameter measuring in at 2 1/4 and only 2 7/8 high, this Mini Led recessed fixture can fit just about anywhere and can be completely covered in insulation. The tempered spring steel torsion clips (mouse-trap springs) are fully assembled to the housing for fast, easy, secure installation or removal. A removable cover plate provides quick access to the wiring compartment, and four pole terminal blocks facilitate a simple and secure connection with a commonly available low voltage cable (Type CL2 or NEC Equivalent, 18-12 AWG) for one fixture, or for daisy chaining multiple fixtures. Click here for the complete Juno MD1L Mini LED Downlight Installation Instructions.The Juno MD1LWG2-41K-NFL-BZ is UL listed for wet locations and daisy chaining , UL and cUL listed RoHS compliant. Acuity - Juno Lighting MD1LWG2-41K-NFL-BZ Narrow Flood | 4100 | 80 | 300 | 60 | 50000 | 5 | 1 | 145.13 | 145.13 | 170.5334 | 2020Q3 | https://www.greenelectricalsupply.com/juno-lighting-md1lwg2-41k-nfl-bz-mini-led-downlight-4100k.aspx | Green Electrical Supply | 2020 | No
LED Lighting | Downlight | Manufacturer: Acuity - Juno Lighting | True |  |  |  |  | Mini Recessed Mini Recessed Home > Light Emitting Diodes (LEDs) > 12V LED Bulbs > MD1LWG2-41K-NFL-SN Narrow Flood Product Specifications - Quick Reference Lamp Wattage: Working Voltage: 5 Watts 12V AC Dimensions: Rated Life: 2 1/4" W x 2 7/8" H 50,000 Hours Fixture Finish: Satin Nickel Dimmable: YES Light Color: Beam Pattern: 4100K Flood 24 Degree Certifications: Warranty: UL, Wet Location 5 Year Limited This model is the Juno MD1LWG2-41K-NFL-SN or MD1LG2 RD 03LM 40K 80CRI NFL WL SN (the G2 in the part number stands for Generation 2 - This GEN2 mini downlight replaces the GEN1 part number MD1LW41K-NFL-SN). These IC-Rated Miniature LED Downlights are ultra-compact and super-energy efficient. While consuming just 5 watts, these sleek compact recessed lights provide direct accent lighting with a low glare optic system that has an equivalent light output and distribution of a 20 watt halogen lamp. Operation requires only a remote,120V to 12VAC electronic or magnetic Juno driver/transformer (Sold Separately). The die cast aluminum IC-rated housings are approved for use in both insulated and non-insulated ceilings, and can be recessed into extra-small spaces. Available in either 2700K, 3000K, 3500K or 4000K, these Mini LED recessed lights can be combined in a variety of finishes and beam patterns allowing you to create the most energy efficient solution while providing the desired look in any confined area. Not only is this an energy efficient recessed can, it is also environment friendly; free of harmful UV-rays, infrared wavelengths, lead and mercury! An exceptionally long service life of 50,000 hours at 70% lumen maintenance assures many years of maintenance-free use. Click here to see the complete Juno Lighting MD1LWG2 LED Downlight Specification Sheet. This is the mini led downlight MD1LWG2-41K-NFL-SN with a color temperature of 4100K and CRI of 80 (minimum) providing excellent color rendering. The optics on this recessed light creates a Narrow Flood (24 degree) beam pattern. The stylish Juno MD1LW fixture has a Nickel finish trim with matching reflector for a uniform appearance. This LED downlight requires a 120V to 12V electronic or magnetic remote transformer to complete the system (Sold Separately). The Juno TL602E electronic transformer was designed for use with these lights, and is dimmable. Click here to see the Juno TL602E Driver-Transformer Specification Sheet for a partial list of compatible dimmers. With a trim diameter measuring in at 2 1/4 and only 2 7/8 high, this Mini Led recessed fixture can fit just about anywhere and can be completely covered in insulation. The tempered spring steel torsion clips (mouse-trap springs) are fully assembled to the housing for fast, easy, secure installation or removal. A removable cover plate provides quick access to the wiring compartment, and four pole terminal blocks facilitate a simple and secure connection with a commonly available low voltage cable (Type CL2 or NEC Equivalent, 18-12 AWG) for one fixture, or for daisy chaining multiple fixtures. Click here for the complete Juno MD1L Mini LED Downlight Installation Instructions.The Juno MD1LWG2-41K-NFL-SN is UL listed for wet locations and daisy chaining , UL and cUL listed RoHS compliant. Acuity - Juno Lighting MD1LWG2-41K-NFL-SN Narrow Flood | 4100 | 80 | 300 | 60 | 50000 | 5 | 1 | 145.13 | 145.13 | 170.5334 | 2020Q3 | https://www.greenelectricalsupply.com/juno-lighting-md1lwg2-41k-nfl-sn-mini-led-downlight-4100k.aspx | Green Electrical Supply | 2020 | No
LED Lighting | Downlight | Manufacturer: Acuity - Juno Lighting | True |  |  |  |  | Mini Recessed Mini Recessed Home > Light Emitting Diodes (LEDs) > 12V LED Bulbs > MD1LWG2-41K-NFL-WH Narrow Flood Product Specifications - Quick Reference Lamp Wattage: Working Voltage: 5 Watts 12V AC Dimensions: Rated Life: 2 1/4" W x 2 7/8" H 50,000 Hours Fixture Finish: Classic White Dimmable: YES Light Color: Beam Pattern: 4100K Flood 24 Degree Certifications: Warranty: UL, Wet Location 5 Year Limited This model is the Juno MD1LWG2-41K-NFL-WH or MD1LG2 RD 03LM 40K 80CRI NFL WL WH (the G2 in the part number stands for Generation 2 - This GEN2 mini downlight replaces the GEN1 part number MD1LW41K-NFL-WH). These IC-Rated Miniature LED Downlights are ultra-compact and super-energy efficient. While consuming just 5 watts, these sleek compact recessed lights provide direct accent lighting with a low glare optic system that has an equivalent light output and distribution of a 20 watt halogen lamp. Operation requires only a remote,120V to 12VAC electronic or magnetic Juno driver/transformer (Sold Separately). The die cast aluminum IC-rated housings are approved for use in both insulated and non-insulated ceilings, and can be recessed into extra-small spaces. Available in either 2700K, 3000K, 3500K or 4000K, these Mini LED recessed lights can be combined in a variety of finishes and beam patterns allowing you to create the most energy efficient solution while providing the desired look in any confined area. Not only is this an energy efficient recessed can, it is also environment friendly; free of harmful UV-rays, infrared wavelengths, lead and mercury! An exceptionally long service life of 50,000 hours at 70% lumen maintenance assures many years of maintenance-free use. Click here to see the complete Juno Lighting MD1LWG2 LED Downlight Specification Sheet. This is the mini led downlight MD1LWG2-41K-NFL-WH with a color temperature of 4100K and CRI of 80 (minimum) providing excellent color rendering. The optics on this recessed light creates a Narrow Flood (24 degree) beam pattern. The stylish Juno MD1LW fixture has a White finish trim with matching reflector for a uniform appearance. This LED downlight requires a 120V to 12V electronic or magnetic remote transformer to complete the system (Sold Separately). The Juno TL602E electronic transformer was designed for use with these lights, and is dimmable. Click here to see the Juno TL602E Driver-Transformer Specification Sheet for a partial list of compatible dimmers. With a trim diameter measuring in at 2 1/4 and only 2 7/8 high, this Mini Led recessed fixture can fit just about anywhere and can be completely covered in insulation. The tempered spring steel torsion clips (mouse-trap springs) are fully assembled to the housing for fast, easy, secure installation or removal. A removable cover plate provides quick access to the wiring compartment, and four pole terminal blocks facilitate a simple and secure connection with a commonly available low voltage cable (Type CL2 or NEC Equivalent, 18-12 AWG) for one fixture, or for daisy chaining multiple fixtures. Click here for the complete Juno MD1L Mini LED Downlight Installation Instructions.The Juno MD1LWG2-41K-NFL-WH is UL listed for wet locations and daisy chaining , UL and cUL listed RoHS compliant. Acuity - Juno Lighting MD1LWG2-41K-NFL-WH Narrow Flood | 4100 | 80 | 300 | 60 | 50000 | 5 | 1 | 119.97 | 119.97 | 140.9694 | 2020Q3 | https://www.greenelectricalsupply.com/juno-lighting-md1lwg2-41k-nfl-wh-mini-led-downlight-4100k.aspx | Green Electrical Supply | 2020 | No
LED Lighting | Downlight | Manufacturer: Acuity - Juno Lighting | True |  |  |  |  | Mini Recessed Mini Recessed Home > Light Emitting Diodes (LEDs) > 12V LED Bulbs > MD1LWG2-41K-SP-BL Mini LED Spot Product Specifications - Quick Reference Lamp Wattage: Working Voltage: 5 Watts 12V AC Dimensions: Rated Life: 2 1/4" W x 2 7/8" H 50,000 Hours Fixture Finish: Classic Black Dimmable: YES Light Color: Beam Pattern: 4100K Spot 16 Degree Certifications: Warranty: UL, Wet Location 5 Year Limited This model is the Juno MD1LWG2-41K-SP-BL or MD1LG2 RD 03LM 40K 80CRI SP WL BL (the G2 in the part number stands for Generation 2 - This GEN2 mini downlight replaces the GEN1 part number MD1LW41K-SP-BL). These IC-Rated Miniature LED Downlights are ultra-compact and super-energy efficient. While consuming just 5 watts, these sleek compact recessed lights provide direct accent lighting with a low glare optic system that has an equivalent light output and distribution of a 20 watt halogen lamp. Operation requires only a remote,120V to 12VAC electronic or magnetic Juno driver/transformer (Sold Separately). The die cast aluminum IC-rated housings are approved for use in both insulated and non-insulated ceilings, and can be recessed into extra-small spaces. Available in either 2700K, 3000K, 3500K or 4000K, these Mini LED recessed lights can be combined in a variety of finishes and beam patterns allowing you to create the most energy efficient solution while providing the desired look in any confined area. Not only is this an energy efficient recessed can, it is also environment friendly; free of harmful UV-rays, infrared wavelengths, lead and mercury! An exceptionally long service life of 50,000 hours at 70% lumen maintenance assures many years of maintenance-free use. Click here to see the complete Juno Lighting MD1LWG2 LED Downlight Specification Sheet. This is the mini led downlight MD1LWG2-41K-SP-BL with a color temperature of 4100K and CRI of 80 (minimum) providing excellent color rendering. The optics on this recessed light creates a Spot (16 degree) beam pattern. The stylish Juno MD1LW fixture has a Black finish trim with matching reflector for a uniform appearance. This LED downlight requires a 120V to 12V electronic or magnetic remote transformer to complete the system (Sold Separately). The Juno TL602E electronic transformer was designed for use with these lights, and is dimmable. Click here to see the Juno TL602E Driver-Transformer Specification Sheet for a partial list of compatible dimmers. With a trim diameter measuring in at 2 1/4 and only 2 7/8 high, this Mini Led recessed fixture can fit just about anywhere and can be completely covered in insulation. The tempered spring steel torsion clips (mouse-trap springs) are fully assembled to the housing for fast, easy, secure installation or removal. A removable cover plate provides quick access to the wiring compartment, and four pole terminal blocks facilitate a simple and secure connection with a commonly available low voltage cable (Type CL2 or NEC Equivalent, 18-12 AWG) for one fixture, or for daisy chaining multiple fixtures. Click here for the complete Juno MD1L Mini LED Downlight Installation Instructions.The Juno MD1LWG2-41K-SP-BL is UL listed for wet locations and daisy chaining , UL and cUL listed RoHS compliant. Acuity - Juno Lighting MD1LWG2-41K-SP-BL Mini LED Spot | 4100 | 80 | 300 | 60 | 50000 | 5 | 1 | 119.97 | 119.97 | 140.9694 | 2020Q3 | https://www.greenelectricalsupply.com/juno-lighting-md1lwg2-41k-sp-bl-mini-led-downlight-4100k.aspx | Green Electrical Supply | 2020 | No
LED Lighting | Downlight | Manufacturer: Acuity - Juno Lighting | True |  |  |  |  | Mini Recessed Mini Recessed Home > Light Emitting Diodes (LEDs) > 12V LED Bulbs > MD1LWG2-41K-SP-BZ Mini LED Spot Product Specifications - Quick Reference Lamp Wattage: Working Voltage: 5 Watts 12V AC Dimensions: Rated Life: 2 1/4" W x 2 7/8" H 50,000 Hours Fixture Finish: Bronze Plated Dimmable: YES Light Color: Beam Pattern: 4100K Spot 16 Degree Certifications: Warranty: UL, Wet Location 5 Year Limited This model is the Juno MD1LWG2-41K-SP-BZ or MD1LG2 RD 03LM 40K 80CRI SP WL BZ (the G2 in the part number stands for Generation 2 - This GEN2 mini downlight replaces the GEN1 part number MD1LW41K-SP-BZ). These IC-Rated Miniature LED Downlights are ultra-compact and super-energy efficient. While consuming just 5 watts, these sleek compact recessed lights provide direct accent lighting with a low glare optic system that has an equivalent light output and distribution of a 20 watt halogen lamp. Operation requires only a remote,120V to 12VAC electronic or magnetic Juno driver/transformer (Sold Separately). The die cast aluminum IC-rated housings are approved for use in both insulated and non-insulated ceilings, and can be recessed into extra-small spaces. Available in either 2700K, 3000K, 3500K or 4000K, these Mini LED recessed lights can be combined in a variety of finishes and beam patterns allowing you to create the most energy efficient solution while providing the desired look in any confined area. Not only is this an energy efficient recessed can, it is also environment friendly; free of harmful UV-rays, infrared wavelengths, lead and mercury! An exceptionally long service life of 50,000 hours at 70% lumen maintenance assures many years of maintenance-free use. Click here to see the complete Juno Lighting MD1LWG2 LED Downlight Specification Sheet. This is the mini led downlight MD1LWG2-41K-SP-BZ with a color temperature of 4100K and CRI of 80 (minimum) providing excellent color rendering. The optics on this recessed light creates a Spot (16 degree) beam pattern. The stylish Juno MD1LW fixture has a Bronze finish trim with matching reflector for a uniform appearance. This LED downlight requires a 120V to 12V electronic or magnetic remote transformer to complete the system (Sold Separately). The Juno TL602E electronic transformer was designed for use with these lights, and is dimmable. Click here to see the Juno TL602E Driver-Transformer Specification Sheet for a partial list of compatible dimmers. With a trim diameter measuring in at 2 1/4 and only 2 7/8 high, this Mini Led recessed fixture can fit just about anywhere and can be completely covered in insulation. The tempered spring steel torsion clips (mouse-trap springs) are fully assembled to the housing for fast, easy, secure installation or removal. A removable cover plate provides quick access to the wiring compartment, and four pole terminal blocks facilitate a simple and secure connection with a commonly available low voltage cable (Type CL2 or NEC Equivalent, 18-12 AWG) for one fixture, or for daisy chaining multiple fixtures. Click here for the complete Juno MD1L Mini LED Downlight Installation Instructions.The Juno MD1LWG2-41K-SP-BZ is UL listed for wet locations and daisy chaining, UL and cUL listed RoHS compliant. Acuity - Juno Lighting MD1LWG2-41K-SP-BZ Mini LED Spot | 4100 | 80 | 300 | 60 | 50000 | 5 | 1 | 145.13 | 145.13 | 170.5334 | 2020Q3 | https://www.greenelectricalsupply.com/juno-lighting-md1lwg2-41k-sp-bz-mini-led-downlight-4100k.aspx | Green Electrical Supply | 2020 | No
LED Lighting | Downlight | Manufacturer: Acuity - Juno Lighting | True |  |  |  |  | Mini Recessed Mini Recessed Home > Light Emitting Diodes (LEDs) > 12V LED Bulbs > MD1LWG2-41K-SP-SN Mini LED Spot Product Specifications - Quick Reference Lamp Wattage: Working Voltage: 5 Watts 12V AC Dimensions: Rated Life: 2 1/4" W x 2 7/8" H 50,000 Hours Fixture Finish: Satin Nickel Dimmable: YES Light Color: Beam Pattern: 4100K Spot 16 Degree Certifications: Warranty: UL, Wet Location 5 Year Limited This model is the Juno MD1LWG2-41K-SP-SN or MD1LG2 RD 03LM 40K 80CRI SP WL SN (the G2 in the part number stands for Generation 2 - This GEN2 mini downlight replaces the GEN1 part number MD1LW41K-SP-SN). These IC-Rated Miniature LED Downlights are ultra-compact and super-energy efficient. While consuming just 5 watts, these sleek compact recessed lights provide direct accent lighting with a low glare optic system that has an equivalent light output and distribution of a 20 watt halogen lamp. Operation requires only a remote,120V to 12VAC electronic or magnetic Juno driver/transformer (Sold Separately). The die cast aluminum IC-rated housings are approved for use in both insulated and non-insulated ceilings, and can be recessed into extra-small spaces. Available in either 2700K, 3000K, 3500K or 4000K, these Mini LED recessed lights can be combined in a variety of finishes and beam patterns allowing you to create the most energy efficient solution while providing the desired look in any confined area. Not only is this an energy efficient recessed can, it is also environment friendly; free of harmful UV-rays, infrared wavelengths, lead and mercury! An exceptionally long service life of 50,000 hours at 70% lumen maintenance assures many years of maintenance-free use. Click here to see the complete Juno Lighting MD1LWG2 LED Downlight Specification Sheet. This is the mini led downlight MD1LWG2-41K-SP-SN with a color temperature of 4100K and CRI of 80 (minimum) providing excellent color rendering. The optics on this recessed light creates a Spot (16 degree) beam pattern. The stylish Juno MD1LW fixture has a Nickel finish trim with matching reflector for a uniform appearance. This LED downlight requires a 120V to 12V electronic or magnetic remote transformer to complete the system (Sold Separately). The Juno TL602E electronic transformer was designed for use with these lights, and is dimmable. Click here to see the Juno TL602E Driver-Transformer Specification Sheet for a partial list of compatible dimmers. With a trim diameter measuring in at 2 1/4 and only 2 7/8 high, this Mini Led recessed fixture can fit just about anywhere and can be completely covered in insulation. The tempered spring steel torsion clips (mouse-trap springs) are fully assembled to the housing for fast, easy, secure installation or removal. A removable cover plate provides quick access to the wiring compartment, and four pole terminal blocks facilitate a simple and secure connection with a commonly available low voltage cable (Type CL2 or NEC Equivalent, 18-12 AWG) for one fixture, or for daisy chaining multiple fixtures. Click here for the complete Juno MD1L Mini LED Downlight Installation Instructions.The Juno MD1LWG2-41K-SP-SN is UL listed for wet locations and daisy chaining, UL and cUL listed RoHS compliant. Acuity - Juno Lighting MD1LWG2-41K-SP-SN Mini LED Spot | 4100 | 80 | 300 | 60 | 50000 | 5 | 1 | 145.13 | 145.13 | 170.5334 | 2020Q3 | https://www.greenelectricalsupply.com/juno-lighting-md1lwg2-41k-sp-sn-mini-led-downlight-4100k.aspx | Green Electrical Supply | 2020 | No
LED Lighting | Downlight | Manufacturer: Acuity - Juno Lighting | True |  |  |  |  | Mini Recessed Mini Recessed Home > Light Emitting Diodes (LEDs) > 12V LED Bulbs > MD1LWG2-41K-SP-WH Mini LED Spot Product Specifications - Quick Reference Lamp Wattage: Working Voltage: 5 Watts 12V AC Dimensions: Rated Life: 2 1/4" W x 2 7/8" H 50,000 Hours Fixture Finish: Classic White Dimmable: YES Light Color: Beam Pattern: 4100K Spot 16 Degree Certifications: Warranty: UL, Wet Location 5 Year Limited This model is the Juno MD1LWG2-41K-SP-WH or MD1LG2 RD 03LM 40K 80CRI SP WL WH (the G2 in the part number stands for Generation 2 - This GEN2 mini downlight replaces the GEN1 part number MD1LW41K-SP-WH). These IC-Rated Miniature LED Downlights are ultra-compact and super-energy efficient. While consuming just 5 watts, these sleek compact recessed lights provide direct accent lighting with a low glare optic system that has an equivalent light output and distribution of a 20 watt halogen lamp. Operation requires only a remote,120V to 12VAC electronic or magnetic Juno driver/transformer (Sold Separately). The die cast aluminum IC-rated housings are approved for use in both insulated and non-insulated ceilings, and can be recessed into extra-small spaces. Available in either 2700K, 3000K, 3500K or 4000K, these Mini LED recessed lights can be combined in a variety of finishes and beam patterns allowing you to create the most energy efficient solution while providing the desired look in any confined area. Not only is this an energy efficient recessed can, it is also environment friendly; free of harmful UV-rays, infrared wavelengths, lead and mercury! An exceptionally long service life of 50,000 hours at 70% lumen maintenance assures many years of maintenance-free use. Click here to see the complete Juno Lighting MD1LWG2 LED Downlight Specification Sheet. This is the mini led downlight MD1LWG2-41K-SP-WH with a color temperature of 4100K and CRI of 80 (minimum) providing excellent color rendering. The optics on this recessed light creates a Spot (16 degree) beam pattern. The stylish Juno MD1LW fixture has a White finish trim with matching reflector for a uniform appearance. This LED downlight requires a 120V to 12V electronic or magnetic remote transformer to complete the system (Sold Separately). The Juno TL602E electronic transformer was designed for use with these lights, and is dimmable. Click here to see the Juno TL602E Driver-Transformer Specification Sheet for a partial list of compatible dimmers. With a trim diameter measuring in at 2 1/4 and only 2 7/8 high, this Mini Led recessed fixture can fit just about anywhere and can be completely covered in insulation. The tempered spring steel torsion clips (mouse-trap springs) are fully assembled to the housing for fast, easy, secure installation or removal. A removable cover plate provides quick access to the wiring compartment, and four pole terminal blocks facilitate a simple and secure connection with a commonly available low voltage cable (Type CL2 or NEC Equivalent, 18-12 AWG) for one fixture, or for daisy chaining multiple fixtures. Click here for the complete Juno MD1L Mini LED Downlight Installation Instructions.The Juno MD1LWG2-41K-SP-WH is UL listed for wet locations and daisy chaining, UL and cUL listed RoHS compliant. Acuity - Juno Lighting MD1LWG2-41K-SP-WH Mini LED Spot | 4100 | 80 | 300 | 60 | 50000 | 5 | 1 | 119.97 | 119.97 | 140.9694 | 2020Q3 | https://www.greenelectricalsupply.com/juno-lighting-md1lwg2-41k-sp-wh-mini-led-downlight-4100k.aspx | Green Electrical Supply | 2020 | No
LED Lighting | Reflector | Manufacturer: Light Efficient Design | False |  |  | PAR38 | Medium E26 | 6" Recessed, 8" Recessed, By-Pass LED 6" Recessed, 8" Recessed, By-Pass LED Home > LED Commercial Fixtures > 277 Volt LED Lighting > 30 Watt 2537 Lumen 120 Degree Beam E26 Medium Base 120-277V LED PAR38 Retrofit Bulb 2700K Product Specifications - Quick Reference Input Voltage: Dimmable: 120 to 277 Volt NO - Not Dimmable Dimensions: Base: 4.72" Wide x 5.83" Long E26 Medium Base LED Color: 2700 Kelvin Rated Life Span: Up To 50,000 Hours Lumens: Lumens Per Watt: 2,537 Lumens 83 Lumens/Watt Beam Angle: Retrofit For: 120 Degree 100 Watt HID Light Efficient Design is dedicated to providing the type of products that you demand. Proper certifications, such as LM79, Lighting Facts, UL and ultimately Energy Star, are top priorities for Light Efficient Design. These labels instill confidence in the quality of their products. More and more of their products carry certifications, and ultimately most will be certified. Some of Light Efficient Designs products, in what we believe to be one of the broadest assortment of LED lights anywhere, might appear to be similar to many competitors products but we can assure you that the intrinsics, which you cannot see, have been designed to give you the performance and longevity that you expect from LED products, but dont always get in this vast unknown supplier industry. High performance LED ( Light Emitting Diode ) PAR38 lamps are a perfect retrofit bulb for your high use areas in both residential and commercial applications where you are currently using 100 watt metal halide PAR38 lamps. LED light bulbs produce very little heat, reach full brightness instantly and last 50,000 hours. Approved by UL for enclosed fixtures, Active cooling is provided by long life "Mag-Lev" cooling fan which keeps LED's cool even when operating within enclosed light fixtures. UL1993 certified for USA and Canada. Here is Light Efficient Design's flood light or 6"-8" recessed downlight retrofit LED bulbs. Part number LED-8055E27. It consumes just 30 watts of 120 to 277 volt energy, produces a 2700K, 82 CRI light color and is an excellent replacement for your current 100 watt High Pressure Sodium (HPS) or Metal Halide light bulb. Utilizing 24 SMD LEDs, this LED retrofit bulb will produce 2,537 lumens of light output and a rated life of up to 50,000 hours. Give them a try - You will be very pleasantly surprised. Click here to see the complete LED-8055E LED PAR38 Specification Sheet. These LED bulbs have a 120 degree beam angle and the screw-in E26 medium base mounting easily integrates energy saving LED technology into your standard light fixtures. The physical dimensions of the Light Efficient Design LED retrofit are 5.83 long by 4.72 wide. These LED retrofit bulbs carry a 5 Year Limited Warranty. Click here to see the complete Light Efficient Design Limited Warranty. The LED-8055E27 30 watt LED lamp has been designed to retrofit most existing E26 medium base flood light or 6"-8" recessed down light lighting, roadway, flood, spot or post top installations, thereby reducing maintenance and energy expenditures in commercial, retail displays, hotel, motel and resort applications and as an energy saving light source for new fixtures and installations. Light Efficient Design 30 Watt 2537 Lumen 120 Degree Beam E26 Medium Base 120-277V LED PAR38 Retrofit Bulb 2700K | 2700 | 82 | 2537 | 84.5667 | 50000 | 30 | 1 | 87.86 | 87.86 | 103.2389 | 2020Q3 | https://www.greenelectricalsupply.com/led-8055e27-light-efficient-design-30-watt-120-277v-led-par38-2700k.aspx | Green Electrical Supply | 2020 | No
LED Lighting | Reflector | Manufacturer: Light Efficient Design | False |  |  | PAR38 | Medium E26 | 6" Recessed, 8" Recessed, By-Pass LED 6" Recessed, 8" Recessed, By-Pass LED Home > LED Commercial Fixtures > 277 Volt LED Lighting > 30 Watt 2194 Lumen 120 Degree Beam E26 Medium Base 120-277V LED PAR38 Retrofit Bulb 4200K Product Specifications - Quick Reference Input Voltage: Dimmable: 120 to 277 Volt NO - Not Dimmable Dimensions: Base: 4.72" Wide x 5.83" Long E26 Medium Base LED Color: 4200 Kelvin Rated Life Span: Up To 50,000 Hours Lumens: Lumens Per Watt: 2,194 Lumens 88 Lumens/Watt Beam Angle: Retrofit For: 120 Degree 100 Watt HID Light Efficient Design is dedicated to providing the type of products that you demand. Proper certifications, such as LM79, Lighting Facts, UL and ultimately Energy Star, are top priorities for Light Efficient Design. These labels instill confidence in the quality of their products. More and more of their products carry certifications, and ultimately most will be certified. Some of Light Efficient Designs products, in what we believe to be one of the broadest assortment of LED lights anywhere, might appear to be similar to many competitors products but we can assure you that the intrinsics, which you cannot see, have been designed to give you the performance and longevity that you expect from LED products, but dont always get in this vast unknown supplier industry. High performance LED ( Light Emitting Diode ) PAR38 lamps are a perfect retrofit bulb for your high use areas in both residential and commercial applications where you are currently using 100 watt metal halide PAR38 lamps. LED light bulbs produce very little heat, reach full brightness instantly and last 50,000 hours. Approved by UL for enclosed fixtures, Active cooling is provided by long life "Mag-Lev" cooling fan which keeps LED's cool even when operating within enclosed light fixtures. UL1993 certified for USA and Canada. Here is Light Efficient Design's flood light or 6"-8" recessed downlight retrofit LED bulbs. Part number LED-8055E42. It consumes just 30 watts of 120 to 277 volt energy, produces a 4200K, 83 CRI light color and is an excellent replacement for your current 100 watt High Pressure Sodium (HPS) or Metal Halide light bulb. Utilizing 24 SMD LEDs, this LED retrofit bulb will produce 2,194 lumens of light output and a rated life of up to 50,000 hours. Give them a try - You will be very pleasantly surprised. Click here to see the complete LED-8055E LED PAR38 Specification Sheet. These LED bulbs have a 120 degree beam angle and the screw-in E26 medium base mounting easily integrates energy saving LED technology into your standard light fixtures. The physical dimensions of the Light Efficient Design LED retrofit are 5.83 long by 4.72 wide. These LED retrofit bulbs carry a 5 Year Limited Warranty. Click here to see the complete Light Efficient Design Limited Warranty. The LED-8055E42 30 watt LED lamp has been designed to retrofit most existing E26 medium base flood light or 6"-8" recessed down light lighting, roadway, flood, spot or post top installations, thereby reducing maintenance and energy expenditures in commercial, retail displays, hotel, motel and resort applications and as an energy saving light source for new fixtures and installations. Light Efficient Design 30 Watt 2194 Lumen 120 Degree Beam E26 Medium Base 120-277V LED PAR38 Retrofit Bulb 4200K | 4200 | 88 | 2194 | 73.1333 | 50000 | 30 | 1 | 87.86 | 87.86 | 103.2389 | 2020Q3 | https://www.greenelectricalsupply.com/led-8055e42-light-efficient-design-30-watt-120-277v-led-par38-4200k.aspx | Green Electrical Supply | 2020 | No
LED Lighting | Reflector | Manufacturer: Light Efficient Design | False |  |  | PAR38 | Medium E26 | 6" Recessed, 8" Recessed, By-Pass LED 6" Recessed, 8" Recessed, By-Pass LED Home > LED Commercial Fixtures > 277 Volt LED Lighting > 30 Watt 2885 Lumen 120 Degree Beam E26 Medium Base 120-277V LED PAR38 Retrofit Bulb 5700K Product Specifications - Quick Reference Input Voltage: Dimmable: 120 to 277 Volt NO - Not Dimmable Dimensions: Base: 4.72" Wide x 5.83" Long E26 Medium Base LED Color: 5700 Kelvin Rated Life Span: Up To 50,000 Hours Lumens: Lumens Per Watt: 2,885 Lumens 89 Lumens/Watt Beam Angle: Retrofit For: 120 Degree 100 Watt HID Light Efficient Design is dedicated to providing the type of products that you demand. Proper certifications, such as LM79, Lighting Facts, UL and ultimately Energy Star, are top priorities for Light Efficient Design. These labels instill confidence in the quality of their products. More and more of their products carry certifications, and ultimately most will be certified. Some of Light Efficient Designs products, in what we believe to be one of the broadest assortment of LED lights anywhere, might appear to be similar to many competitors products but we can assure you that the intrinsics, which you cannot see, have been designed to give you the performance and longevity that you expect from LED products, but dont always get in this vast unknown supplier industry. High performance LED ( Light Emitting Diode ) PAR38 lamps are a perfect retrofit bulb for your high use areas in both residential and commercial applications where you are currently using 100 watt metal halide PAR38 lamps. LED light bulbs produce very little heat, reach full brightness instantly and last 50,000 hours. Approved by UL for enclosed fixtures, Active cooling is provided by long life "Mag-Lev" cooling fan which keeps LED's cool even when operating within enclosed light fixtures. UL1993 certified for USA and Canada. Here is Light Efficient Design's flood light or 6"-8" recessed downlight retrofit LED bulbs. Part number LED-8055E57. It consumes just 30 watts of 120 to 277 volt energy, produces a 5700K, 83 CRI light color and is an excellent replacement for your current 100 watt High Pressure Sodium (HPS) or Metal Halide light bulb. Utilizing 24 SMD LEDs, this LED retrofit bulb will produce 2,885 lumens of light output and a rated life of up to 50,000 hours. Give them a try - You will be very pleasantly surprised. Click here to see the complete LED-8055E LED PAR38 Specification Sheet. These LED bulbs have a 120 degree beam angle and the screw-in E26 medium base mounting easily integrates energy saving LED technology into your standard light fixtures. The physical dimensions of the Light Efficient Design LED retrofit are 5.83 long by 4.72 wide. These LED retrofit bulbs carry a 5 Year Limited Warranty. Click here to see the complete Light Efficient Design Limited Warranty. The LED-8055E57 30 watt LED lamp has been designed to retrofit most existing E26 medium base flood light or 6"-8" recessed down light lighting, roadway, flood, spot or post top installations, thereby reducing maintenance and energy expenditures in commercial, retail displays, hotel, motel and resort applications and as an energy saving light source for new fixtures and installations. Light Efficient Design 30 Watt 2885 Lumen 120 Degree Beam E26 Medium Base 120-277V LED PAR38 Retrofit Bulb 5700K | 5700 | 88 | 2885 | 96.1667 | 50000 | 30 | 1 | 87.86 | 87.86 | 103.2389 | 2020Q3 | https://www.greenelectricalsupply.com/led-8055e57-light-efficient-design-30-watt-120-277v-led-par38-5700k.aspx | Green Electrical Supply | 2020 | No
LED Lighting | Decorative | Manufacturer: Sunlite | False |  |  | G25 | Medium E26 | Home > LED Light Bulbs > LED Filament Bulbs > LED Globe Filament > LED G25 Globe Filament > 1.8 Watt LED G25 Globe Star Style Filament Bulb 120 Lumens 2300K Product Specifications - Quick Reference Lamp Wattage: Working Voltage: 1.8 Watts 120 Volt Dimensions: Beam Angle: 3.10" x 4.50" (MOL) 360 Degree Lumen Output: Base Type: 120 Lumens Medium E26 Dimmable: Rated Life: No 20,000 Hours Color Temperature: 2300K Warm White Certifications : UL Listed If you are looking for the antique style, traditional incandescent G25 look and feel with all the energy efficient benefits LED technology can provide, this is the bulb for you. The Sunlite LED Filament Lamps are the perfect vintage light bulb with an historically accurate and beautifully reproduced design, perfect for restaurants or hospitality applications. The LEDs are aligned inside a clear lamp to maintain the look of clear incandescent filaments. This Sunlite 80139-SU 2300K warm white smooth LED filament light is a beautiful G25 globe shaped bulb with an antique feel. This vintage filament has a gorgeous star LED design within the bulb, giving it a unique look. The vintage filament operates on your existing 120V circuit and consumes just 1.8 watts. These clear G25 LED retrofit lights generate 120 lumens with a CRI of 80. This G25 star filament LED vintage light bulbs have a 360® beam angle. The 80139-SU is uL listed and comes with a 1 year limited warranty. Click here to see the complete Sunlite LED Filaments Star G25 Specification Sheet These antique style Sunlite G25 shape LED bulbs are rated for 20,000 hours. These beautiful star filaments are ideal for parties, events, pendant lighting and home decoration. The 80139-SU 120 volt LED light bulbs come with a E26 medium base. The bulb's dimensions are 3.10" wide by 4.50" inches MOL. These antique LED lights can fit right into your living room or into the most cutting edge, state of the art lighting design project. Sunlite 1.8 Watt LED G25 Globe Star Style Filament Bulb 120 Lumens 2300K | 2300 | 80 | 120 | 66.6667 | 20000 | 1.8 | 1 | 13.58 | 13.58 | 15.957 | 2020Q3 | https://www.greenelectricalsupply.com/led-g25-star-filament-bulb.aspx | Green Electrical Supply | 2020 | Yes
LED Lighting | Decorative | Manufacturer: Sunlite | False |  |  | G30 | Medium E26 | Home > LED Light Bulbs > LED Filament Bulbs > LED Globe Filament > LED G30 Globe Filament > 1.8 Watt LED G30 Globe Star Style Filament Bulb 120 Lumens 2300K Product Specifications - Quick Reference Lamp Wattage: Working Voltage: 1.8 Watts 120 Volt Dimensions: Beam Angle: 3.70" x 4.93" (MOL) 360 Degree Lumen Output: Base Type: 120 Lumens Medium E26 Dimmable: Rated Life: No 20,000 Hours Color Temperature: 2300K Warm White Certifications : UL Listed If you are looking for the antique style, traditional incandescent G30 look and feel with all the energy efficient benefits LED technology can provide, this is the bulb for you. The Sunlite LED Filament Lamps are the perfect vintage light bulb with an historically accurate and beautifully reproduced design, perfect for restaurants or hospitality applications. The LEDs are aligned inside a clear lamp to maintain the look of clear incandescent filaments. This Sunlite 80153-SU 2300K warm white smooth LED filament light is a beautiful G30 globe shaped bulb with an antique feel. This vintage filament has a gorgeous star LED design within the bulb, giving it a unique look. The vintage filament operates on your existing 120V circuit and consumes just 1.8 watts. These clear G30 LED retrofit lights generate 120 lumens with a CRI of 80. This G30 star filament LED vintage light bulbs have a 360® beam angle. The 80153-SU is uL listed and comes with a 1 year limited warranty. Click here to see the complete Sunlite LED Filaments Star G30 Specification Sheet These antique style Sunlite G30 shape LED bulbs are rated for 20,000 hours. These beautiful star filaments are ideal for parties, events, pendant lighting and home decoration. The 80153-SU 120 volt LED light bulbs come with a E26 medium base. The bulb's dimensions are 3.70" wide by 4.93" inches MOL. These antique LED lights can fit right into your living room or into the most cutting edge, state of the art lighting design project. Sunlite 1.8 Watt LED G30 Globe Star Style Filament Bulb 120 Lumens 2300K | 2300 | 80 | 120 | 66.6667 | 20000 | 1.8 | 1 | 17.01 | 17.01 | 19.9874 | 2020Q3 | https://www.greenelectricalsupply.com/led-g30-star-filament-bulb.aspx | Green Electrical Supply | 2020 | Yes
LED Lighting | Decorative | Manufacturer: Sunlite | False |  |  | G40 | Medium E26 | Home > LED Light Bulbs > LED Globe Bulbs > LED G40 Globe > 1.8 Watt Clear LED G40 Globe Star Style Filament Bulb 120V 2300K Product Specifications - Quick Reference Lamp Wattage: Working Voltage: 1.8 Watts 120 Volt Dimensions: Beam Angle: 4.89" x 6.37" (MOL) 360 Degree Lumen Output: Base Type: 120 Lumens Medium E26 Dimmable: Rated Life: No 20,000 Hours Color Temperature: 2300K Warm White Certifications : UL Listed If you are looking for the antique style, traditional incandescent G40 look and feel with all the energy efficient benefits LED technology can provide, this is the bulb for you. The Sunlite LED Filament Lamps are the perfect vintage light bulb with an historically accurate and beautifully reproduced design, perfect for restaurants or hospitality applications. The LEDs are aligned inside a clear lamp to maintain the look of clear incandescent filaments. This Sunlite 80154-SU 2300K warm white smooth LED filament light is a beautiful G40 globe shaped bulb with an antique feel. This vintage filament has a gorgeous star LED design within the bulb, giving it a unique look. The vintage filament operates on your existing 120V circuit and consumes just 1.8 watts. These clear G40 LED retrofit lights generate 120 lumens with a CRI of 80. This G40 star filament LED vintage light bulbs have a 360® beam angle. The 80154-SU is uL listed and comes with a 1 year limited warranty. Click here to see the complete Sunlite LED Filaments Star G40 Specification Sheet These antique style Sunlite G40 shape LED bulbs are rated for 20,000 hours. These beautiful star filaments are ideal for parties, events, pendant lighting and home decoration. The 80154-SU 120 volt LED light bulbs come with a E26 medium base. The bulb's dimensions are 4.89" wide by 6.37" inches MOL. These antique LED lights can fit right into your living room or into the most cutting edge, state of the art lighting design project. Sunlite 1.8 Watt Clear LED G40 Globe Star Style Filament Bulb 120V 2300K | 2300 | 80 | 120 | 66.6667 | 20000 | 1.8 | 1 | 18.72 | 18.72 | 21.9967 | 2020Q3 | https://www.greenelectricalsupply.com/led-g40-star-filament-bulb.aspx | Green Electrical Supply | 2020 | Yes
LED Lighting | Decorative | Manufacturer: LiteTronics | True |  |  | Torpedo | Candelabra E12 | Home > Closeout Fixtures and Light Bulbs > 5W Cand LED Torpedo Frost 2700K Product Specifications - Quick Reference Watts: Initial Lumens: 5 Watts 325 Lumens Dimensions: Lens: 1.5" W x 4.29"H Frosted Torpedo LED Color: Dimmable: 2700 Kelvin YES Lumen Maintenance: Lumens Per Watt: 25,000 Hours 65 L/W Operating Voltage: Screw Base: 120 Volt E12 Candelabra Environment: Certifications: Indoor Use Only UL, RoHS, FCC An energy-efficient alternative to incandescent bulbs, the Litetronics line of LED Decorative light bulbs are ideal for most decorative lighting fixtures, perfect for use in restaurants or hospitality applications. The frosted decorative, antique style LED candles feature a unique omni-directional lens that replicates the look of an incandescent filament and allows light output in all directions - great for chandeliers, or fixtures where ambient light in all directions is important. The clear candles are also available and also have an ultra-wide light spread that replicates the ambient light of an incandescent bulb (click here to see other Litetronics products). All bulbs feature excellent dimming capability just like their incandescent counterparts, yet unlike incandescent bulbs, they use 85% less energy and last up to 17 times as long. This item is the vintage style Litetronics Decorative LED part number LD0527FR2D. It consumes just 5 watts of energy and generates 325 lumens (that's 65 lumens/watt). All LEDs are matched for color and CRI. This decorative LED candelabra bulb is dimmable (click here to see the Decorative LED Dimmer Compatibility Listing), creates a 2700K color temperature and has a CRI of 83. The physical dimensions are 1.5" wide by 4.29" high and the lens cover is frosted. The Litetronics LD0527FR2D is Instant Bright, UV and Mercury Free, UL Listed, FCC, RoHS Compliant and carrys a 3 year limited warranty. Typical applications include restaurants, hospitality, cinemas, bathrooms, decorative lighting, wall sconces, vanities and, of course, chandeliers. Click here to see the Litetronics Dimmable LED Candelabra Specification Sheet. LiteTronics 5W Cand LED Torpedo Frost 2700K | 2700 | 83 | 325 | 65 | 25000 | 5 | 1 | 7.22 | 7.22 | 8.4838 | 2020Q3 | https://www.greenelectricalsupply.com/litetronics-ld0527fr2d-5-watt-e12-candelabra-decorative-led-torpedo-2700k.aspx | Green Electrical Supply | 2020 | Yes
LED Lighting | Decorative | Manufacturer: LiteTronics | True |  |  | Torpedo | Candelabra E12 | Home > Closeout Fixtures and Light Bulbs > 5W Cand LED Torpedo Frost 3000K Product Specifications - Quick Reference Watts: Initial Lumens: 5 Watts 325 Lumens Dimensions: Lens: 1.5" W x 4.29"H Frosted Torpedo LED Color: Dimmable: 3000 Kelvin YES Lumen Maintenance: Lumens Per Watt: 25,000 Hours 65 L/W Operating Voltage: Screw Base: 120 Volt E12 Candelabra Environment: Certifications: Indoor Use Only UL, RoHS, FCC An energy-efficient alternative to incandescent bulbs, the Litetronics line of LED Decorative light bulbs are ideal for most decorative lighting fixtures, perfect for use in restaurants or hospitality applications. The frosted decorative LED candles feature a unique omni-directional lens that replicates the look of an incandescent filament and allows light output in all directions - great for chandeliers, or fixtures where ambient light in all directions is important. The clear candles are also available and also have an ultra-wide light spread that replicates the ambient light of an incandescent bulb (click here to see other Litetronics products). All bulbs feature excellent dimming capability just like their incandescent counterparts, yet unlike incandescent bulbs, they use 85% less energy and last up to 17 times as long. This item is the vintage style Litetronics Decorative LED part number LD0527FR4D. It consumes just 5 watts of energy and generates 325 lumens (that's 65 lumens/watt). All LEDs are matched for color and CRI. This decorative LED candelabra bulb is dimmable (click here to see the Decorative LED Dimmer Compatibility Listing), creates a 3000K color temperature and has a CRI of 83. The physical dimensions are 1.5" wide by 4.29" high and the lens cover is frosted. The Litetronics LD0527FR4D is antique style bulb, Instant Bright, UV and Mercury Free, UL Listed, FCC, RoHS Compliant and carrys a 3 year limited warranty. Typical applications include restaurants, hospitality, cinemas, bathrooms, decorative lighting, wall sconces, vanities and, of course, chandeliers. Click here to see the Litetronics Dimmable LED Candelabra Specification Sheet. LiteTronics 5W Cand LED Torpedo Frost 3000K | 3000 | 83 | 325 | 65 | 25000 | 5 | 1 | 7.22 | 7.22 | 8.4838 | 2020Q3 | https://www.greenelectricalsupply.com/litetronics-ld0527fr4d-5-watt-e12-candelabra-decorative-led-torpedo-3000k.aspx | Green Electrical Supply | 2020 | Yes
LED Lighting | Downlight | Manufacturer: Acuity - Lithonia Lighting | True |  |  |  |  | Recessed, 6" Recessed Recessed, 6" Recessed Home Lithonia Lighting offers one of the industry's broadest portfolios of lighting for any application. Now they are introducing a premier residential lighting product, the LED 6" Recessed Downlight with Integrated Wireless Bluetooth Speaker. Their easy recessed 6SL LED Wireless Speaker Downlight module provides an easy and efficient way to light up a room and enjoy music for the entire family. You can now wirelessly stream audio from your mobile device via Bluetooth. This fixtures come in three different color temperatures: 2700K, 3000K, and 4000K and fits into standard 6" apertures and recessed cans. You can easily pair wirelessly up to 8 units for a more enhanced and balanced sound experience. Create that home amphitheater you've always wanted. An internal Li-ON battery is included for up to 6-hour play time without the light being on. The battery charges when light is turned on and takes approximately 4 hours to fully charge. These fixtures are wet location rated. You can now become that international shower singing sensation you've always wanted to be, all while having exceptional lighting. These fixtures have a quick and easy install. Simply pair the first speaker light to your Bluetooth enable device. This will be your master speaker. From then, sync additional speakers (up to 7 more) to the master speaker. These are known as your satellite speakers. Next, disconnect power at the circuit breaker, then install to recessed housing. This LED downlight can be connected to the dedicated LED connector in the housing or via the E26 adapter provided. Finally, reconnect the power at the circuit breaker. Use light as usual and enjoy audio from an streaming service you like. The recommended distance from your Bluetooth device to the master speaker is up to 30 feet. Click here to see the complete Lithonia 6SL LED Downlight with Integrated Wireless Speaker Specification Sheet. This product is model number, 6SL RD 07LM 40K 90CRI MW. It is Lithonia Lighting's 6" LED Downlight with Wireless Speaker in 4000K Cool White. This is a round 6 inch recessed downlight with a matte white finish that produces 730 lumens with a high CRI of 90. This LED downlight consumes 11 watts of 120V DC at 60Hz. This downlight is also dimmable down to 10% and comes with a 3 year limited warranty on the LEDs and Driver and a 1 year limited warranty on the speaker. You can view compatible dimmers on the specification sheet listed above. While this light is wet location rated, it is also ETL certified to US safety standards. Lithonia's 6SL RD 07LM 40K 90CRI MW has been tested to fit in a minimum enclosure of 6" diameter by 6" height, with a maximum flange diameter of 7.5". Click here to see the complete Lithonia 6SL LED Downlight with Integrated Wireless Speaker Installation Instructions or here to see the Lithonia 6SL Downlight Speaker Quick Start Guide. Try these awesome LED downlights with integrated wireless speakers today. You will not be disappointed. Applications Quick & Easy Install Acuity - Lithonia Lighting 6" LED w/Wireless Speaker 4000K | 4000 | 90 | 730 | 56.1538 | 4 | 13 | 1 | 95.54 | 95.54 | 112.2632 | 2020Q3 | https://www.greenelectricalsupply.com/lithonia-6sl-6-inch-led-retrofit-wireless-bluetooth-speaker-4000K.aspx | Green Electrical Supply | 2020 | Yes
LED Lighting | Downlight | Manufacturer: Acuity - Lithonia Lighting | True |  |  |  |  | Recessed, 6" Recessed Recessed, 6" Recessed Home Lithonia Lighting offers one of the industry's broadest portfolios of lighting for any application. Now they are introducing a premier residential lighting product, the LED 6" Recessed Downlight with Integrated Wireless Bluetooth Speaker. Their easy recessed 6SL LED Wireless Speaker Downlight module provides an easy and efficient way to light up a room and enjoy music for the entire family. You can now wirelessly stream audio from your mobile device via Bluetooth. This fixtures come in three different color temperatures: 2700K, 3000K, and 4000K and fits into standard 6" apertures and recessed cans. You can easily pair wirelessly up to 8 units for a more enhanced and balanced sound experience. Create that home amphitheater you've always wanted. An internal Li-ON battery is included for up to 6-hour play time without the light being on. The battery charges when light is turned on and takes approximately 4 hours to fully charge. These fixtures are wet location rated. You can now become that international shower singing sensation you've always wanted to be, all while having exceptional lighting. These fixtures have a quick and easy install. Simply pair the first speaker light to your Bluetooth enable device. This will be your master speaker. From then, sync additional speakers (up to 7 more) to the master speaker. These are known as your satellite speakers. Next, disconnect power at the circuit breaker, then install to recessed housing. This LED downlight can be connected to the dedicated LED connector in the housing or via the E26 adapter provided. Finally, reconnect the power at the circuit breaker. Use light as usual and enjoy audio from an streaming service you like. The recommended distance from your Bluetooth device to the master speaker is up to 30 feet. Click here to see the complete Lithonia 6SL LED Downlight with Integrated Wireless Speaker Specification Sheet. This product is model number, 6SL RD 07LM 27K 90CRI MW. It is Lithonia Lighting's 6" LED Downlight with Wireless Speaker in 2700K Warm White. This is a round 6 inch recessed downlight with a matte white finish that produces 650 lumens with a high CRI of 90. This LED downlight consumes 11 watts of 120V DC at 60Hz. This downlight is also dimmable down to 10% and comes with a 3 year limited warranty on the LEDs and Driver and a 1 year limited warranty on the speaker. You can view compatible dimmers on the specification sheet listed above. While this light is wet location rated, it is also ETL certified to US safety standards. Lithonia's 6SL RD 07LM 27K 90CRI MW has been tested to fit in a minimum enclosure of 6" diameter by 6" height, with a maximum flange diameter of 7.5". Click here to see the complete Lithonia 6SL LED Downlight with Integrated Wireless Speaker Installation Instructions or here to see the Lithonia 6SL Downlight Speaker Quick Start Guide. Try these awesome LED downlights with integrated wireless speakers today. You will not be disappointed. Applications Quick & Easy Install Acuity - Lithonia Lighting 6" LED w/Wireless Speaker 2700K | 2700 | 90 | 650 | 59.0909 | 4 | 11 | 1 | 76.64 | 76.64 | 90.055 | 2020Q3 | https://www.greenelectricalsupply.com/lithonia-6sl-6-inch-led-retrofit-wireless-integrated-speaker-bluetooth.aspx | Green Electrical Supply | 2020 | Yes
LED Lighting | Downlight | Manufacturer: Acuity - Lithonia Lighting | True |  |  |  |  | 4" Recessed 4" Recessed Home > Closeout Fixtures and Light Bulbs > 4 Inch 10 Watt LED Wafer Downlight Retrofit Black Finish 3000K Warm White 675 Lumens Product Specifications - Quick Reference Wattage: Dimensions: 9.6 Watts 6.7" Diameter by 1.1" High Warranty: Operating Life: 5 Year Limited 36,000 hours Working Voltage: Color Temp: 120 Volt 3000K Certifications: Energy Star, Wet Location, IC Rated, CSA, Air Tight Light Output: 675 Lumens Dimmable: YES - Down to 10% Introducing Lithonia Lighting's Ultra-Thin Recessed Downlighting with a Remote Driver Box for Quick, Simple, Housing-Free Installations. The Wafer LED Down light series is available in 3", 4" and 6", your choice of 2700K, 3000K or 4000K and the option of choosing either a matte white, matte black, brushed nickel or oil-rubbed bronze trim. Imagine the results in your home or business when you combine those options with high quality light output and efficiency while eliminating the need for recessed housings. The innovative, slim design allows for easy retrofit, remodel or new construction installation from below the ceiling. With its narrow design, the Wafer LED can be installed in applications with only 2" plenum clearance. Add to those accolades, each LED Wafer down light and remote driver are rated for contact with insulation (IC Rated) and wet location approved, making them ideal for a breadth of both indoor and outdoor residential, hospitality, commercial and multifamily applications. Click here to see the Lithonia Ultra Thin Wafer LED Down Light Product Brochure. This item is Acuity - Lithonia Lighting's WF4 LED 30K MB M6. The 4 inch Wafer LED is an ultra-thin recessed downlight with a narrow remote driver box for applications with shallow ceiling plenum. The Wafer LED is a comprehensive recessed downlight - the pot light housing is not necessary - making them ideal for confined, hard to reach spaces such as closets, bathrooms, hallways, stairwells and outside soffits and other areas that would be challenging with a traditional recessed downlight housing. The aluminum die cast outer frame has a durable, powder coat paint to prevent rust. Each 4" fixture incorporates integral edge-lit LED's and this down light edge-lit LED technology uses a light guided plate to distribute the light. A polycarbonate lens provides even illumination throughout the space. Click here to see the Lithonia Ultra Thin Wafer LED Down Light Installation Instructions. The WF4 LED 30K MB M6 comes loaded with third party certifications - CSA certified to US and Canadian safety standards, ENERGY STAR® certified, Wet location rated and Air Tight certified in accordance with ASTM E283-2004. The WF4 LED 30K MB M6 operates on 120V input power via the factory provided, UL recognized, high efficient driver inside the steel remote box with four 7/8" knockouts with slots for pry-out (Note: Not suitable for pulling wires). The ambient operating temperature range is -40°F (-40°C) to +104°F (+40°C). Dimming, down to 10%, is made simple through use of in-wall dimmer switches. (See page 2 of the specification sheet link below for recommended dimmers). The Lithonia WF4 LED 30K MB M6 is the ultra slim, low profile, 9.6 watt, 4.7" x 1.1" super thin, round, LED recessed down light with a black trim(a white, brushed nickel or oil-rubbed bronze trim option is also available). The WF4 LED 30K MB M6 6 inch LED retrofit generates an amazing 675 lumens (a very nice 70 lumens per watt) of 3000K light. The LED module maintains at least 70% light output for 36,000 hours. Accessories (Sold Separately) include the WF4-PAN new construction rough in plate, WFJB R4 remodel joist bar and your choice of either a 6 foot, 10 foot or 20 foot extension cable. Click here to see the Lithonia WF4 Round Wafer LED Down Light Specification Sheet. Acuity - Lithonia Lighting 4 Inch 10 Watt LED Wafer Downlight Retrofit Black Finish 3000K Warm White 675 Lumens | 3000 | 80 | 675 | 70.3125 | 36000 | 9.6 | 1 | 24.46 | 24.46 | 28.7414 | 2020Q3 | https://www.greenelectricalsupply.com/lithonia-wf4-wafer-led-4-inch-down-light-round-black-trim-3000k.aspx | Green Electrical Supply | 2020 | Yes
LED Lighting | Downlight | Manufacturer: Acuity - Lithonia Lighting | True |  |  |  |  | 4" Recessed 4" Recessed Home > Closeout Fixtures and Light Bulbs > 4 Inch 10 Watt LED Wafer Downlight Retrofit Black Finish 4000K Cool White 765 Lumens Product Specifications - Quick Reference Wattage: Dimensions: 10 Watts 6.7" Diameter by 1.1" High Warranty: Operating Life: 5 Year Limited 36,000 hours Working Voltage: Color Temp: 120 Volt 4000K Certifications: Energy Star, Wet Location, IC Rated, CSA, Air Tight Light Output: 765 Lumens Dimmable: YES - Down to 10% Introducing Lithonia Lighting's Ultra-Thin Recessed Downlighting with a Remote Driver Box for Quick, Simple, Housing-Free Installations. The Wafer LED Down light series is available in 3", 4" and 6", your choice of 2700K, 3000K or 4000K and the option of choosing either a matte white, matte black, brushed nickel or oil-rubbed bronze trim. Imagine the results in your home or business when you combine those options with high quality light output and efficiency while eliminating the need for recessed housings. The innovative, slim design allows for easy retrofit, remodel or new construction installation from below the ceiling. With its narrow design, the Wafer LED can be installed in applications with only 2" plenum clearance. Add to those accolades, each LED Wafer down light and remote driver are rated for contact with insulation (IC Rated) and wet location approved, making them ideal for a breadth of both indoor and outdoor residential, hospitality, commercial and multifamily applications. Click here to see the Lithonia Ultra Thin Wafer LED Down Light Product Brochure. This item is Acuity - Lithonia Lighting's WF4 LED 40K MB M6. The 4 inch Wafer LED is an ultra-thin recessed downlight with a narrow remote driver box for applications with shallow ceiling plenum. The Wafer LED is a comprehensive recessed downlight - the pot light housing is not necessary - making them ideal for confined, hard to reach spaces such as closets, bathrooms, hallways, stairwells and outside soffits and other areas that would be challenging with a traditional recessed downlight housing. The aluminum die cast outer frame has a durable, powder coat paint to prevent rust. Each 4" fixture incorporates integral edge-lit LED's and this down light edge-lit LED technology uses a light guided plate to distribute the light. A polycarbonate lens provides even illumination throughout the space. Click here to see the Lithonia Ultra Thin Wafer LED Down Light Installation Instructions. The WF4 LED 40K MB M6 comes loaded with third party certifications - CSA certified to US and Canadian safety standards, ENERGY STAR® certified, Wet location rated and Air Tight certified in accordance with ASTM E283-2004. The WF4 LED 40K MB M6 operates on 120V input power via the factory provided, UL recognized, high efficient driver inside the steel remote box with four 7/8" knockouts with slots for pry-out (Note: Not suitable for pulling wires). The ambient operating temperature range is -40°F (-40°C) to +104°F (+40°C). Dimming, down to 10%, is made simple through use of in-wall dimmer switches. (See page 2 of the specification sheet link below for recommended dimmers). The Lithonia WF4 LED 40K MB M6 is the ultra slim, low profile, 10 watt, 4.7" x 1.1" super thin, round, LED recessed down light with a black trim (a white, brushed nickel or oil-rubbed bronze trim option is also available). The WF4 LED 40K MB M6 6 inch LED retrofit generates an amazing 765 lumens (a very nice 76 lumens per watt) of 4000K light. The LED module maintains at least 70% light output for 36,000 hours. Accessories (Sold Separately) include the WF4-PAN new construction rough in plate, WFJB R4 remodel joist bar and your choice of either a 6 foot, 10 foot or 20 foot extension cable. Click here to see the Lithonia WF4 Round Wafer LED Down Light Specification Sheet. Acuity - Lithonia Lighting 4 Inch 10 Watt LED Wafer Downlight Retrofit Black Finish 4000K Cool White 765 Lumens | 4000 | 80 | 765 | 76.5 | 36000 | 10 | 1 | 24.46 | 24.46 | 28.7414 | 2020Q3 | https://www.greenelectricalsupply.com/lithonia-wf4-wafer-led-4-inch-down-light-round-black-trim-4000k.aspx | Green Electrical Supply | 2020 | Yes
LED Lighting | Downlight | Manufacturer: Acuity - Lithonia Lighting | True |  |  |  |  | 4" Recessed 4" Recessed Home > Closeout Fixtures and Light Bulbs > 4 Inch 10 Watt LED Wafer Downlight Retrofit Bronze Finish 3000K Warm White 675 Lumens Product Specifications - Quick Reference Wattage: Dimensions: 9.6 Watts 6.7" Diameter by 1.1" High Warranty: Operating Life: 5 Year Limited 36,000 hours Working Voltage: Color Temp: 120 Volt 3000K Certifications: Energy Star, Wet Location, IC Rated, CSA, Air Tight Light Output: 675 Lumens Dimmable: YES - Down to 10% Introducing Lithonia Lighting's Ultra-Thin Recessed Downlighting with a Remote Driver Box for Quick, Simple, Housing-Free Installations. The Wafer LED Down light series is available in 3", 4" and 6", your choice of 2700K, 3000K or 4000K and the option of choosing either a matte white, matte black, brushed nickel or oil-rubbed bronze trim. Imagine the results in your home or business when you combine those options with high quality light output and efficiency while eliminating the need for recessed housings. The innovative, slim design allows for easy retrofit, remodel or new construction installation from below the ceiling. With its narrow design, the Wafer LED can be installed in applications with only 2" plenum clearance. Add to those accolades, each LED Wafer down light and remote driver are rated for contact with insulation (IC Rated) and wet location approved, making them ideal for a breadth of both indoor and outdoor residential, hospitality, commercial and multifamily applications. Click here to see the Lithonia Ultra Thin Wafer LED Down Light Product Brochure. This item is Acuity - Lithonia Lighting's WF4 LED 30K ORB M6. The 4 inch Wafer LED is an ultra-thin recessed downlight with a narrow remote driver box for applications with shallow ceiling plenum. The Wafer LED is a comprehensive recessed downlight - the pot light housing is not necessary - making them ideal for confined, hard to reach spaces such as closets, bathrooms, hallways, stairwells and outside soffits and other areas that would be challenging with a traditional recessed downlight housing. The aluminum die cast outer frame has a durable, powder coat paint to prevent rust. Each 4" fixture incorporates integral edge-lit LED's and this down light edge-lit LED technology uses a light guided plate to distribute the light. A polycarbonate lens provides even illumination throughout the space. Click here to see the Lithonia Ultra Thin Wafer LED Down Light Installation Instructions. The WF4 LED 30K ORB M6 comes loaded with third party certifications - CSA certified to US and Canadian safety standards, ENERGY STAR® certified, Wet location rated and Air Tight certified in accordance with ASTM E283-2004. The WF4 LED 30K ORB M6 operates on 120V input power via the factory provided, UL recognized, high efficient driver inside the steel remote box with four 7/8" knockouts with slots for pry-out (Note: Not suitable for pulling wires). The ambient operating temperature range is -40°F (-40°C) to +104°F (+40°C). Dimming, down to 10%, is made simple through use of in-wall dimmer switches. (See page 2 of the specification sheet link below for recommended dimmers). The Lithonia WF4 LED 30K ORB M6 is the ultra slim, low profile, 9.6 watt, 4.7" x 1.1" super thin, round, LED recessed down light with an oil-rubbed bronze trim (a black, brushed nickel or white trim option is also available). The WF4 LED 30K ORB M6 6 inch LED retrofit generates an amazing 675 lumens (a very nice 70 lumens per watt) of 3000K light. The LED module maintains at least 70% light output for 36,000 hours. Accessories (Sold Separately) include the WF4-PAN new construction rough in plate, WFJB R4 remodel joist bar and your choice of either a 6 foot, 10 foot or 20 foot extension cable. Click here to see the Lithonia WF4 Round Wafer LED Down Light Specification Sheet. Acuity - Lithonia Lighting 4 Inch 10 Watt LED Wafer Downlight Retrofit Bronze Finish 3000K Warm White 675 Lumens | 3000 | 80 | 675 | 70.3125 | 36000 | 9.6 | 1 | 25.9 | 25.9 | 30.4335 | 2020Q3 | https://www.greenelectricalsupply.com/lithonia-wf4-wafer-led-4-inch-down-light-round-oil-rubbed-bronze-trim-3000k.aspx | Green Electrical Supply | 2020 | Yes
LED Lighting | Downlight | Manufacturer: Acuity - Lithonia Lighting | True |  |  |  |  | 4" Recessed 4" Recessed Home > Closeout Fixtures and Light Bulbs > 4 Inch 10 Watt LED Wafer Downlight Retrofit White Finish 4000K Cool White 675 Lumens Product Specifications - Quick Reference Wattage: Dimensions: 10 Watts 6.7" Diameter by 1.1" High Warranty: Operating Life: 5 Year Limited 36,000 hours Working Voltage: Color Temp: 120 Volt 4000K Certifications: Energy Star, Wet Location, IC Rated, CSA, Air Tight Light Output: 765 Lumens Dimmable: YES - Down to 10% Introducing Lithonia Lighting's Ultra-Thin Recessed Downlighting with a Remote Driver Box for Quick, Simple, Housing-Free Installations. The Wafer LED Down light series is available in 3", 4" and 6", your choice of 2700K, 3000K or 4000K and the option of choosing either a matte white, matte black, brushed nickel or oil-rubbed bronze trim. Imagine the results in your home or business when you combine those options with high quality light output and efficiency while eliminating the need for recessed housings. The innovative, slim design allows for easy retrofit, remodel or new construction installation from below the ceiling. With its narrow design, the Wafer LED can be installed in applications with only 2" plenum clearance. Add to those accolades, each LED Wafer down light and remote driver are rated for contact with insulation (IC Rated) and wet location approved, making them ideal for a breadth of both indoor and outdoor residential, hospitality, commercial and multifamily applications. Click here to see the Lithonia Ultra Thin Wafer LED Down Light Product Brochure. This item is Acuity - Lithonia Lighting's WF4 LED 40K MW M6. The 4 inch Wafer LED is an ultra-thin recessed downlight with a narrow remote driver box for applications with shallow ceiling plenum. The Wafer LED is a comprehensive recessed downlight - the pot light housing is not necessary - making them ideal for confined, hard to reach spaces such as closets, bathrooms, hallways, stairwells and outside soffits and other areas that would be challenging with a traditional recessed downlight housing. The aluminum die cast outer frame has a durable, powder coat paint to prevent rust. Each 4" fixture incorporates integral edge-lit LED's and this down light edge-lit LED technology uses a light guided plate to distribute the light. A polycarbonate lens provides even illumination throughout the space. Click here to see the Lithonia Ultra Thin Wafer LED Down Light Installation Instructions. The WF4 LED 40K MW M6 comes loaded with third party certifications - CSA certified to US and Canadian safety standards, ENERGY STAR® certified, Wet location rated and Air Tight certified in accordance with ASTM E283-2004. The WF4 LED 40K MW M6 operates on 120V input power via the factory provided, UL recognized, high efficient driver inside the steel remote box with four 7/8" knockouts with slots for pry-out (Note: Not suitable for pulling wires). The ambient operating temperature range is -40°F (-40°C) to +104°F (+40°C). Dimming, down to 10%, is made simple through use of in-wall dimmer switches. (See page 2 of the specification sheet link below for recommended dimmers). The Lithonia WF4 LED 40K MW M6 is the ultra slim, low profile, 10 watt, 4.7" x 1.1" super thin, round, LED recessed down light with a white trim (a black, brushed nickel or oil-rubbed bronze trim option is also available). The WF4 LED 40K MW M6 6 inch LED retrofit generates an amazing 765 lumens (a very nice 76 lumens per watt) of 4000K light. The LED module maintains at least 70% light output for 36,000 hours. Accessories (Sold Separately) include the WF4-PAN new construction rough in plate, WFJB R4 remodel joist bar and your choice of either a 6 foot, 10 foot or 20 foot extension cable. Click here to see the Lithonia WF4 Round Wafer LED Down Light Specification Sheet. Acuity - Lithonia Lighting 4 Inch 10 Watt LED Wafer Downlight Retrofit White Finish 4000K Cool White 675 Lumens | 4000 | 80 | 765 | 76.5 | 36000 | 10 | 1 | 24.46 | 24.46 | 28.7414 | 2020Q3 | https://www.greenelectricalsupply.com/lithonia-wf4-wafer-led-4-inch-down-light-round-white-trim-4000k.aspx | Green Electrical Supply | 2020 | Yes
LED Lighting | Downlight | Manufacturer: Acuity - Lithonia Lighting | True |  |  |  |  | 6" Recessed 6" Recessed Home > Closeout Fixtures and Light Bulbs > 6 Inch 14 Watt 1200 Lumen Round Wafer LED Down Light with Black Trim 4000K Product Specifications - Quick Reference Wattage: Dimensions: 13.6 Watts 6.7" Diameter by 1.1" High Warranty: Operating Life: 5 Year Limited 36,000 hours Working Voltage: Color Temp: 120 Volt 4000K Certifications: Energy Star, Wet Location, IC Rated, CSA, Air Tight Light Output: 1200 Lumens Dimmable: YES - Down to 10% Introducing Lithonia Lighting's Ultra-Thin Recessed Downlighting with a Remote Driver Box for Quick, Simple, Housing-Free Installations. The Wafer LED Down light series is available in 3", 4" and 6", your choice of 2700K, 3000K or 4000K and the option of choosing either a matte white, matte black, brushed nickel or oil-rubbed bronze trim. Imagine the results in your home or business when you combine those options with high quality light output and efficiency while eliminating the need for recessed housings. The innovative, slim design allows for easy retrofit, remodel or new construction installation from below the ceiling. With its narrow design, the Wafer LED can be installed in applications with only 2" plenum clearance. Add to those accolades, each LED Wafer down light and remote driver are rated for contact with insulation (IC Rated) and wet location approved, making them ideal for a breadth of both indoor and outdoor residential, hospitality, commercial and multifamily applications. Click here to see the Lithonia Ultra Thin Wafer LED Down Light Product Brochure. This item is Acuity - Lithonia Lighting's WF6 LED 40K MB M6. The 6 inch Wafer LED is an ultra-thin recessed downlight with a narrow remote driver box for applications with shallow ceiling plenum. The Wafer LED is a comprehensive recessed downlight - the pot light housing is not necessary - making them ideal for confined, hard to reach spaces such as closets, bathrooms, hallways, stairwells and outside soffits and other areas that would be challenging with a traditional recessed downlight housing. The aluminum die cast outer frame has a durable, powder coat paint to prevent rust. Each 6" fixture incorporates integral edge-lit LED's and this down light edge-lit LED technology uses a light guided plate to distribute the light. A polycarbonate lens provides even illumination throughout the space. Click here to see the Lithonia Ultra Thin Wafer LED Down Light Installation Instructions. The WF6 LED 40K MB M6 comes loaded with third party certifications - CSA certified to US and Canadian safety standards, ENERGY STAR® certified, Wet location rated and Air Tight certified in accordance with ASTM E283-2004. The WF6 LED 40K MB M6 operates on 120V input power via the factory provided, UL recognized, high efficient driver inside the steel remote box with four 7/8" knockouts with slots for pry-out (Note: Not suitable for pulling wires). The ambient operating temperature range is -40°F (-40°C) to +104°F (+40°C). Dimming, down to 10%, is made simple through use of in-wall dimmer switches. (See page 2 of the specification sheet link below for recommended dimmers). The Lithonia WF6 LED 40K MB M6 is the ultra slim, low profile, 13.6 watt, 6.7" x 1.1" super thin, round, LED recessed down light with a black trim (a white, brushed nickel or oil-rubbed bronze trim option is also available). The WF6 LED 40K MB M6 6 inch LED retrofit generates an amazing 1200 lumens (a very nice 88.2 lumens per watt) of 4000K light. The LED module maintains at least 70% light output for 36,000 hours. Accessories (Sold Separately) include the WF6-PAN new construction rough in plate, WFJB R4 remodel joist bar and your choice of either a 6 foot, 10 foot or 20 foot extension cable. Click here to see the Lithonia WF6 Round Wafer LED Down Light Specification Sheet. Acuity - Lithonia Lighting 6 Inch 14 Watt 1200 Lumen Round Wafer LED Down Light with Black Trim 4000K | 4100 | 80 | 1200 | 92.3077 | 36000 | 13 | 1 | 30.98 | 30.98 | 36.4027 | 2020Q3 | https://www.greenelectricalsupply.com/lithonia-wf6-wafer-led-down-light-round-black-trim-4000k.aspx | Green Electrical Supply | 2020 | Yes
LED Lighting | Downlight | Manufacturer: Acuity - Lithonia Lighting | False |  |  |  |  | 6" Recessed 6" Recessed Home > Closeout Fixtures and Light Bulbs > 6 Inch 13 Watt 1020 Lumen Round Wafer LED Down Light with Bronze Trim 3000K Product Specifications - Quick Reference Wattage: Dimensions: 13 Watts 6.7" Diameter by 1.1" High Warranty: Operating Life: 5 Year Limited 36,000 hours Working Voltage: Color Temp: 120 Volt 3000K Certifications: Energy Star, Wet Location, IC Rated, CSA, Air Tight Light Output: 1020 Lumens Dimmable: YES - Down to 10% Introducing Lithonia Lighting's Ultra-Thin Recessed Downlighting with a Remote Driver Box for Quick, Simple, Housing-Free Installations. The Wafer LED Down light series is available in 3", 4" and 6", your choice of 2700K, 3000K or 4000K and the option of choosing either a matte white, matte black, brushed nickel or oil-rubbed bronze trim. Imagine the results in your home or business when you combine those options with high quality light output and efficiency while eliminating the need for recessed housings. The innovative, slim design allows for easy retrofit, remodel or new construction installation from below the ceiling. With its narrow design, the Wafer LED can be installed in applications with only 2" plenum clearance. Add to those accolades, each LED Wafer down light and remote driver are rated for contact with insulation (IC Rated) and wet location approved, making them ideal for a breadth of both indoor and outdoor residential, hospitality, commercial and multifamily applications. Click here to see the Lithonia Ultra Thin Wafer LED Down Light Product Brochure. This item is Acuity - Lithonia Lighting's WF6 LED 30K ORB M6. The 6 inch Wafer LED is an ultra-thin recessed downlight with a narrow remote driver box for applications with shallow ceiling plenum. The Wafer LED is a comprehensive recessed downlight - the pot light housing is not necessary - making them ideal for confined, hard to reach spaces such as closets, bathrooms, hallways, stairwells and outside soffits and other areas that would be challenging with a traditional recessed downlight housing. The aluminum die cast outer frame has a durable, powder coat paint to prevent rust. Each 6" fixture incorporates integral edge-lit LED's and this down light edge-lit LED technology uses a light guided plate to distribute the light. A polycarbonate lens provides even illumination throughout the space. Click here to see the Lithonia Ultra Thin Wafer LED Down Light Installation Instructions. The WF6 LED 30K ORB M6 comes loaded with third party certifications - CSA certified to US and Canadian safety standards, ENERGY STAR® certified, Wet location rated and Air Tight certified in accordance with ASTM E283-2004. The WF6 LED 30K ORB M6 operates on 120V input power via the factory provided, UL recognized, high efficient driver inside the steel remote box with four 7/8" knockouts with slots for pry-out (Note: Not suitable for pulling wires). The ambient operating temperature range is -40°F (-40°C) to +104°F (+40°C). Dimming, down to 10%, is made simple through use of in-wall dimmer switches. (See page 2 of the specification sheet link below for recommended dimmers). The Lithonia WF6 LED 30K ORB M6 is the ultra slim, low profile, 13 watt, 6.7" x 1.1" super thin, round, LED recessed down light with a oil-rubbed bronze trim (a white, brushed nickel or black trim option is also available). The WF6 LED 30K ORB M6 6 inch LED retrofit generates an amazing 1020 lumens (a very nice 78 lumens per watt) of 3000K light. The LED module maintains at least 70% light output for 36,000 hours. Accessories (Sold Separately) include the WF6-PAN new construction rough in plate, WFJB R4 remodel joist bar and your choice of either a 6 foot, 10 foot or 20 foot extension cable. Click here to see the Lithonia WF6 Round Wafer LED Down Light Specification Sheet. Acuity - Lithonia Lighting 6 Inch 13 Watt 1020 Lumen Round Wafer LED Down Light with Bronze Trim 3000K | 3000 | 80 | 1020 | 78.4615 | 36000 | 13 | 1 | 30.43 | 30.43 | 35.7564 | 2020Q3 | https://www.greenelectricalsupply.com/lithonia-wf6-wafer-led-down-light-round-oil-rubbed-bronze-trim-3000k.aspx | Green Electrical Supply | 2020 | Yes
LED Lighting | Downlight | Manufacturer: Acuity - Lithonia Lighting | True |  |  |  |  | 6" Recessed 6" Recessed Home > Closeout Fixtures and Light Bulbs > 6 Inch 13 Watt 1020 Lumen Round Wafer LED Down Light with White Trim 3000K Product Specifications - Quick Reference Wattage: Dimensions: 13 Watts 6.7" Diameter by 1.1" High Warranty: Operating Life: 5 Year Limited 36,000 hours Working Voltage: Color Temp: 120 Volt 3000K Certifications: Energy Star, Wet Location, IC Rated, CSA, Air Tight Light Output: 1020 Lumens Dimmable: YES - Down to 10% Introducing Lithonia Lighting's Ultra-Thin Recessed Downlighting with a Remote Driver Box for Quick, Simple, Housing-Free Installations. The Wafer LED Down light series is available in 3", 4" and 6", your choice of 2700K, 3000K or 4000K and the option of choosing either a matte white, matte black, brushed nickel or oil-rubbed bronze trim. Imagine the results in your home or business when you combine those options with high quality light output and efficiency while eliminating the need for recessed housings. The innovative, slim design allows for easy retrofit, remodel or new construction installation from below the ceiling. With its narrow design, the Wafer LED can be installed in applications with only 2" plenum clearance. Add to those accolades, each LED Wafer down light and remote driver are rated for contact with insulation (IC Rated) and wet location approved, making them ideal for a breadth of both indoor and outdoor residential, hospitality, commercial and multifamily applications. Click here to see the Lithonia Ultra Thin Wafer LED Down Light Product Brochure. This item is Acuity - Lithonia Lighting's WF6 LED 30K MW M6. The 6 inch Wafer LED is an ultra-thin recessed downlight with a narrow remote driver box for applications with shallow ceiling plenum. The Wafer LED is a comprehensive recessed downlight - the pot light housing is not necessary - making them ideal for confined, hard to reach spaces such as closets, bathrooms, hallways, stairwells and outside soffits and other areas that would be challenging with a traditional recessed downlight housing. The aluminum die cast outer frame has a durable, powder coat paint to prevent rust. Each 6" fixture incorporates integral edge-lit LED's and this down light edge-lit LED technology uses a light guided plate to distribute the light. A polycarbonate lens provides even illumination throughout the space. Click here to see the Lithonia Ultra Thin Wafer LED Down Light Installation Instructions. The WF6 LED 30K MW M6 comes loaded with third party certifications - CSA certified to US and Canadian safety standards, ENERGY STAR® certified, Wet location rated and Air Tight certified in accordance with ASTM E283-2004. The WF6 LED 30K MW M6 operates on 120V input power via the factory provided, UL recognized, high efficient driver inside the steel remote box with four 7/8" knockouts with slots for pry-out (Note: Not suitable for pulling wires). The ambient operating temperature range is -40°F (-40°C) to +104°F (+40°C). Dimming, down to 10%, is made simple through use of in-wall dimmer switches. (See page 2 of the specification sheet link below for recommended dimmers). The Lithonia WF6 LED 30K MW M6 is the ultra slim, low profile, 13 watt, 6.7" x 1.1" super thin, round, LED recessed down light with a white trim (a black, brushed nickel or oil-rubbed bronze trim option is also available). The WF6 LED 30K MW M6 6 inch LED retrofit generates an amazing 1020 lumens (a very nice 78 lumens per watt) of 3000K light. The LED module maintains at least 70% light output for 36,000 hours. Accessories (Sold Separately) include the WF6-PAN new construction rough in plate, WFJB R4 remodel joist bar and your choice of either a 6 foot, 10 foot or 20 foot extension cable. Click here to see the Lithonia WF6 Round Wafer LED Down Light Specification Sheet. Acuity - Lithonia Lighting 6 Inch 13 Watt 1020 Lumen Round Wafer LED Down Light with White Trim 3000K | 3000 | 80 | 1020 | 78.4615 | 36000 | 13 | 1 | 24.15 | 24.15 | 28.3772 | 2020Q3 | https://www.greenelectricalsupply.com/lithonia-wf6-wafer-led-down-light-round-white-trim-3000k.aspx | Green Electrical Supply | 2020 | Yes
LED Lighting | Downlight | Manufacturer: Acuity - Lithonia Lighting | True |  |  |  |  | 6" Recessed 6" Recessed Home > Closeout Fixtures and Light Bulbs > 6 Inch 14 Watt 1200 Lumen Round Wafer LED Down Light with White Trim 4000K Product Specifications - Quick Reference Wattage: Dimensions: 13.6 Watts 6.7" Diameter by 1.1" High Warranty: Operating Life: 5 Year Limited 36,000 hours Working Voltage: Color Temp: 120 Volt 4000K Certifications: Energy Star, Wet Location, IC Rated, CSA, Air Tight Light Output: 1200 Lumens Dimmable: YES - Down to 10% Introducing Lithonia Lighting's Ultra-Thin Recessed Downlighting with a Remote Driver Box for Quick, Simple, Housing-Free Installations. The Wafer LED Down light series is available in 3", 4" and 6", your choice of 2700K, 3000K or 4000K and the option of choosing either a matte white, matte black, brushed nickel or oil-rubbed bronze trim. Imagine the results in your home or business when you combine those options with high quality light output and efficiency while eliminating the need for recessed housings. The innovative, slim design allows for easy retrofit, remodel or new construction installation from below the ceiling. With its narrow design, the Wafer LED can be installed in applications with only 2" plenum clearance. Add to those accolades, each LED Wafer down light and remote driver are rated for contact with insulation (IC Rated) and wet location approved, making them ideal for a breadth of both indoor and outdoor residential, hospitality, commercial and multifamily applications. Click here to see the Lithonia Ultra Thin Wafer LED Down Light Product Brochure. This item is Acuity - Lithonia Lighting's WF6 LED 40K MW M6. The 6 inch Wafer LED is an ultra-thin recessed downlight with a narrow remote driver box for applications with shallow ceiling plenum. The Wafer LED is a comprehensive recessed downlight - the pot light housing is not necessary - making them ideal for confined, hard to reach spaces such as closets, bathrooms, hallways, stairwells and outside soffits and other areas that would be challenging with a traditional recessed downlight housing. The aluminum die cast outer frame has a durable, powder coat paint to prevent rust. Each 6" fixture incorporates integral edge-lit LED's and this down light edge-lit LED technology uses a light guided plate to distribute the light. A polycarbonate lens provides even illumination throughout the space. Click here to see the Lithonia Ultra Thin Wafer LED Down Light Installation Instructions. The WF6 LED 40K MW M6 comes loaded with third party certifications - CSA certified to US and Canadian safety standards, ENERGY STAR® certified, Wet location rated and Air Tight certified in accordance with ASTM E283-2004. The WF6 LED 40K MW M6 operates on 120V input power via the factory provided, UL recognized, high efficient driver inside the steel remote box with four 7/8" knockouts with slots for pry-out (Note: Not suitable for pulling wires). The ambient operating temperature range is -40°F (-40°C) to +104°F (+40°C). Dimming, down to 10%, is made simple through use of in-wall dimmer switches. (See page 2 of the specification sheet link below for recommended dimmers). The Lithonia WF6 LED 40K MW M6 is the ultra slim, low profile, 13.6 watt, 6.7" x 1.1" super thin, round, LED recessed down light with a white trim (a black, brushed nickel or oil-rubbed bronze trim option is also available). The WF6 LED 40K MW M6 6 inch LED retrofit generates an amazing 1200 lumens (a very nice 88.2 lumens per watt) of 4000K light. The LED module maintains at least 70% light output for 36,000 hours. Accessories (Sold Separately) include the WF6-PAN new construction rough in plate, WFJB R4 remodel joist bar and your choice of either a 6 foot, 10 foot or 20 foot extension cable. Click here to see the Lithonia WF6 Round Wafer LED Down Light Specification Sheet. Acuity - Lithonia Lighting 6 Inch 14 Watt 1200 Lumen Round Wafer LED Down Light with White Trim 4000K | 4000 | 80 | 1200 | 92.3077 | 36000 | 13 | 1 | 30.98 | 30.98 | 36.4027 | 2020Q3 | https://www.greenelectricalsupply.com/lithonia-wf6-wafer-led-down-light-round-white-trim-4000k.aspx | Green Electrical Supply | 2020 | Yes
LED Lighting | Downlight | Manufacturer: Lotus LED Lights | True |  |  |  |  | Recessed Recessed Home > LED Indoor Light Fixtures > LED Downlights and Trims > 2 Inch Retrofits > Round > 3000K Warm White > 2 Inch 5 Watt Round Regressed Gimbal LED Downlight White Trim 3000K Warm White Product Specifications - Quick Reference Wattage: Dimensions: 5 Watts 2.5" ID x 3" OD x 1.75" H Beam Angle Tilt Angle: 24 Degrees 20 Degrees Voltage: Color Temp: 120 Volt 3000K Warm White Warranty: 5 Year Limited (Commercial) 10 Year Limited (Residential) Lumens: 400 Lumens Certifications: Energy Star, Title 24, Wet Location Since its first super slim products launch in 2010, Lotus LED Lights have set the competitive bar extremely high and are the most preferred super slim recessed LED lights used by architects, interior decorators, designers, builders, electricians and homeowners in North America. Lotus LED Lights offers superior flexibility, unlimited layout options and can be installed anywhere in your home to create a gorgeous high-end living environment by delivering warm and inviting light. These recessed LED down lights are absolutely perfect for tight spaces, soffits, sloped ceilings, insulated and dropped ceilings. The Lotus LED Lights super slim recessed LED fixtures are cULus Listed, Energy Star Certified, Title 24 Rated, Wet Location rated, rated Type IC (Direct Contact with Insulation) and they are air-tight. A recessed downlight housing (also called out as a Pot Light Housing) is NOT Required - even for Insulated Ceilings. Click here to see the Lotus 2 Inch Round Regressed Gimbal Recessed LED Downlight Specification Sheet. This item is the Lotus LED Lights LRG2-30K-WH. It is the 2 inch low profile 5 watt round regressed Gimbal LED recessed down light with a white trim. The LRG2-30K-WH is Air-Tight and is rated for Wet locations. This 2 inch LED retrofit has a beam angle of 24 degrees, tilt angle of 20 degrees with a 360 degree rotation. The 3000K Warm White gimbal generates 400 lumens and is designed to replace up to 50 watt halogen lights in recessed downlight applications. They operate on 120 volt and are dimmable down to about 5% when using approved TRIAC dimmer switches. These LED 2 inch downlights have a CRI of 90, which makes them Title 24 rated. Each Lotus LED Lights recessed down light carries a 10 year residential or 5 year commercial limited warranty. Click here to see the complete Lotus LED Light Limited Warranty Information. Lotus can offer this because every single driver is powered for a minimum of 24 hours together with the fixture that it is shipped with. Every LED is visually checked before and after the PCB is mounted on the fixture. For different trim options, please see the related products below. For a quote on a larger job, please call our customer service center at 248-276-9640. Lotus LED Lights 2 Inch 5 Watt Round Regressed Gimbal LED Downlight White Trim 3000K Warm White | 3000 | 90 | 400 | 80 | 24 | 5 | 1 | 47.69 | 47.69 | 56.0376 | 2020Q3 | https://www.greenelectricalsupply.com/lotus-2-inch-regressed-gimbal-led-downlight-with-white-trim-3000k.aspx | Green Electrical Supply | 2020 | Yes
LED Lighting | Downlight | Manufacturer: Lotus LED Lights | True |  |  | Circular/Circline/Round |  | Recessed, 4" Recessed Recessed, 4" Recessed Home > LED Indoor Light Fixtures > LED Downlights and Trims > 4 Inch Retrofits > Round > 3000K Warm White > 4 Inch 11 Watt 700 Lumen 120V 3000K Super Thin LED Downlight - Black Finish Product Specifications - Quick Reference Wattage: Dimensions: 11 Watts 4-7/8" Diameter by 1/2" High Beam Angle Operating Life: 110 degrees 36,000 hours Voltage: Color Temp: 120 Volt 3000K Warm White Warranty: Dimming: 5 Year Limited TRIAC Dimmers (5%-100%) Lumens: 700 Lumens Certifications: Energy Star, cULus, IC Rated Since its first super slim products launch in 2010, Lotus LED Lights have set the competitive bar extremely high and are the most preferred super slim recessed LED lights used by architects, interior decorators, designers, builders, electricians and homeowners in North America. Lotus LED Lights offers superior flexibility, unlimited layout options and can be installed anywhere in your home to create a gorgeous high-end living environment by delivering warm and inviting light. Now Lotus LED Lights are introducing their cost-effective, economy line! They can deliver the same results without breaking the bank. These fixtures fit where no other recessed fixture can. You will not be disappointed with this incredible product. The Lotus LED Lights Economy Line LED fixtures are, RoHS Compliant, cULus Listed, Energy Star Certified, rated Type IC (Direct Contact with Insulation) - No Housing or Junction Box required. Pot Light Housing is NOT required even for insulated ceilings! A 2 inch above ceiling clearance is required for the driver. Quick connectors are included. This 1/2" Thick, low profile LED fixture fits directly under joists giving you maximum lighting layout flexibility in even the tightest spaces. Click here to see the Lotus 4 Inch Eco Round LED Downlight Specification Sheet. This item is the Lotus LED Lights LB4R/30K/BK. It is the economy line 4" builder grade thin round LED downlight with a black trim (a white option is also available). The LB4R/30K/BK is Air-Tight and is rated for Damp locations (Not suitable for steam showers, saunas and outdoor locations where directly exposed to rain). This 4 inch LED retrofit has a beam angle of 110 degrees, consumes only 11 watts of energy, generates 700 lumens of 3000K Warm White light with an 82 CRI and is designed to replace up to 65 watt halogen lights in recessed downlight applications. They operate on 120V, 60Hz input voltage and are dimmable down to about 15% when using approved TRIAC dimmer switches. . This fixture has a rated life of 36,000 hours and a 5 year limited warranty. Lotus LED Lights 4 Inch 11 Watt 700 Lumen 120V 3000K Super Thin LED Downlight - Black Finish | 3000 | 82 | 700 | 63.6364 | 36000 | 11 | 1 | 28.46 | 28.46 | 33.4416 | 2020Q3 | https://www.greenelectricalsupply.com/lotus-lb4r-30k-bk-4-inch-11-watt-led-downlight-120v-black-3000k.aspx | Green Electrical Supply | 2020 | No
LED Lighting | Downlight | Manufacturer: Lotus LED Lights | True |  |  | Circular/Circline/Round |  | Recessed, 4" Recessed Recessed, 4" Recessed Home > LED Indoor Light Fixtures > LED Downlights and Trims > 4 Inch Retrofits > Round > 3000K Warm White > 4 Inch 11 Watt 700 Lumen 120V 3000K Super Thin LED Downlight - White Finish Product Specifications - Quick Reference Wattage: Dimensions: 11 Watts 4-7/8" Diameter by 1/2" High Beam Angle Operating Life: 110 degrees 36,000 hours Voltage: Color Temp: 120 Volt 3000K Warm White Warranty: Dimming: 5 Year Limited TRIAC Dimmers (5%-100%) Lumens: 700 Lumens Certifications: Energy Star, cULus, IC Rated Since its first super slim products launch in 2010, Lotus LED Lights have set the competitive bar extremely high and are the most preferred super slim recessed LED lights used by architects, interior decorators, designers, builders, electricians and homeowners in North America. Lotus LED Lights offers superior flexibility, unlimited layout options and can be installed anywhere in your home to create a gorgeous high-end living environment by delivering warm and inviting light. Now Lotus LED Lights are introducing their cost-effective, economy line! They can deliver the same results without breaking the bank. These fixtures fit where no other recessed fixture can. You will not be disappointed with this incredible product. The Lotus LED Lights Economy Line LED fixtures are, RoHS Compliant, cULus Listed, Energy Star Certified, rated Type IC (Direct Contact with Insulation) - No Housing or Junction Box required. Pot Light Housing is NOT required even for insulated ceilings! A 2 inch above ceiling clearance is required for the driver. Quick connectors are included. This 1/2" Thick, low profile LED fixture fits directly under joists giving you maximum lighting layout flexibility in even the tightest spaces. Click here to see the Lotus 4 Inch Eco Round LED Downlight Specification Sheet. This item is the Lotus LED Lights LB4R/30K/WH. It is the economy line 4" builder grade thin round LED downlight with a white trim (a black option is also available). The LB4R/30K/WH is Air-Tight and is rated for Damp locations (Not suitable for steam showers, saunas and outdoor locations where directly exposed to rain). This 4 inch LED retrofit has a beam angle of 110 degrees, consumes only 11 watts of energy, generates 700 lumens of 3000K Warm White light with an 82 CRI and is designed to replace up to 65 watt halogen lights in recessed downlight applications. They operate on 120V, 60Hz input voltage and are dimmable down to about 15% when using approved TRIAC dimmer switches. . This fixture has a rated life of 36,000 hours and a 5 year limited warranty. Lotus LED Lights 4 Inch 11 Watt 700 Lumen 120V 3000K Super Thin LED Downlight - White Finish | 3000 | 82 | 700 | 63.6364 | 36000 | 11 | 1 | 28.46 | 28.46 | 33.4416 | 2020Q3 | https://www.greenelectricalsupply.com/lotus-lb4r-30k-wh-4-inch-11-watt-led-downlight-120v-white-3000k.aspx | Green Electrical Supply | 2020 | No
LED Lighting | Downlight | Manufacturer: Lotus LED Lights | True |  |  | Circular/Circline/Round |  | Recessed, 4" Recessed Recessed, 4" Recessed Home > LED Indoor Light Fixtures > LED Downlights and Trims > 4 Inch Retrofits > Round > 4000K Cool White > 4 Inch 11 Watt 730 Lumen 120V 4100K Super Thin LED Downlight - Black Finish Product Specifications - Quick Reference Wattage: Dimensions: 11 Watts 4-7/8" Diameter by 1/2" High Beam Angle Operating Life: 110 degrees 36,000 hours Voltage: Color Temp: 120 Volt 4100K Cool White Warranty: Dimming: 5 Year Limited TRIAC Dimmers (5%-100%) Lumens: 730 Lumens Certifications: Energy Star, cULus, IC Rated Since its first super slim products launch in 2010, Lotus LED Lights have set the competitive bar extremely high and are the most preferred super slim recessed LED lights used by architects, interior decorators, designers, builders, electricians and homeowners in North America. Lotus LED Lights offers superior flexibility, unlimited layout options and can be installed anywhere in your home to create a gorgeous high-end living environment by delivering warm and inviting light. Now Lotus LED Lights are introducing their cost-effective, economy line! They can deliver the same results without breaking the bank. These fixtures fit where no other recessed fixture can. You will not be disappointed with this incredible product. The Lotus LED Lights Economy Line LED fixtures are, RoHS Compliant, cULus Listed, Energy Star Certified, rated Type IC (Direct Contact with Insulation) - No Housing or Junction Box required. Pot Light Housing is NOT required even for insulated ceilings! A 2 inch above ceiling clearance is required for the driver. Quick connectors are included. This 1/2" Thick, low profile LED fixture fits directly under joists giving you maximum lighting layout flexibility in even the tightest spaces. Click here to see the Lotus 4 Inch Eco Round LED Downlight Specification Sheet. This item is the Lotus LED Lights LB4R/41K/BK. It is the economy line 4" builder grade thin round LED downlight with a black trim (a white option is also available). The LB4R/41K/BK is Air-Tight and is rated for Damp locations (Not suitable for steam showers, saunas and outdoor locations where directly exposed to rain). This 4 inch LED retrofit has a beam angle of 110 degrees, consumes only 11 watts of energy, generates 730 lumens of 4100K Cool White light with an 82 CRI and is designed to replace up to 65 watt halogen lights in recessed downlight applications. They operate on 120V, 60Hz input voltage and are dimmable down to about 15% when using approved TRIAC dimmer switches. . This fixture has a rated life of 36,000 hours and a 5 year limited warranty. Lotus LED Lights 4 Inch 11 Watt 730 Lumen 120V 4100K Super Thin LED Downlight - Black Finish | 4100 | 82 | 730 | 66.3636 | 36000 | 11 | 1 | 28.46 | 28.46 | 33.4416 | 2020Q3 | https://www.greenelectricalsupply.com/lotus-lb4r-41k-bk-4-inch-11-watt-led-downlight-120v-black-4100k.aspx | Green Electrical Supply | 2020 | No
LED Lighting | Downlight | Manufacturer: Lotus LED Lights | True |  |  | Circular/Circline/Round |  | Recessed, 4" Recessed Recessed, 4" Recessed Home > LED Indoor Light Fixtures > LED Downlights and Trims > 4 Inch Retrofits > Round > 4000K Cool White > 4 Inch 11 Watt 730 Lumen 120V 4100K Super Thin LED Downlight - White Finish Product Specifications - Quick Reference Wattage: Dimensions: 11 Watts 4-7/8" Diameter by 1/2" High Beam Angle Operating Life: 110 degrees 36,000 hours Voltage: Color Temp: 120 Volt 4100K Cool White Warranty: Dimming: 5 Year Limited TRIAC Dimmers (5%-100%) Lumens: 730 Lumens Certifications: Energy Star, cULus, IC Rated Since its first super slim products launch in 2010, Lotus LED Lights have set the competitive bar extremely high and are the most preferred super slim recessed LED lights used by architects, interior decorators, designers, builders, electricians and homeowners in North America. Lotus LED Lights offers superior flexibility, unlimited layout options and can be installed anywhere in your home to create a gorgeous high-end living environment by delivering warm and inviting light. Now Lotus LED Lights are introducing their cost-effective, economy line! They can deliver the same results without breaking the bank. These fixtures fit where no other recessed fixture can. You will not be disappointed with this incredible product. The Lotus LED Lights Economy Line LED fixtures are, RoHS Compliant, cULus Listed, Energy Star Certified, rated Type IC (Direct Contact with Insulation) - No Housing or Junction Box required. Pot Light Housing is NOT required even for insulated ceilings! A 2 inch above ceiling clearance is required for the driver. Quick connectors are included. This 1/2" Thick, low profile LED fixture fits directly under joists giving you maximum lighting layout flexibility in even the tightest spaces. Click here to see the Lotus 4 Inch Eco Round LED Downlight Specification Sheet. This item is the Lotus LED Lights LB4R/41K/WH. It is the economy line 4" builder grade thin round LED downlight with a white trim (a black option is also available). The LB4R/41K/WH is Air-Tight and is rated for Damp locations (Not suitable for steam showers, saunas and outdoor locations where directly exposed to rain). This 4 inch LED retrofit has a beam angle of 110 degrees, consumes only 11 watts of energy, generates 730 lumens of 4100K Cool White light with an 82 CRI and is designed to replace up to 65 watt halogen lights in recessed downlight applications. They operate on 120V, 60Hz input voltage and are dimmable down to about 15% when using approved TRIAC dimmer switches. This fixture has a rated life of 36,000 hours and a 5 year limited warranty. Lotus LED Lights 4 Inch 11 Watt 730 Lumen 120V 4100K Super Thin LED Downlight - White Finish | 4100 | 82 | 730 | 66.3636 | 36000 | 11 | 1 | 28.46 | 28.46 | 33.4416 | 2020Q3 | https://www.greenelectricalsupply.com/lotus-lb4r-41k-wh-4-inch-11-watt-led-downlight-120v-white-4100k.aspx | Green Electrical Supply | 2020 | No
LED Lighting | Downlight | Manufacturer: Lotus LED Lights | True |  |  | Circular/Circline/Round |  | Recessed, 6" Recessed Recessed, 6" Recessed Home > LED Indoor Light Fixtures > LED Downlights and Trims > 6 Inch Retrofits > Round > 3000K Warm White > 6 Inch 14 Watt 900 Lumen 120V 3000K Super Thin LED Downlight - White Finish Product Specifications - Quick Reference Wattage: Dimensions: 14 Watts 6.75" Diameter by 0.5" High Beam Angle Operating Life: 110 degrees 36,000 hours Voltage: Color Temp: 120 Volt 3000K Warm White Warranty: Dimming: 5 Year Limited TRIAC Dimmers (5%-100%) Lumens: 900 Lumens Certifications: Energy Star, cULus, IC Rated Since its first super slim products launch in 2010, Lotus LED Lights have set the competitive bar extremely high and are the most preferred super slim recessed LED lights used by architects, interior decorators, designers, builders, electricians and homeowners in North America. Lotus LED Lights offers superior flexibility, unlimited layout options and can be installed anywhere in your home to create a gorgeous high-end living environment by delivering warm and inviting light. Now Lotus LED Lights are introducing their cost-effective, economy line! They can deliver the same results without breaking the bank. These fixtures fit where no other recessed fixture can. You will not be disappointed with this incredible product. The Lotus LED Lights Economy Line LED fixtures are, RoHS Compliant, cULus Listed, Energy Star Certified, rated Type IC (Direct Contact with Insulation) - No Housing or Junction Box required. Pot Light Housing is NOT required even for insulated ceilings! A 2 inch above ceiling clearance is required for the driver. Quick connectors are included. This 1/2" Thick, low profile LED fixture fits directly under joists giving you maximum lighting layout flexibility in even the tightest spaces. Click here to see the Lotus 6 Inch Eco Round LED Downlight Specification Sheet. This item is the Lotus LED Lights LB6R/30K/WH. It is the economy line 6" builder grade thin round LED downlight with a white trim (a black option is also available). The LB6R/30K/WH is Air-Tight and is rated for Damp locations (Not suitable for steam showers, saunas and outdoor locations where directly exposed to rain). This 6 inch LED retrofit has a beam angle of 110 degrees, consumes only 14 watts of energy, generates 900 lumens of 3000K Warm White light with an 82 CRI and is designed to replace up to 75 watt halogen lights in recessed downlight applications. They operate on 120V, 60Hz input voltage and are dimmable down to about 15% when using approved TRIAC dimmer switches. This fixture has a rated life of 36,000 hours and a 5 year limited warranty. Lotus LED Lights 6 Inch 14 Watt 900 Lumen 120V 3000K Super Thin LED Downlight - White Finish | 3000 | 82 | 900 | 64.2857 | 36000 | 14 | 1 | 34.61 | 34.61 | 40.6681 | 2020Q3 | https://www.greenelectricalsupply.com/lotus-lb6r-30k-wh-6-inch-14-watt-led-downlight-120v-white-3000k.aspx | Green Electrical Supply | 2020 | No
LED Lighting | Downlight | Manufacturer: Lotus LED Lights | True |  |  | Circular/Circline/Round |  | Recessed, 6" Recessed Recessed, 6" Recessed Home > LED Indoor Light Fixtures > LED Downlights and Trims > 6 Inch Retrofits > Round > 4000K Cool White > 6 Inch 14 Watt 900 Lumen 120V 4100K Super Thin LED Downlight - White Finish Product Specifications - Quick Reference Wattage: Dimensions: 14 Watts 6.75" Diameter by 0.5" High Beam Angle Operating Life: 110 degrees 36,000 hours Voltage: Color Temp: 120 Volt 4100K Cool White Warranty: Dimming: 5 Year Limited TRIAC Dimmers (5%-100%) Lumens: 900 Lumens Certifications: Energy Star, cULus, IC Rated Since its first super slim products launch in 2010, Lotus LED Lights have set the competitive bar extremely high and are the most preferred super slim recessed LED lights used by architects, interior decorators, designers, builders, electricians and homeowners in North America. Lotus LED Lights offers superior flexibility, unlimited layout options and can be installed anywhere in your home to create a gorgeous high-end living environment by delivering warm and inviting light. Now Lotus LED Lights are introducing their cost-effective, economy line! They can deliver the same results without breaking the bank. These fixtures fit where no other recessed fixture can. You will not be disappointed with this incredible product. The Lotus LED Lights Economy Line LED fixtures are, RoHS Compliant, cULus Listed, Energy Star Certified, rated Type IC (Direct Contact with Insulation) - No Housing or Junction Box required. Pot Light Housing is NOT required even for insulated ceilings! A 2 inch above ceiling clearance is required for the driver. Quick connectors are included. This 1/2" Thick, low profile LED fixture fits directly under joists giving you maximum lighting layout flexibility in even the tightest spaces. Click here to see the Lotus 6 Inch Eco Round LED Downlight Specification Sheet. This item is the Lotus LED Lights LB6R/41K/WH. It is the economy line 6" builder grade thin round LED downlight with a white trim (a black option is also available). The LB6R/41K/WH is Air-Tight and is rated for Damp locations (Not suitable for steam showers, saunas and outdoor locations where directly exposed to rain). This 6 inch LED retrofit has a beam angle of 110 degrees, consumes only 14 watts of energy, generates 900 lumens of 4100K Cool White light with an 82 CRI and is designed to replace up to 75 watt halogen lights in recessed downlight applications. They operate on 120V, 60Hz input voltage and are dimmable down to about 15% when using approved TRIAC dimmer switches. This fixture has a rated life of 36,000 hours and a 5 year limited warranty. Lotus LED Lights 6 Inch 14 Watt 900 Lumen 120V 4100K Super Thin LED Downlight - White Finish | 4100 | 82 | 900 | 64.2857 | 36000 | 14 | 1 | 34.61 | 34.61 | 40.6681 | 2020Q3 | https://www.greenelectricalsupply.com/lotus-lb6r-41k-wh-6-inch-14-watt-led-downlight-120v-white-4100k.aspx | Green Electrical Supply | 2020 | No
LED Lighting | Downlight | Manufacturer: Lotus LED Lights | True |  |  | Circular/Circline/Round |  | Recessed, 8" Recessed Recessed, 8" Recessed Home > LED Indoor Light Fixtures > LED Downlights and Trims > 8 Inch Retrofits > Round > 3000K Warm White > 8 Inch 18 Watt 1200 Lumen 120V Super Thin LED Recessed Downlight with White Trim 3000K Product Specifications - Quick Reference Wattage: Dimensions: 18 Watts 9" Diameter by 0.5" High Beam Angle Operating Life: 110 degrees 36,000 hours Voltage: Color Temp: 120 Volt 3000K Warm White Warranty: Dimming: 5 Year Limited TRIAC Dimmers (5%-100%) Lumens: 1200 Lumens Certifications: Energy Star, cULus, IC Rated Since its first super slim products launch in 2010, Lotus LED Lights have set the competitive bar extremely high and are the most preferred super slim recessed LED lights used by architects, interior decorators, designers, builders, electricians and homeowners in North America. Lotus LED Lights offers superior flexibility, unlimited layout options and can be installed anywhere in your home to create a gorgeous high-end living environment by delivering warm and inviting light. Now Lotus LED Lights are introducing their cost-effective, economy line! They can deliver the same results without breaking the bank. These fixtures fit where no other recessed fixture can. You will not be disappointed with this incredible product. The Lotus LED Lights Economy Line LED fixtures are, RoHS Compliant, cULus Listed, Energy Star Certified, rated Type IC (Direct Contact with Insulation) - No Housing or Junction Box required. Pot Light Housing is NOT required even for insulated ceilings! A 1.5 inch above ceiling clearance is required for the driver. Quick connectors are included. This 1/2" Thick, low profile LED fixture fits directly under joists giving you maximum lighting layout flexibility in even the tightest spaces. Click here to see the Lotus 8 Inch Eco Round LED Downlight Specification Sheet. This item is the Lotus LED Lights LB8R/30K/WH. It is the economy line 8" builder grade thin round LED downlight with a white trim (a black option is also available). The LB8R/30K/WH is Air-Tight and is rated for Damp locations (Not suitable for steam showers, saunas and outdoor locations where directly exposed to rain). This 8 inch LED retrofit has a beam angle of 110 degrees, consumes only 18 watts of energy, generates 1200 lumens of 3000K Warm White light with an 82 CRI and is designed to replace up to 120 watt halogen lights in recessed downlight applications. They operate on 120V, 60Hz input voltage and are dimmable down to about 15% when using approved TRIAC dimmer switches. . This fixture has a rated life of 36,000 hours and a 5 year limited warranty. Lotus LED Lights 8 Inch 18 Watt 1200 Lumen 120V Super Thin LED Recessed Downlight with White Trim 3000K | 3000 | 82 | 1200 | 66.6667 | 36000 | 18 | 1 | 61.53 | 61.53 | 72.3001 | 2020Q3 | https://www.greenelectricalsupply.com/lotus-lb8r-30k-wh-8-inch-18-watt-led-downlight-120v-white-3000k.aspx | Green Electrical Supply | 2020 | No
LED Lighting | Downlight | Manufacturer: Lotus LED Lights | True |  |  | Circular/Circline/Round |  | Recessed, 8" Recessed Recessed, 8" Recessed Home > LED Indoor Light Fixtures > LED Downlights and Trims > 8 Inch Retrofits > Round > 4000K Cool White > 8 Inch 18 Watt 1200 Lumen 120V Super Thin LED Recessed Downlight with White Trim 4100K Product Specifications - Quick Reference Wattage: Dimensions: 18 Watts 9" Diameter by 0.5" High Beam Angle Operating Life: 110 degrees 36,000 hours Voltage: Color Temp: 120 Volt 4100K Cool White Warranty: Dimming: 5 Year Limited TRIAC Dimmers (5%-100%) Lumens: 1200 Lumens Certifications: Energy Star, cULus, IC Rated Since its first super slim products launch in 2010, Lotus LED Lights have set the competitive bar extremely high and are the most preferred super slim recessed LED lights used by architects, interior decorators, designers, builders, electricians and homeowners in North America. Lotus LED Lights offers superior flexibility, unlimited layout options and can be installed anywhere in your home to create a gorgeous high-end living environment by delivering warm and inviting light. Now Lotus LED Lights are introducing their cost-effective, economy line! They can deliver the same results without breaking the bank. These fixtures fit where no other recessed fixture can. You will not be disappointed with this incredible product. The Lotus LED Lights Economy Line LED fixtures are, RoHS Compliant, cULus Listed, Energy Star Certified, rated Type IC (Direct Contact with Insulation) - No Housing or Junction Box required. Pot Light Housing is NOT required even for insulated ceilings! A 1.5 inch above ceiling clearance is required for the driver. Quick connectors are included. This 1/2" Thick, low profile LED fixture fits directly under joists giving you maximum lighting layout flexibility in even the tightest spaces. Click here to see the Lotus 8 Inch Eco Round LED Downlight Specification Sheet. This item is the Lotus LED Lights LB8R/41K/WH. It is the economy line 8" builder grade thin round LED downlight with a white trim (a black option is also available). The LB8R/41K/WH is Air-Tight and is rated for Damp locations (Not suitable for steam showers, saunas and outdoor locations where directly exposed to rain). This 8 inch LED retrofit has a beam angle of 110 degrees, consumes only 18 watts of energy, generates 1200 lumens of 4100K Cool White light with an 82 CRI and is designed to replace up to 120 watt halogen lights in recessed downlight applications. They operate on 120V, 60Hz input voltage and are dimmable down to about 15% when using approved TRIAC dimmer switches. This fixture has a rated life of 36,000 hours and a 5 year limited warranty. Lotus LED Lights 8 Inch 18 Watt 1200 Lumen 120V Super Thin LED Recessed Downlight with White Trim 4100K | 4100 | 82 | 1200 | 66.6667 | 36000 | 18 | 1 | 61.53 | 61.53 | 72.3001 | 2020Q3 | https://www.greenelectricalsupply.com/lotus-lb8r-41k-wh-8-inch-18-watt-led-downlight-120v-white-4100k.aspx | Green Electrical Supply | 2020 | No
LED Lighting | Downlight | Manufacturer: Lotus LED Lights | True |  |  |  |  | 3" Recessed 3" Recessed Home > LED Indoor Light Fixtures > LED Downlights and Trims > 3 Inch Retrofits > 3 Inch Round Gimbal LED Downlight Retrofit Bronze Trim 3000K Warm White 600 Lumens Product Specifications - Quick Reference Wattage: Dimensions: 7.5 Watts 3.25" Diameter x 1.75" High Beam Angle Tilt Angle: 40 degrees 30 degrees Working Voltage: Color Temp: 120 Volt 3000K Warranty: 5 Year Limited (Commercial) 10 Year Limited (Residential) Delivered Lumens: 600 Certifications: Energy Star, cULus, cETLus Since its first super slim products launch in 2010, Lotus LED Lights have set the competitive bar extremely high and are the most preferred super slim recessed LED lights used by architects, interior decorators, designers, builders, electricians and homeowners in North America. Lotus LED Lights offers superior flexibility, unlimited layout options and can be installed anywhere in your home to create a gorgeous high-end living environment by delivering warm and inviting light. These ultra thin recessed LED down lights are absolutely perfect for tight spaces, soffits, sloped ceilings, insulated and dropped ceilings. The Lotus LED Lights super slim recessed LED fixtures are cULus Listed, cETLus Approved, Energy Star Certified, rated Type IC (Direct Contact with Insulation) and they are air-tight. A recessed downlight housing (also called out as a Pot Light Housing) is NOT Required - even for Insulated Ceilings. This 1 Thick, low profile LED fixture fits directly under joists giving you maximum lighting layout flexibility in even the tightest spaces. Click here to see the Lotus 3 Inch Gimbal Recessed LED Specification Sheet. Every Lotus LED fixture is constructed with integral Epistar LEDs and the 120 volt, 60Hz, isolated, external, magnetic, constant current driver is factory installed inside the junction box. Lotus engineered all of their fixtures with the constant current driver in order run their fixtures at 90% of their rated current. This provides additional reliability and longer life. You need one driver for every fixture. Lotus engineers believe that if you have one driver for multiple fixtures you need to have an additional current regulator on every fixture if you want all fixtures to have the same brightness and the ability to dim simultaneously. The Lotus LED system is more reliable. Should you need to disconnect one fixture you would not effect the operation of the others. (Note: All connections in any ceiling requires a junction box, which Lotus provides as the driver compartment). Fixture comes connected to the driver by 12 long low voltage cable with waterproof connector in the middle. Depending on where you want the driver to be you have 2 options: To locate the driver next to the fixture simply run your line voltage wiring to the first junction box in your circuit and daisy chain to the junction boxes of the other fixtures, or install all of your drivers at one location and use low voltage extension cables to the fixtures (Use only extensions provided by the manufacturer. Available jumper cables are 6 feet (1.8m) and 20 feet (6m). Cables are linkable). The maximum run should not exceed 40 feet (12m). Click here to see the Lotus Damp Location Down Light Installation Instructions There are two 3" Gimbal models available to you from Lotus. The two primary differences are the brightness generated and the light color. As for brightness: model LL3G/30K generates 600 lumens and is a 50W halogen equivalent and model LL3G/41K generates 650 lumens and is also a 50W halogen equivalent. The trim diameter and width on the two models are the same: 3 1/4 inch diameter (Note: The hole has to be carefully cut since there is no room for mistakes). How much space do you need in the ceiling for the Gimbal? For these inch fixtures you need 2.5 inches of space above the drywall for Romex and 3.5 inches for MC or BX installations. The Lotus LED Light fixtures are really easy to install. Just check out the short video below. This item is the Lotus LED Lights LL3G/30K/BN, replacement for the LY3G/30K/BN. It is the slim, low profile, 7.5 watt, 3" x 1" thin, round, Gimbal, LED recessed down light with a brushed nickel trim (a white or black trim option is also available). The LL3G/30K/BN is Air-Tight and is rated for Damp locations (Not suitable for steam showers, saunas and outdoor locations where directly exposed to rain). This 3 inch LED retrofit has a beam angle of 40 degrees, tilt angle of 30 degrees with a 360 degree rotation. The 3000K Gimbal generates 600 lumens and is designed to replace up to 50 watt halogen lights in recessed downlight applications. They operate on 120V, 60Hz input voltage (a 277v version is also available) and are dimmable down to about 20% when using approved dimmer switches. Click here to see the Lotus LED Light Dimmer Compatibility List Each Lotus LED Lights recessed down light carries a 10 year residential or 5 year commercial limited warranty. Click here to see the complete Lotus LED Light Limited Warranty Information. Lotus can offer this because every single driver is powered for a minimum of 24 hours together with the fixture that it is shipped with. Every LED is visually checked before and after the PCB is mounted on the fixture. No Random Tests Lotus Hand Tests Every Fixture And Driver. Lotus LED Lights 3 Inch Round Gimbal LED Downlight Retrofit Bronze Trim 3000K Warm White 600 Lumens | 3000 | 92 | 600 | 80 | 24 | 7.5 | 1 | 58.46 | 58.46 | 68.6928 | 2020Q3 | https://www.greenelectricalsupply.com/lotus-led-lights-3-inch-gimbal-round-brushed-nickel-trim-3000k.aspx | Green Electrical Supply | 2020 | Yes
LED Lighting | Downlight | Manufacturer: Lotus LED Lights | True |  |  |  |  | 3" Recessed 3" Recessed Home > LED Indoor Light Fixtures > LED Downlights and Trims > 3 Inch Retrofits > 3 Inch Round Gimbal LED Downlight Retrofit Bronze Trim 4100K Cool White 650 Lumens Product Specifications - Quick Reference Wattage: Dimensions: 7.5 Watts 3.25" Diameter x 1.75" High Beam Angle Tilt Angle: 40 degrees 30 degrees Working Voltage: Color Temp: 120 Volt 4100K Warranty: 5 Year Limited (Commercial) 10 Year Limited (Residential) Delivered Lumens: 650 Certifications: Energy Star, cULus, cETLus Since its first super slim products launch in 2010, Lotus LED Lights have set the competitive bar extremely high and are the most preferred super slim recessed LED lights used by architects, interior decorators, designers, builders, electricians and homeowners in North America. Lotus LED Lights offers superior flexibility, unlimited layout options and can be installed anywhere in your home to create a gorgeous high-end living environment by delivering warm and inviting light. These ultra thin recessed LED down lights are absolutely perfect for tight spaces, soffits, sloped ceilings, insulated and dropped ceilings. The Lotus LED Lights super slim recessed LED fixtures are cULus Listed, cETLus Approved, Energy Star Certified, rated Type IC (Direct Contact with Insulation) and they are air-tight. A recessed downlight housing (also called out as a Pot Light Housing) is NOT Required - even for Insulated Ceilings. This 1 Thick, low profile LED fixture fits directly under joists giving you maximum lighting layout flexibility in even the tightest spaces. Click here to see the Lotus 3 Inch Gimbal Recessed LED Specification Sheet. Every Lotus LED fixture is constructed with integral Epistar LEDs and the 120 volt, 60Hz, isolated, external, magnetic, constant current driver is factory installed inside the junction box. Lotus engineered all of their fixtures with the constant current driver in order run their fixtures at 90% of their rated current. This provides additional reliability and longer life. You need one driver for every fixture. Lotus engineers believe that if you have one driver for multiple fixtures you need to have an additional current regulator on every fixture if you want all fixtures to have the same brightness and the ability to dim simultaneously. The Lotus LED system is more reliable. Should you need to disconnect one fixture you would not effect the operation of the others. (Note: All connections in any ceiling requires a junction box, which Lotus provides as the driver compartment). Fixture comes connected to the driver by 12 long low voltage cable with waterproof connector in the middle. Depending on where you want the driver to be you have 2 options: To locate the driver next to the fixture simply run your line voltage wiring to the first junction box in your circuit and daisy chain to the junction boxes of the other fixtures, or install all of your drivers at one location and use low voltage extension cables to the fixtures (Use only extensions provided by the manufacturer. Available jumper cables are 6 feet (1.8m) and 20 feet (6m). Cables are linkable). The maximum run should not exceed 40 feet (12m). Click here to see the Lotus Damp Location Down Light Installation Instructions There are two 3" Gimbal models available to you from Lotus. The two primary differences are the brightness generated and the light color. As for brightness: model LL3G/30K generates 600 lumens and is a 50W halogen equivalent and model LL3G/41K generates 650 lumens and is also a 50W halogen equivalent. The trim diameter and width on the two models are the same: 3 1/4 inch diameter (Note: The hole has to be carefully cut since there is no room for mistakes). How much space do you need in the ceiling for the Gimbal? For these inch fixtures you need 2.5 inches of space above the drywall for Romex and 3.5 inches for MC or BX installations. The Lotus LED Light fixtures are really easy to install. Just check out the short video below. This item is the Lotus LED Lights LL3G/41K/BN, replacement for the LY3G/41K/BN. It is the slim, low profile, 7.5 watt, 3" x 1" thin, round, Gimbal, LED recessed down light with a brushed nickel trim (a white or black trim option is also available). The LL3G/41K/BN is Air-Tight and is rated for Damp locations (Not suitable for steam showers, saunas and outdoor locations where directly exposed to rain). This 3 inch LED retrofit has a beam angle of 40 degrees, tilt angle of 30 degrees with a 360 degree rotation. The 4100K Gimbal generates 650 lumens and is designed to replace up to 50 watt halogen lights in recessed downlight applications. They operate on 120V, 60Hz input voltage (a 277v version is also available) and are dimmable down to about 20% when using approved dimmer switches. Click here to see the Lotus LED Light Dimmer Compatibility List Each Lotus LED Lights recessed down light carries a 10 year residential or 5 year commercial limited warranty. Click here to see the complete Lotus LED Light Limited Warranty Information. Lotus can offer this because every single driver is powered for a minimum of 24 hours together with the fixture that it is shipped with. Every LED is visually checked before and after the PCB is mounted on the fixture. No Random Tests Lotus Hand Tests Every Fixture And Driver. Lotus LED Lights 3 Inch Round Gimbal LED Downlight Retrofit Bronze Trim 4100K Cool White 650 Lumens | 4100 | 92 | 650 | 86.6667 | 24 | 7.5 | 1 | 58.46 | 58.46 | 68.6928 | 2020Q3 | https://www.greenelectricalsupply.com/lotus-led-lights-3-inch-gimbal-round-brushed-nickel-trim-4100k.aspx | Green Electrical Supply | 2020 | Yes
LED Lighting | Downlight | Manufacturer: Lotus LED Lights | True |  |  |  |  | 3" Recessed 3" Recessed Home > LED Indoor Light Fixtures > LED Downlights and Trims > 3 Inch Retrofits > 3 Inch Round Gimbal LED Downlight Retrofit White Trim 3000K Warm White 600 Lumens Product Specifications - Quick Reference Wattage: Dimensions: 7.5 Watts 3.25" Diameter x 1.75" High Beam Angle Tilt Angle: 40 degrees 30 degrees Working Voltage: Color Temp: 120 Volt 3000K Warranty: 5 Year Limited (Commercial) 10 Year Limited (Residential) Delivered Lumens: 600 Certifications: Energy Star, cULus, cETLus Since its first super slim products launch in 2010, Lotus LED Lights have set the competitive bar extremely high and are the most preferred super slim recessed LED lights used by architects, interior decorators, designers, builders, electricians and homeowners in North America. Lotus LED Lights offers superior flexibility, unlimited layout options and can be installed anywhere in your home to create a gorgeous high-end living environment by delivering warm and inviting light. These ultra thin recessed LED down lights are absolutely perfect for tight spaces, soffits, sloped ceilings, insulated and dropped ceilings. The Lotus LED Lights super slim recessed LED fixtures are cULus Listed, cETLus Approved, Energy Star Certified, rated Type IC (Direct Contact with Insulation) and they are air-tight. A recessed downlight housing (also called out as a Pot Light Housing) is NOT Required - even for Insulated Ceilings. This 1 Thick, low profile LED fixture fits directly under joists giving you maximum lighting layout flexibility in even the tightest spaces. Click here to see the Lotus 3 Inch Gimbal Recessed LED Specification Sheet. Every Lotus LED fixture is constructed with integral Epistar LEDs and the 120 volt, 60Hz, isolated, external, magnetic, constant current driver is factory installed inside the junction box. Lotus engineered all of their fixtures with the constant current driver in order run their fixtures at 90% of their rated current. This provides additional reliability and longer life. You need one driver for every fixture. Lotus engineers believe that if you have one driver for multiple fixtures you need to have an additional current regulator on every fixture if you want all fixtures to have the same brightness and the ability to dim simultaneously. The Lotus LED system is more reliable. Should you need to disconnect one fixture you would not effect the operation of the others. (Note: All connections in any ceiling requires a junction box, which Lotus provides as the driver compartment). Fixture comes connected to the driver by 12 long low voltage cable with waterproof connector in the middle. Depending on where you want the driver to be you have 2 options: To locate the driver next to the fixture simply run your line voltage wiring to the first junction box in your circuit and daisy chain to the junction boxes of the other fixtures, or install all of your drivers at one location and use low voltage extension cables to the fixtures (Use only extensions provided by the manufacturer. Available jumper cables are 6 feet (1.8m) and 20 feet (6m). Cables are linkable). The maximum run should not exceed 40 feet (12m). Click here to see the Lotus Damp Location Down Light Installation Instructions There are two 3" Gimbal models available to you from Lotus. The two primary differences are the brightness generated and the light color. As for brightness: model LL3G/30K generates 600 lumens and is a 50W halogen equivalent and model LL3G/41K generates 650 lumens and is also a 50W halogen equivalent. The trim diameter and width on the two models are the same: 3 1/4 inch diameter (Note: The hole has to be carefully cut since there is no room for mistakes). How much space do you need in the ceiling for the Gimbal? For these inch fixtures you need 2.5 inches of space above the drywall for Romex and 3.5 inches for MC or BX installations. The Lotus LED Light fixtures are really easy to install. Just check out the short video below. This item is the Lotus LED Lights LL3G/30K/WH, replacement for the LY3G/30K/WH. It is the slim, low profile, 7.5 watt, 3" x 1" thin, round, Gimbal, LED recessed down light with a white trim (a black or brushed nickel trim option is also available). The LL3G/30K/WH is Air-Tight and is rated for Damp locations (Not suitable for steam showers, saunas and outdoor locations where directly exposed to rain). This 3 inch LED retrofit has a beam angle of 40 degrees, tilt angle of 30 degrees with a 360 degree rotation. The 3000K Gimbal generates 600 lumens and is designed to replace up to 50 watt halogen lights in recessed downlight applications. They operate on 120V, 60Hz input voltage (a 277v version is also available) and are dimmable down to about 20% when using approved dimmer switches. Click here to see the Lotus LED Light Dimmer Compatibility List Each Lotus LED Lights recessed down light carries a 10 year residential or 5 year commercial limited warranty. Click here to see the complete Lotus LED Light Limited Warranty Information. Lotus can offer this because every single driver is powered for a minimum of 24 hours together with the fixture that it is shipped with. Every LED is visually checked before and after the PCB is mounted on the fixture. No Random Tests Lotus Hand Tests Every Fixture And Driver. Lotus LED Lights 3 Inch Round Gimbal LED Downlight Retrofit White Trim 3000K Warm White 600 Lumens | 3000 | 92 | 600 | 80 | 24 | 7.5 | 1 | 53.84 | 53.84 | 63.2641 | 2020Q3 | https://www.greenelectricalsupply.com/lotus-led-lights-3-inch-gimbal-round-white-trim-3000k.aspx | Green Electrical Supply | 2020 | Yes
LED Lighting | Downlight | Manufacturer: Lotus LED Lights | True |  |  |  |  | 3" Recessed 3" Recessed Home > LED Indoor Light Fixtures > LED Downlights and Trims > 3 Inch Retrofits > 3 Inch Round Gimbal LED Downlight Retrofit White Trim 4100K Cool White 650 Lumens Product Specifications - Quick Reference Wattage: Dimensions: 7.5 Watts 3.25" Diameter x 1.75" High Beam Angle Tilt Angle: 40 degrees 30 degrees Working Voltage: Color Temp: 120 Volt 4100K Warranty: 5 Year Limited (Commercial) 10 Year Limited (Residential) Delivered Lumens: 650 Certifications: Energy Star, cULus, cETLus Since its first super slim products launch in 2010, Lotus LED Lights have set the competitive bar extremely high and are the most preferred super slim recessed LED lights used by architects, interior decorators, designers, builders, electricians and homeowners in North America. Lotus LED Lights offers superior flexibility, unlimited layout options and can be installed anywhere in your home to create a gorgeous high-end living environment by delivering warm and inviting light. These ultra thin recessed LED down lights are absolutely perfect for tight spaces, soffits, sloped ceilings, insulated and dropped ceilings. The Lotus LED Lights super slim recessed LED fixtures are cULus Listed, cETLus Approved, Energy Star Certified, rated Type IC (Direct Contact with Insulation) and they are air-tight. A recessed downlight housing (also called out as a Pot Light Housing) is NOT Required - even for Insulated Ceilings. This 1 Thick, low profile LED fixture fits directly under joists giving you maximum lighting layout flexibility in even the tightest spaces. Click here to see the Lotus 3 Inch Gimbal Recessed LED Specification Sheet. Every Lotus LED fixture is constructed with integral Epistar LEDs and the 120 volt, 60Hz, isolated, external, magnetic, constant current driver is factory installed inside the junction box. Lotus engineered all of their fixtures with the constant current driver in order run their fixtures at 90% of their rated current. This provides additional reliability and longer life. You need one driver for every fixture. Lotus engineers believe that if you have one driver for multiple fixtures you need to have an additional current regulator on every fixture if you want all fixtures to have the same brightness and the ability to dim simultaneously. The Lotus LED system is more reliable. Should you need to disconnect one fixture you would not effect the operation of the others. (Note: All connections in any ceiling requires a junction box, which Lotus provides as the driver compartment). Fixture comes connected to the driver by 12 long low voltage cable with waterproof connector in the middle. Depending on where you want the driver to be you have 2 options: To locate the driver next to the fixture simply run your line voltage wiring to the first junction box in your circuit and daisy chain to the junction boxes of the other fixtures, or install all of your drivers at one location and use low voltage extension cables to the fixtures (Use only extensions provided by the manufacturer. Available jumper cables are 6 feet (1.8m) and 20 feet (6m). Cables are linkable). The maximum run should not exceed 40 feet (12m). Click here to see the Lotus Damp Location Down Light Installation Instructions There are two 3" Gimbal models available to you from Lotus. The two primary differences are the brightness generated and the light color. As for brightness: model LL3G/30K generates 600 lumens and is a 50W halogen equivalent and model LL3G/41K generates 650 lumens and is also a 50W halogen equivalent. The trim diameter and width on the two models are the same: 3 1/4 inch diameter (Note: The hole has to be carefully cut since there is no room for mistakes). How much space do you need in the ceiling for the Gimbal? For these inch fixtures you need 2.5 inches of space above the drywall for Romex and 3.5 inches for MC or BX installations. The Lotus LED Light fixtures are really easy to install. Just check out the short video below. This item is the Lotus LED Lights LL3G/41K/WH, replacement for the LY3G/41K/WH. It is the slim, low profile, 7.5 watt, 3" x 1" thin, round, Gimbal, LED recessed down light with a white trim (a black or brushed nickel trim option is also available). The LL3G/41K/WH is Air-Tight and is rated for Damp locations (Not suitable for steam showers, saunas and outdoor locations where directly exposed to rain). This 3 inch LED retrofit has a beam angle of 40 degrees, tilt angle of 30 degrees with a 360 degree rotation. The 4100K Gimbal generates 650 lumens and is designed to replace up to 50 watt halogen lights in recessed downlight applications. They operate on 120V, 60Hz input voltage (a 277v version is also available) and are dimmable down to about 20% when using approved dimmer switches. Click here to see the Lotus LED Light Dimmer Compatibility List Each Lotus LED Lights recessed down light carries a 10 year residential or 5 year commercial limited warranty. Click here to see the complete Lotus LED Light Limited Warranty Information. Lotus can offer this because every single driver is powered for a minimum of 24 hours together with the fixture that it is shipped with. Every LED is visually checked before and after the PCB is mounted on the fixture. No Random Tests Lotus Hand Tests Every Fixture And Driver. Lotus LED Lights 3 Inch Round Gimbal LED Downlight Retrofit White Trim 4100K Cool White 650 Lumens | 4100 | 92 | 650 | 86.6667 | 24 | 7.5 | 1 | 52.3 | 52.3 | 61.4545 | 2020Q3 | https://www.greenelectricalsupply.com/lotus-led-lights-3-inch-gimbal-round-white-trim-4100k.aspx | Green Electrical Supply | 2020 | Yes
LED Lighting | Downlight | Manufacturer: Lotus LED Lights | True |  |  |  |  | 4" Recessed 4" Recessed Home > LED Indoor Light Fixtures > LED Downlights and Trims > 4 Inch Retrofits > Round > 4000K Cool White > 4 Inch 9 Watt Super Thin Round LED Downlight Brushed Nickel Trim 4100K Cool White 600 Lumens Product Specifications - Quick Reference Wattage: Dimensions: 9 Watts 4.75" Diameter x .5" High Beam Angle Operating Life: 110 degrees 50,000 hours Working Voltage: Color Temperature: 120 Volt 4100K Warranty: 5 Year Limited (Commercial) 10 Year Limited (Residential) Light Output: 600 Lumens Certifications: Energy Star, cULus, cETLus Since its first super slim products launch in 2010, Lotus LED Lights have set the competitive bar extremely high and are the most preferred super slim recessed LED lights used by architects, interior decorators, designers, builders, electricians and homeowners in North America. Lotus LED Lights offers superior flexibility, unlimited layout options and can be installed anywhere in your home to create a gorgeous high-end living environment by delivering warm and inviting light. These ultra thin recessed LED down lights are absolutely perfect for tight spaces, soffits, insulated and dropped ceilings. The Lotus LED Lights super slim recessed LED fixtures are cULus Listed, cETLus Approved, Energy Star Certified, rated Type IC (Direct Contact with Insulation) and they are air-tight. A recessed downlight housing (also called out as a Pot Light Housing) is NOT Required - even for Insulated Ceilings. This 1/2 Thick, low profile LED fixture fits directly under joists giving you maximum lighting layout flexibility in even the tightest spaces. Click here to see the Lotus 4 Inch Super Thin Recessed LED Specification Sheet. Every Lotus LED fixture is constructed with integral Epistar LEDs and the 120 volt, 60Hz, isolated, external, magnetic, constant current driver is factory installed inside the junction box. Lotus engineered all of their fixtures with the constant current driver in order run their fixtures at 90% of their rated current. This provides additional reliability and longer life. You need one driver for every fixture. Lotus engineers believe that if you have one driver for multiple fixtures you need to have an additional current regulator on every fixture if you want all fixtures to have the same brightness and the ability to dim simultaneously. The Lotus LED system is more reliable. Should you need to disconnect one fixture you would not effect the operation of the others. (Note: All connections in any ceiling requires a junction box, which Lotus provides as the driver compartment). Fixture comes connected to the driver by 12 long low voltage cable with waterproof connector in the middle. Depending on where you want the driver to be you have 2 options: To locate the driver next to the fixture simply run your line voltage wiring to the first junction box in your circuit and daisy chain to the junction boxes of the other fixtures, or install all of your drivers at one location and use low voltage extension cables to the fixtures (Use only extensions provided by the manufacturer. Available jumper cables are 6 feet (1.8m) and 20 feet (6m). Cables are linkable). The maximum run should not exceed 40 feet (12m). Click here to see the Lotus Wet Location Down Light Installation Instructions There are two 4" models available to you from Lotus. The two primary differences are the brightness generated and the trim diameter and width. As for brightness: model LY4RCS generates 600 lumens and is a 50W halogen equivalent and model LY41RCD generates 700 lumens and is a 65W halogen equivalent. The trim diameter and width on model LY4RCS is 4 3/4 inch OD and the ID is 4 1/8 inch (Note: The hole has to be carefully cut since there is no room for mistakes). Model LY41RCD is 4 15/16 inch OD and the ID is 3 15/16 inch. The trim is wider so this model may even cover existing holes. The 1/2 inch can be installed directly under joists same thickness as the drywall, thus allowing maximum layout flexibility, and their price is lower. If you do not have the joists restriction go for the 1 inch thick models you can install less fixtures for the same brightness level. How much space do you need in the Ceiling? For the 4 inch fixtures you need 2 inches of space above the drywall in order to squeeze the rectangular junction box through the 4 inch round ceiling hole. 6 inch fixtures are also available and you will need 1 1/2 inch space. The Lotus LED Light fixtures are really easy to install. Just check out the short video below. This item is the Lotus LED Lights LY4RCS/41K/BN. It is the super thin, ultra low profile, 9 watt, 4" x 1/2" thin, round, LED recessed down light with a brushed nickel trim (a white or black trim option is also available). The LY4RCS/41K/BN is Air-Tight and is rated for Wet locations and Insulated Ceilings. This 4 inch LED retrofit has a beam angle of 110 degrees, generates 600 lumens of 4100K light and is designed to replace up to 50 watt halogen lights in recessed downlight applications. They operate on 120V, 60Hz input voltage (a 277v version is also available) and are dimmable down to about 10% when using approved dimmer switches. Click here to see the Lotus LED Light Dimmer Compatibility List Each Lotus LED Lights recessed down light carries a 10 year residential or 5 year commercial limited warranty. Click here to see the complete Lotus LED Light Limited Warranty Information. Lotus can offer this because every single driver is powered for a minimum of 24 hours together with the fixture that it is shipped with. Every LED is visually checked before and after the PCB is mounted on the fixture. No Random Tests Lotus Hand Tests Every Fixture And Driver. Lotus LED Lights 4 Inch 9 Watt Super Thin Round LED Downlight Brushed Nickel Trim 4100K Cool White 600 Lumens | 4100 | 82 | 600 | 66.6667 | 50000 | 9 | 1 | 47.69 | 47.69 | 56.0376 | 2020Q3 | https://www.greenelectricalsupply.com/lotus-led-lights-4-inch-round-super-thin-led-down-light-nickel-4100k.aspx | Green Electrical Supply | 2020 | Yes
LED Lighting | Downlight | Manufacturer: Lotus LED Lights | True |  |  |  |  | 4" Recessed 4" Recessed Home > LED Indoor Light Fixtures > LED Downlights and Trims > 4 Inch Retrofits > Round > 4000K Cool White > 4 Inch 9 Watt Super Thin Round LED Downlight White Trim 4100K Cool White 600 Lumens Product Specifications - Quick Reference Wattage: Dimensions: 9 Watts 4.75" Diameter x .5" High Beam Angle Operating Life: 110 degrees 50,000 hours Working Voltage: Color Temperature: 120 Volt 4100K Warranty: 5 Year Limited (Commercial) 10 Year Limited (Residential) Light Output: 600 Lumens Certifications: Energy Star, cULus, cETLus Since its first super slim products launch in 2010, Lotus LED Lights have set the competitive bar extremely high and are the most preferred super slim recessed LED lights used by architects, interior decorators, designers, builders, electricians and homeowners in North America. Lotus LED Lights offers superior flexibility, unlimited layout options and can be installed anywhere in your home to create a gorgeous high-end living environment by delivering warm and inviting light. These ultra thin recessed LED down lights are absolutely perfect for tight spaces, soffits, insulated and dropped ceilings. The Lotus LED Lights super slim recessed LED fixtures are cULus Listed, cETLus Approved, Energy Star Certified, rated Type IC (Direct Contact with Insulation) and they are air-tight. A recessed downlight housing (also called out as a Pot Light Housing) is NOT Required - even for Insulated Ceilings. This 1/2 Thick, low profile LED fixture fits directly under joists giving you maximum lighting layout flexibility in even the tightest spaces. Click here to see the Lotus 4 Inch Super Thin Recessed LED Specification Sheet. Every Lotus LED fixture is constructed with integral Epistar LEDs and the 120 volt, 60Hz, isolated, external, magnetic, constant current driver is factory installed inside the junction box. Lotus engineered all of their fixtures with the constant current driver in order run their fixtures at 90% of their rated current. This provides additional reliability and longer life. You need one driver for every fixture. Lotus engineers believe that if you have one driver for multiple fixtures you need to have an additional current regulator on every fixture if you want all fixtures to have the same brightness and the ability to dim simultaneously. The Lotus LED system is more reliable. Should you need to disconnect one fixture you would not effect the operation of the others. (Note: All connections in any ceiling requires a junction box, which Lotus provides as the driver compartment). Fixture comes connected to the driver by 12 long low voltage cable with waterproof connector in the middle. Depending on where you want the driver to be you have 2 options: To locate the driver next to the fixture simply run your line voltage wiring to the first junction box in your circuit and daisy chain to the junction boxes of the other fixtures, or install all of your drivers at one location and use low voltage extension cables to the fixtures (Use only extensions provided by the manufacturer. Available jumper cables are 6 feet (1.8m) and 20 feet (6m). Cables are linkable). The maximum run should not exceed 40 feet (12m). Click here to see the Lotus Wet Location Down Light Installation Instructions There are two 4" models available to you from Lotus. The two primary differences are the brightness generated and the trim diameter and width. As for brightness: model LY4RCS generates 600 lumens and is a 50W halogen equivalent and model LY41RCD generates 700 lumens and is a 65W halogen equivalent. The trim diameter and width on model LY4RCS is 4 3/4 inch OD and the ID is 4 1/8 inch (Note: The hole has to be carefully cut since there is no room for mistakes). Model LY41RCD is 4 15/16 inch OD and the ID is 3 15/16 inch. The trim is wider so this model may even cover existing holes. The 1/2 inch can be installed directly under joists same thickness as the drywall, thus allowing maximum layout flexibility, and their price is lower. If you do not have the joists restriction go for the 1 inch thick models you can install less fixtures for the same brightness level. How much space do you need in the Ceiling? For the 4 inch fixtures you need 2 inches of space above the drywall in order to squeeze the rectangular junction box through the 4 inch round ceiling hole. 6 inch fixtures are also available and you will need 1 1/2 inch space. The Lotus LED Light fixtures are really easy to install. Just check out the short video below. This item is the Lotus LED Lights LY4RCS/41K/WT. It is the super thin, ultra low profile, 9 watt, 4" x 1/2" thin, round, LED recessed down light with a white trim (a brushed nickel or black trim option is also available). The LY4RCS/41K/WT is Air-Tight and is rated for Wet locations and Insulated Ceilings. This 4 inch LED retrofit has a beam angle of 110 degrees, generates 600 lumens of 4100K light and is designed to replace up to 50 watt halogen lights in recessed downlight applications. They operate on 120V, 60Hz input voltage (a 277v version is also available) and are dimmable down to about 10% when using approved dimmer switches. Click here to see the Lotus LED Light Dimmer Compatibility List Each Lotus LED Lights recessed down light carries a 10 year residential or 5 year commercial limited warranty. Click here to see the complete Lotus LED Light Limited Warranty Information. Lotus can offer this because every single driver is powered for a minimum of 24 hours together with the fixture that it is shipped with. Every LED is visually checked before and after the PCB is mounted on the fixture. No Random Tests Lotus Hand Tests Every Fixture And Driver. Lotus LED Lights 4 Inch 9 Watt Super Thin Round LED Downlight White Trim 4100K Cool White 600 Lumens | 4100 | 82 | 600 | 66.6667 | 50000 | 9 | 1 | 44.62 | 44.62 | 52.4302 | 2020Q3 | https://www.greenelectricalsupply.com/lotus-led-lights-4-inch-round-super-thin-led-down-light-white-trim-4100k.aspx | Green Electrical Supply | 2020 | Yes
LED Lighting | Downlight | Manufacturer: Lotus LED Lights | True |  |  |  |  | 4" Recessed 4" Recessed Home > LED Indoor Light Fixtures > LED Downlights and Trims > 4 Inch Retrofits > Round > 3000K Warm White > 4 Inch 9 Watt Super Thin Round LED Downlight Black Trim 3000K Warm White 550 Lumens Product Specifications - Quick Reference Wattage: Dimensions: 9 Watts 4.75" Diameter x .5" High Beam Angle Operating Life: 110 degrees 50,000 hours Working Voltage: Color Temp: 120 Volt 3000K Warranty: 5 Year Limited (Commercial) 10 Year Limited (Residential) Light Output: 550 Lumens Certifications: Energy Star, cULus, cETLus Since its first super slim products launch in 2010, Lotus LED Lights have set the competitive bar extremely high and are the most preferred super slim recessed LED lights used by architects, interior decorators, designers, builders, electricians and homeowners in North America. Lotus LED Lights offers superior flexibility, unlimited layout options and can be installed anywhere in your home to create a gorgeous high-end living environment by delivering warm and inviting light. These ultra thin recessed LED down lights are absolutely perfect for tight spaces, soffits, insulated and dropped ceilings. The Lotus LED Lights super slim recessed LED fixtures are cULus Listed, cETLus Approved, Energy Star Certified, rated Type IC (Direct Contact with Insulation) and they are air-tight. A recessed downlight housing (also called out as a Pot Light Housing) is NOT Required - even for Insulated Ceilings. This 1/2 Thick, low profile LED fixture fits directly under joists giving you maximum lighting layout flexibility in even the tightest spaces. Click here to see the Lotus 4 Inch Super Thin Recessed LED Specification Sheet. Every Lotus LED fixture is constructed with integral Epistar LEDs and the 120 volt, 60Hz, isolated, external, magnetic, constant current driver is factory installed inside the junction box. Lotus engineered all of their fixtures with the constant current driver in order run their fixtures at 90% of their rated current. This provides additional reliability and longer life. You need one driver for every fixture. Lotus engineers believe that if you have one driver for multiple fixtures you need to have an additional current regulator on every fixture if you want all fixtures to have the same brightness and the ability to dim simultaneously. The Lotus LED system is more reliable. Should you need to disconnect one fixture you would not effect the operation of the others. (Note: All connections in any ceiling requires a junction box, which Lotus provides as the driver compartment). Fixture comes connected to the driver by 12 long low voltage cable with waterproof connector in the middle. Depending on where you want the driver to be you have 2 options: To locate the driver next to the fixture simply run your line voltage wiring to the first junction box in your circuit and daisy chain to the junction boxes of the other fixtures, or install all of your drivers at one location and use low voltage extension cables to the fixtures (Use only extensions provided by the manufacturer. Available jumper cables are 6 feet (1.8m) and 20 feet (6m). Cables are linkable). The maximum run should not exceed 40 feet (12m). Click here to see the Lotus Wet Location Down Light Installation Instructions There are two 4" models available to you from Lotus. The two primary differences are the brightness generated and the trim diameter and width. As for brightness: model LY4RCS generates 550 lumens and is a 50W halogen equivalent and model LY41RCD generates 700 lumens and is a 65W halogen equivalent. The trim diameter and width on model LY4RCS is 4 3/4 inch OD and the ID is 4 1/8 inch (Note: The hole has to be carefully cut since there is no room for mistakes). Model LY41RCD is 4 15/16 inch OD and the ID is 3 15/16 inch. The trim is wider so this model may even cover existing holes. The 1/2 inch can be installed directly under joists same thickness as the drywall, thus allowing maximum layout flexibility, and their price is lower. If you do not have the joists restriction go for the 1 inch thick models you can install less fixtures for the same brightness level. How much space do you need in the Ceiling? For the 4 inch fixtures you need 2 inches of space above the drywall in order to squeeze the rectangular junction box through the 4 inch round ceiling hole. 6 inch fixtures are also available and you will need 1 1/2 inch space. The Lotus LED Light fixtures are really easy to install. Just check out the short video below. This item is the Lotus LED Lights LY4RCS/30K/BK. It is the super thin, ultra low profile, 9 watt, 4" x 1/2" thin, round, LED recessed down light with a black trim (a white or brushed nickel trim option is also available). The LY4RCS/30K/BK is Air-Tight and is rated for Wet locations and Insulated Ceilings. This 4 inch LED retrofit has a beam angle of 110 degrees, generates 550 lumens of 3000K light and is designed to replace up to 50 watt halogen lights in recessed downlight applications. They operate on 120V, 60Hz input voltage (a 277v version is also available) and are dimmable down to about 20% when using approved dimmer switches. Click here to see the Lotus LED Light Dimmer Compatibility List Each Lotus LED Lights recessed down light carries a 10 year residential or 5 year commercial limited warranty. Click here to see the complete Lotus LED Light Limited Warranty Information. Lotus can offer this because every single driver is powered for a minimum of 24 hours together with the fixture that it is shipped with. Every LED is visually checked before and after the PCB is mounted on the fixture. No Random Tests Lotus Hand Tests Every Fixture And Driver. Lotus LED Lights 4 Inch 9 Watt Super Thin Round LED Downlight Black Trim 3000K Warm White 550 Lumens | 3000 | 84 | 550 | 61.1111 | 50000 | 9 | 1 | 44.62 | 44.62 | 52.4302 | 2020Q3 | https://www.greenelectricalsupply.com/lotus-led-lights-4-inch-round-super-thin-led-retrofit-black-trim-3000k.aspx | Green Electrical Supply | 2020 | Yes
LED Lighting | Downlight | Manufacturer: Lotus LED Lights | True |  |  |  |  | 4" Recessed 4" Recessed Home > LED Indoor Light Fixtures > LED Downlights and Trims > 4 Inch Retrofits > Round > 4000K Cool White > 4 Inch 9 Watt Super Thin Round LED Downlight Black Trim 4100K Cool White 600 Lumens Product Specifications - Quick Reference Wattage: Dimensions: 9 Watts 4.75" Diameter x .5" High Beam Angle Operating Life: 110 degrees 50,000 hours Working Voltage: Color Temp: 120 Volt 4100K Warranty: 5 Year Limited (Commercial) 10 Year Limited (Residential) Light Output: 600 Lumens Certifications: Energy Star, cULus, cETLus Since its first super slim products launch in 2010, Lotus LED Lights have set the competitive bar extremely high and are the most preferred super slim recessed LED lights used by architects, interior decorators, designers, builders, electricians and homeowners in North America. Lotus LED Lights offers superior flexibility, unlimited layout options and can be installed anywhere in your home to create a gorgeous high-end living environment by delivering warm and inviting light. These ultra thin recessed LED down lights are absolutely perfect for tight spaces, soffits, insulated and dropped ceilings. The Lotus LED Lights super slim recessed LED fixtures are cULus Listed, cETLus Approved, Energy Star Certified, rated Type IC (Direct Contact with Insulation) and they are air-tight. A recessed downlight housing (also called out as a Pot Light Housing) is NOT Required - even for Insulated Ceilings. This 1/2 Thick, low profile LED fixture fits directly under joists giving you maximum lighting layout flexibility in even the tightest spaces. Click here to see the Lotus 4 Inch Super Thin Recessed LED Specification Sheet. Every Lotus LED fixture is constructed with integral Epistar LEDs and the 120 volt, 60Hz, isolated, external, magnetic, constant current driver is factory installed inside the junction box. Lotus engineered all of their fixtures with the constant current driver in order run their fixtures at 90% of their rated current. This provides additional reliability and longer life. You need one driver for every fixture. Lotus engineers believe that if you have one driver for multiple fixtures you need to have an additional current regulator on every fixture if you want all fixtures to have the same brightness and the ability to dim simultaneously. The Lotus LED system is more reliable. Should you need to disconnect one fixture you would not effect the operation of the others. (Note: All connections in any ceiling requires a junction box, which Lotus provides as the driver compartment). Fixture comes connected to the driver by 12 long low voltage cable with waterproof connector in the middle. Depending on where you want the driver to be you have 2 options: To locate the driver next to the fixture simply run your line voltage wiring to the first junction box in your circuit and daisy chain to the junction boxes of the other fixtures, or install all of your drivers at one location and use low voltage extension cables to the fixtures (Use only extensions provided by the manufacturer. Available jumper cables are 6 feet (1.8m) and 20 feet (6m). Cables are linkable). The maximum run should not exceed 40 feet (12m). Click here to see the Lotus Wet Location Down Light Installation Instructions There are two 4" models available to you from Lotus. The two primary differences are the brightness generated and the trim diameter and width. As for brightness: model LY4RCS generates 600 lumens and is a 50W halogen equivalent and model LY41RCD generates 700 lumens and is a 65W halogen equivalent. The trim diameter and width on model LY4RCS is 4 3/4 inch OD and the ID is 4 1/8 inch (Note: The hole has to be carefully cut since there is no room for mistakes). Model LY41RCD is 4 15/16 inch OD and the ID is 3 15/16 inch. The trim is wider so this model may even cover existing holes. The 1/2 inch can be installed directly under joists same thickness as the drywall, thus allowing maximum layout flexibility, and their price is lower. If you do not have the joists restriction go for the 1 inch thick models you can install less fixtures for the same brightness level. How much space do you need in the Ceiling? For the 4 inch fixtures you need 2 inches of space above the drywall in order to squeeze the rectangular junction box through the 4 inch round ceiling hole. 6 inch fixtures are also available and you will need 1 1/2 inch space. The Lotus LED Light fixtures are really easy to install. Just check out the short video below. This item is the Lotus LED Lights LY4RCS/41K/BK. It is the super thin, ultra low profile, 9 watt, 4" x 1/2" thin, round, LED recessed down light with a black trim (a brushed nickel or white trim option is also available). The LY4RCS/41K/BK is Air-Tight and is rated for Wet locations and Insulated Ceilings.. This 4 inch LED retrofit has a beam angle of 110 degrees, generates 600 lumens of 4100K light and is designed to replace up to 50 watt halogen lights in recessed downlight applications. They operate on 120V, 60Hz input voltage (a 277v version is also available) and are dimmable down to about 10% when using approved dimmer switches. Click here to see the Lotus LED Light Dimmer Compatibility List Each Lotus LED Lights recessed down light carries a 10 year residential or 5 year commercial limited warranty. Click here to see the complete Lotus LED Light Limited Warranty Information. Lotus can offer this because every single driver is powered for a minimum of 24 hours together with the fixture that it is shipped with. Every LED is visually checked before and after the PCB is mounted on the fixture. No Random Tests Lotus Hand Tests Every Fixture And Driver. Lotus LED Lights 4 Inch 9 Watt Super Thin Round LED Downlight Black Trim 4100K Cool White 600 Lumens | 4100 | 82 | 600 | 66.6667 | 50000 | 9 | 1 | 44.62 | 44.62 | 52.4302 | 2020Q3 | https://www.greenelectricalsupply.com/lotus-led-lights-4-inch-round-super-thin-led-retrofit-black-trim-4100k.aspx | Green Electrical Supply | 2020 | Yes
LED Lighting | Downlight | Manufacturer: Lotus LED Lights | True |  |  |  |  | 4" Recessed 4" Recessed Home > LED Indoor Light Fixtures > LED Downlights and Trims > 4 Inch Retrofits > Round > 3000K Warm White > 4 Inch 9 Watt Super Thin Round LED Downlight White Trim 3000K Warm White 550 Lumens Product Specifications - Quick Reference Wattage: Dimensions: 9 Watts 4.75" Diameter by .5" High Beam Angle Operating Life: 110 degrees 50,000 hours Working Voltage: Color Temp: 120 Volt 3000K Warranty: 5 Year Limited (Commercial) 10 Year Limited (Residential) Light Output: 550 Lumens Certifications: Energy Star, cULus, cETLus Since its first super slim products launch in 2010, Lotus LED Lights have set the competitive bar extremely high and are the most preferred super slim recessed LED lights used by architects, interior decorators, designers, builders, electricians and homeowners in North America. Lotus LED Lights offers superior flexibility, unlimited layout options and can be installed anywhere in your home to create a gorgeous high-end living environment by delivering warm and inviting light. These ultra thin recessed LED down lights are absolutely perfect for tight spaces, soffits, insulated and dropped ceilings. The Lotus LED Lights super slim recessed LED fixtures are cULus Listed, cETLus Approved, Energy Star Certified, rated Type IC (Direct Contact with Insulation) and they are air-tight. A recessed downlight housing (also called out as a Pot Light Housing) is NOT Required - even for Insulated Ceilings. This 1/2 Thick, low profile LED fixture fits directly under joists giving you maximum lighting layout flexibility in even the tightest spaces. Click here to see the Lotus 4 Inch Super Thin Recessed LED Specification Sheet. Every Lotus LED fixture is constructed with integral Epistar LEDs and the 120 volt, 60Hz, isolated, external, magnetic, constant current driver is factory installed inside the junction box. Lotus engineered all of their fixtures with the constant current driver in order run their fixtures at 90% of their rated current. This provides additional reliability and longer life. You need one driver for every fixture. Lotus engineers believe that if you have one driver for multiple fixtures you need to have an additional current regulator on every fixture if you want all fixtures to have the same brightness and the ability to dim simultaneously. The Lotus LED system is more reliable. Should you need to disconnect one fixture you would not effect the operation of the others. (Note: All connections in any ceiling requires a junction box, which Lotus provides as the driver compartment). Fixture comes connected to the driver by 12 long low voltage cable with waterproof connector in the middle. Depending on where you want the driver to be you have 2 options: To locate the driver next to the fixture simply run your line voltage wiring to the first junction box in your circuit and daisy chain to the junction boxes of the other fixtures, or install all of your drivers at one location and use low voltage extension cables to the fixtures (Use only extensions provided by the manufacturer. Available jumper cables are 6 feet (1.8m) and 20 feet (6m). Cables are linkable). The maximum run should not exceed 40 feet (12m). Click here to see the Lotus Wet Location Down Light Installation Instructions There are two 4" models available to you from Lotus. The two primary differences are the brightness generated and the trim diameter and width. As for brightness: model LY4RCS generates 550 lumens and is a 50W halogen equivalent and model LY41RCD generates 700 lumens and is a 65W halogen equivalent. The trim diameter and width on model LY4RCS is 4 3/4 inch OD and the ID is 4 1/8 inch (Note: The hole has to be carefully cut since there is no room for mistakes). Model LY41RCD is 4 15/16 inch OD and the ID is 3 15/16 inch. The trim is wider so this model may even cover existing holes. The 1/2 inch can be installed directly under joists same thickness as the drywall, thus allowing maximum layout flexibility, and their price is lower. If you do not have the joists restriction go for the 1 inch thick models you can install less fixtures for the same brightness level. How much space do you need in the Ceiling? For the 4 inch fixtures you need 2 inches of space above the drywall in order to squeeze the rectangular junction box through the 4 inch round ceiling hole. 6 inch fixtures are also available and you will need 1 1/2 inch space. The Lotus LED Light fixtures are really easy to install. Just check out the short video below. This item is the Lotus LED Lights LY4RCS/30K/WH. It is the super thin, ultra low profile, 9 watt, 4" x 1/2" thin, round, LED recessed down light with a white trim (a brushed nickel or black trim option is also available). The LY4RCS/30K/WH is Air-Tight and is rated for Wet locations and Insulated Ceilings. This 4 inch LED retrofit has a beam angle of 110 degrees, generates 550 lumens of 3000K light and is designed to replace up to 50 watt halogen lights in recessed downlight applications. They operate on 120V, 60Hz input voltage (a 277v version is also available) and are dimmable down to about 20% when using approved dimmer switches. Click here to see the Lotus LED Light Dimmer Compatibility List Each Lotus LED Lights recessed down light carries a 10 year residential or 5 year commercial limited warranty. Click here to see the complete Lotus LED Light Limited Warranty Information. Lotus can offer this because every single driver is powered for a minimum of 24 hours together with the fixture that it is shipped with. Every LED is visually checked before and after the PCB is mounted on the fixture. No Random Tests Lotus Hand Tests Every Fixture And Driver. Lotus LED Lights 4 Inch 9 Watt Super Thin Round LED Downlight White Trim 3000K Warm White 550 Lumens | 3000 | 84 | 550 | 61.1111 | 50000 | 9 | 1 | 44.62 | 44.62 | 52.4302 | 2020Q3 | https://www.greenelectricalsupply.com/lotus-led-lights-4-inch-super-thin-led-round-down-light-white-trim-3000k.aspx | Green Electrical Supply | 2020 | Yes
LED Lighting | Downlight | Manufacturer: Lotus LED Lights | True |  |  |  |  | 4" Recessed 4" Recessed Home > LED Indoor Light Fixtures > LED Downlights and Trims > 4 Inch Retrofits > Round > 3000K Warm White > 4 Inch 9 Watt Super Thin Round LED Downlight Brushed Nickel Trim 3000K Warm White 550 Lumens Product Specifications - Quick Reference Wattage: Dimensions: 9 Watts 4.75" Diameter by .5" High Beam Angle Operating Life: 110 degrees 50,000 hours Working Voltage: Color Temp: 120 Volt 3000K Warranty: 5 Year Limited (Commercial) 10 Year Limited (Residential) Light Output: 550 Lumens Certifications: Energy Star, cULus, cETLus Since its first super slim products launch in 2010, Lotus LED Lights have set the competitive bar extremely high and are the most preferred super slim recessed LED lights used by architects, interior decorators, designers, builders, electricians and homeowners in North America. Lotus LED Lights offers superior flexibility, unlimited layout options and can be installed anywhere in your home to create a gorgeous high-end living environment by delivering warm and inviting light. These ultra thin recessed LED down lights are absolutely perfect for tight spaces, soffits, insulated and dropped ceilings. The Lotus LED Lights super slim recessed LED fixtures are cULus Listed, cETLus Approved, Energy Star Certified, rated Type IC (Direct Contact with Insulation) and they are air-tight. A recessed downlight housing (also called out as a Pot Light Housing) is NOT Required - even for Insulated Ceilings. This 1/2 Thick, low profile LED fixture fits directly under joists giving you maximum lighting layout flexibility in even the tightest spaces. Click here to see the Lotus 4 Inch Super Thin Recessed LED Specification Sheet. Every Lotus LED fixture is constructed with integral Epistar LEDs and the 120 volt, 60Hz, isolated, external, magnetic, constant current driver is factory installed inside the junction box. Lotus engineered all of their fixtures with the constant current driver in order run their fixtures at 90% of their rated current. This provides additional reliability and longer life. You need one driver for every fixture. Lotus engineers believe that if you have one driver for multiple fixtures you need to have an additional current regulator on every fixture if you want all fixtures to have the same brightness and the ability to dim simultaneously. The Lotus LED system is more reliable. Should you need to disconnect one fixture you would not effect the operation of the others. (Note: All connections in any ceiling requires a junction box, which Lotus provides as the driver compartment). Fixture comes connected to the driver by 12 long low voltage cable with waterproof connector in the middle. Depending on where you want the driver to be you have 2 options: To locate the driver next to the fixture simply run your line voltage wiring to the first junction box in your circuit and daisy chain to the junction boxes of the other fixtures, or install all of your drivers at one location and use low voltage extension cables to the fixtures (Use only extensions provided by the manufacturer. Available jumper cables are 6 feet (1.8m) and 20 feet (6m). Cables are linkable). The maximum run should not exceed 40 feet (12m). Click here to see the Lotus Wet Location Down Light Installation Instructions There are two 4" models available to you from Lotus. The two primary differences are the brightness generated and the trim diameter and width. As for brightness: model LY4RCS generates 550 lumens and is a 50W halogen equivalent and model LY41RCD generates 700 lumens and is a 65W halogen equivalent. The trim diameter and width on model LY4RCS is 4 3/4 inch OD and the ID is 4 1/8 inch (Note: The hole has to be carefully cut since there is no room for mistakes). Model LY41RCD is 4 15/16 inch OD and the ID is 3 15/16 inch. The trim is wider so this model may even cover existing holes. The 1/2 inch can be installed directly under joists same thickness as the drywall, thus allowing maximum layout flexibility, and their price is lower. If you do not have the joists restriction go for the 1 inch thick models you can install less fixtures for the same brightness level. How much space do you need in the Ceiling? For the 4 inch fixtures you need 2 inches of space above the drywall in order to squeeze the rectangular junction box through the 4 inch round ceiling hole. 6 inch fixtures are also available and you will need 1 1/2 inch space. The Lotus LED Light fixtures are really easy to install. Just check out the short video below. This item is the Lotus LED Lights LY4RCS/30K/BN. It is the super thin, ultra low profile, 9 watt, 4" x 1/2" thin, round, LED recessed down light with a brushed nickel trim (a white or black trim option is also available). The LY4RCS/30K/BN is Air-Tight and is rated for Wet locations and Insulated Ceilings. This 4 inch LED retrofit has a beam angle of 110 degrees, generates 550 lumens of 3000K light and is designed to replace up to 50 watt halogen lights in recessed downlight applications. They operate on 120V, 60Hz input voltage (a 277v version is also available) and are dimmable down to about 20% when using approved dimmer switches. Click here to see the Lotus LED Light Dimmer Compatibility List Each Lotus LED Lights recessed down light carries a 10 year residential or 5 year commercial limited warranty. Click here to see the complete Lotus LED Light Limited Warranty Information. Lotus can offer this because every single driver is powered for a minimum of 24 hours together with the fixture that it is shipped with. Every LED is visually checked before and after the PCB is mounted on the fixture. No Random Tests Lotus Hand Tests Every Fixture And Driver. Lotus LED Lights 4 Inch 9 Watt Super Thin Round LED Downlight Brushed Nickel Trim 3000K Warm White 550 Lumens | 3000 | 84 | 550 | 61.1111 | 50000 | 9 | 1 | 47.69 | 47.69 | 56.0376 | 2020Q3 | https://www.greenelectricalsupply.com/lotus-led-lights-4-super-thin-led-round-nickel-3000k.aspx | Green Electrical Supply | 2020 | Yes
LED Lighting | Downlight | Manufacturer: MaxLite | True | Daylighting/Photocell, |  | PAR38 | Medium E26 | Home > Closeout Fixtures and Light Bulbs > 17 Watt 1300 Lumen 40 Degree Beam 120V Dimmable LED PAR38 Light Bulb 5000K ** Non-CEC Compliant - NOT Lawful for Sale in California ** Product Specifications - Quick Reference Lamp Wattage: Working Voltage: 17 Watts 120 Volt Dimensions: Dimmability: 4.75" W x 5.10" (MOL) YES - Dimmable CRI: Delivered Lumens: 80 CRI 1,300 Lumens Replaces: Certifications: 150W Incandescent UL, RoHS, FCC Light Color: 5000K Daylight Warranty: 5 Year Limited MaxLite's LED PAR38 lamp is a versatile, cost effective light source. Maxlite's LED PAR38 lamp that is ideal for downlights and flood lights in either dry, damp or wet locations. It consumes only 17 watts and replaces a 150-watt incandescent bulb. The result is up to 90 percent savings in energy. The bulb has a life of 25,000 hours at L70 standards. Lumen maintenance is enhanced by the integrated thermal management system. All of the LEDs are matched for color and CRI. The stated 25,000 hour life is based on functional light quality. After 70 percent lumen depreciation (the L70 standard), MaxLite considers the functional life of these LED PAR38 lamps to be ended. This MaxLite 17P38DLED50FL (73696) 5000 Kelvin (K) daylight LED light operates on your existing 120V circuit and consumes just 17 watts. They have a 40 degree flood beam spread. These LED PAR38 retrofit lights generate 1,300 lumens and have a Color Rendering Index (CRI) of 80. These 120 volt LED light bulbs fit fixtures with an E26 medium base. The bulb's dimensions are 4.75 inches wide by 5.10 inches MOL. They can be used with LED compatible dimmers and controls. These LED bulbs are dimmable down to 10%. These bulbs are NOT for use in totally enclosed fixtures. Typical Applications Typical applications for these LED PAR38 lamps include corridor light and recessed downlight fixtures and general decorative outdoor flood lighting in residential, office, retail, restaurant, school, hospital and hotel/motel locations. MaxLite 17 Watt 1300 Lumen 40 Degree Beam 120V Dimmable LED PAR38 Light Bulb 5000K | 5000 | 80 | 1300 | 76.4706 | 25000 | 17 | 1 | 16.52 | 16.52 | 19.4116 | 2020Q3 | https://www.greenelectricalsupply.com/maxlite-17p38dled50fl-73696-5000k-dimmable-led-par38-lamps.aspx | Green Electrical Supply | 2020 | No
LED Lighting | Downlight | Manufacturer: MaxLite | True |  |  |  |  | 4" Recessed 4" Recessed HomeÂ >Â Closeout Fixtures and Light BulbsÂ >Â 4 Inch 15 Watt 785 Lumen Commercial Led Downlight Retrofit 3000K Product Specifications - Quick Reference Lamp Wattage: Working Voltage: 14 Watts 120-277 Volt Â Housing: Rated Life: 4.7" Dia x 4.9" H 50,000 Hours Delivered Lumens: 785 LumensÂ Â Dimmable: Yes - 120V Only Light Color: CRI: 3000K 85 CRI Â Certifications: Warranty: RoHS, cETL, ENERGY STAR 5 Year Limited Â High Performance LED ( Light Emitting Diode ) 4" LED Commercial Recessed Downlight Retrofit Fixtures are a perfect choice for use in your existing 4" recessed can applications. LED lights produce very little heat, reach full brightness instantly and last 50,000 hours. Click here to see the complete Maxlite 4" LED Downlight Retrofit Fixture Specification Sheet. Â ThisÂ MaxliteÂ RR41530W/V2 (101643) 3000 Kelvin (K)Â warm white LED light operates on your existing 120 through 277 volt circuit and consumes just 14 watts and replaces a 1x26w PL CFL fixture. These LED retrofit lights generate 785 delivered lumens (or 56 Lumens Per Watt) and has a Color Rendering Index (CRI) of 85.Â The MaxliteÂ RR41530W/V2 4" LED downlight retrofit is dimmable at 120 volt ONLY (please refer to the specification sheet for the factory recommended list of compatible dimmer switches) and is suitable for damp locations. These LED bulbs carry a 5 year limited warranty. Â Instant on at full brightness and mercury free - environmentally positive - generates no IR or UV - protects valuable objects - these 4" recessed can retrofit LED fixtures areÂ rated for 50,000 hours. The stated 50,000 Hour life is based on functional light quality. After 30% lumen depreciation MaxLite considers the functionality of the lamp to be ended. That is end-of life.Â Even though the lamp is still at 70% of initial lumens (the L70 standard).Â The dimensions of the fixture can are 4.7" in diameter by 4.9 inches MOL. Â The hard wire pigtail, including the driver, is an additional 21" long. Â The trim is constructed with a heavy gauge anodized aluminum and the reflector has a haze finish. Â This commercial grade LED retrofit trim module is supplied with a quick connector case and conduit to make an easy connection to an existing junction box. Â This quality retrofit is supplied with an external driver, for easy retrofit and maintenance, and the power supply features integral thermal protection. Â Â Â Typical Applications Â Typical applications for theÂ Maxlite RR41530W/V2 14 watt 4" LEDÂ down light retrofit fixturesÂ include commercial atriums, soffets, living room, and general decorative indoor lighting in residential, office, retail, restaurant, school, hospital and hotel/motel locations. Â MaxLite 4 Inch 15 Watt 785 Lumen Commercial Led Downlight Retrofit 3000K | 3000 | 85 | 785 | 56.0714 | 50000 | 14 | 1 | 80.12 | 80.12 | 94.1441 | 2020Q3 | https://www.greenelectricalsupply.com/maxlite-4-inch-15-watt-led-commercial-downlight-retrofit-3000k.aspx | Green Electrical Supply | 2020 | Yes
LED Lighting | Downlight | Manufacturer: MaxLite | True |  |  |  |  | 6" Recessed 6" Recessed Home > Closeout Fixtures and Light Bulbs > 6 Inch 15 Watt 825 Lumen LED Commercial Downlight Retrofit 3000K Product Specifications - Quick Reference Lamp Wattage: Working Voltage: 14 Watts 120-277 Volt Housing Dimensions: Rated Life: 6.4" Dia x 5.95" H 50,000 Hours Delivered Lumens: 825 Lumens Dimmable: YES: 120V Only Light Color: CRI: 3000K 80 CRI Certifications: Warranty: RoHS, cETL, ENERGY STAR 5 Year Limited High Performance LED ( Light Emitting Diode ) 6" LED Commercial Recessed Downlight Retrofit Fixtures are a perfect choice for use in your existing 6" recessed can applications. LED lights produce very little heat, reach full brightness instantly and last 50,000 hours. Click here to see the complete Maxlite 6" LED Downlight Retrofit Specification Sheet. This Maxlite RR61530W/V2 (101646) 3000 Kelvin (K) warm white LED light operates on your existing 120 through 277 volt circuit and consumes just 14 watts. These LED retrofit lights generate 825 delivered lumens (or 59 Lumens Per Watt) and has a Color Rendering Index (CRI) of 80. The Maxlite RR61530W/V2 6" LED downlight retrofit is dimmable on the 120 volt circuit only (Please refer to the Specification Sheet for compatible dimmers) and is suitable for damp locations. These LED bulbs carry a 5 year limited warranty. Instant on at full brightness and mercury free - environmentally positive - generates no IR or UV - protects valuable objects - these 6" recessed can retrofit LED fixtures are rated for 50,000 hours. The stated 50,000 Hour life is based on functional light quality. After 30% lumen depreciation MaxLite considers the functionality of the lamp to be ended. That is end-of life. Even though the lamp is still at 70% of initial lumens (the L70 standard). The trim is constructed with a heavy gauge anodized aluminum and the reflector has a haze finish. This commercial grade LED retrofit trim module is supplied with a quick connector case and conduit to make an easy connection to an existing junction box. This quality retrofit is supplied with an external driver, for easy retrofit and maintenance, and the power supply features integral thermal protection. Click here to see the Maxlite 6" LED Downlight Retrofit Instruction Manual. Typical Applications Typical applications for the Maxlite RR61530W/V2 14 watt 6" LED down light retrofit fixtures include commercial atriums, soffets, living room, and general decorative indoor lighting in residential, office, retail, restaurant, school, hospital and hotel/motel locations. MaxLite 6 Inch 15 Watt 825 Lumen LED Commercial Downlight Retrofit 3000K | 3000 | 80 | 825 | 58.9286 | 50000 | 14 | 1 | 81.21 | 81.21 | 95.4249 | 2020Q3 | https://www.greenelectricalsupply.com/maxlite-6-inch-15-watt-led-commercial-down-light-retrofit-3000k.aspx | Green Electrical Supply | 2020 | Yes
LED Lighting | Downlight | Manufacturer: MaxLite | True |  |  |  |  | 8" Recessed 8" Recessed Home > LED Indoor Light Fixtures > LED Downlights and Trims > 8 Inch Retrofits > Round > 3000K Warm White > 8 Inch 40 Watt 3310 Lumen 120-277V Gen2 LED Commercial Downlight Retrofit 3000K Product Specifications - Quick Reference Lamp Wattage: Working Voltage: 40 Watts 120-277 Volt Dimensions: Rated Life: 7.99" Dia x 6.33" H 50,000 Hours Delivered Lumens: 3,254 Lumens Dimmable: YES: 0-10V Only Light Color: CRI: 3000K Warm White 80 CRI Certifications: Warranty: RoHS, cULus, ENERGY STAR 5 Year Limited These Commercial Recessed Retrofit LED Downlight Fixtures are a perfect choice for use in your existing 8 inch recessed can applications. MaxLite's LED retrofit cans combine low up-front cost, minimal labor, best-in-class energy efficiency and architectural-quality light to deliver an exceptional value for all your retrofit projects. Click here to see the complete MaxLite RRECO Commercial Recessed Retrofit LED Downlight Specification Sheet. This MaxLite RRECO84030W/V2 (1408683) 3000 Kelvin (K) cool white LED light operates on the universal voltage of 120-277V and consumes just 40 watts. These LED retrofit lights generate 3254 delivered lumens (or 85 Lumens Per Watt) and has a Color Rendering Index (CRI) of 80. The MaxLite RRECO84030W/V2 8" LED downlight retrofit offers out-of-the-box dimming compatibility using 0-10 volt controls and is suitable for damp locations. These LED bulbs carry a 5 year limited warranty. Instant on at full brightness and mercury free - environmentally positive - generates no IR or UV - protects valuable objects - these 8" recessed can retrofit LED fixtures are rated for 50,000 hours based on the L70 Standard. The white trim is constructed with a heavy gauge anodized aluminum and the reflector has a haze finish. This commercial grade LED retrofit trim module is supplied with optional retaining clips in case the existing frame does not have adequate springs to secure the reflector. This quality retrofit is supplied with an external driver, for easy retrofit and maintenance, and the power supply features integral thermal protection. The one-piece design is quick and easy to install into existing recessed frames. Click here to see the complete MaxLite RRECO Commercial Recessed Retrofit LED Downlight Installation Instructions. Typical Applications Typical applications for the MaxLite RRECO84030W/V2 24 watt 8" LED down light retrofit fixtures include commercial atriums, soffets, living room, and general decorative indoor lighting in residential, office, retail, restaurant, school, hospital and hotel/motel locations. MaxLite 8 Inch 40 Watt 3310 Lumen 120-277V Gen2 LED Commercial Downlight Retrofit 3000K | 3000 | 80 | 3254 | 81.35 | 50000 | 40 | 1 | 91.63 | 91.63 | 107.6688 | 2020Q3 | https://www.greenelectricalsupply.com/maxlite-8-inch-40-watt-gen2-led-commercial-downlight-retrofit-3000k.aspx | Green Electrical Supply | 2020 | Yes
LED Lighting | Downlight | Manufacturer: MaxLite | True |  |  |  |  | 8" Recessed 8" Recessed Home > Closeout Fixtures and Light Bulbs > 8 Inch 26 Watt 1500 Lumen LED Down Light Retrofit 3000K Product Specifications - Quick Reference Lamp Wattage: Working Voltage: 26 Watts 120-277 Volt Housing Dimensions: Rated Life: 7.93" Dia x 6.7" H 50,000 Hours Delivered Lumens: 1,500 Lumens Dimmable: NO - Not Dimmable Light Color: CRI: 3000K 80 CRI Certifications: Warranty: RoHS, cETL, ENERGY STAR 5 Year Limited High Performance LED ( Light Emitting Diode ) 8" LED Commercial Recessed Downlight Retrofit Fixtures are a perfect choice for use in your existing 8" recessed can applications. LED lights produce very little heat, reach full brightness instantly and last 50,000 hours. Click here to see the complete Maxlite 8" LED Downlight Retrofit Fixture Specification Sheet. This Maxlite RR82630W (72236) 3000 Kelvin (K) warm white LED light operates on your existing 120 through 277 volt circuit and consumes just 26 watts. These LED retrofit lights generate 1,500 delivered lumens (or 57 Lumens Per Watt) and has a Color Rendering Index (CRI) of 80. The Maxlite RR82630W 8" LED downlight retrofit is Dimmable with 120V only and is suitable for damp locations. These LED bulbs carry a 5 year limited warranty. Instant on at full brightness and mercury free - environmentally positive - generates no IR or UV - protects valuable objects - these 8" recessed can retrofit LED fixtures are rated for 50,000 hours. The stated 50,000 Hour life is based on functional light quality. After 30% lumen depreciation MaxLite considers the functionality of the lamp to be ended. That is end-of life. Even though the lamp is still at 70% of initial lumens (the L70 standard). The dimensions of the fixture can are 7.93" in diameter by 6.7 inches MOL. The hard wire pigtail, including the driver, is an additional 21" long. The trim is constructed with a heavy gauge anodized aluminum and the reflector has a haze finish. This commercial grade LED retrofit trim module is supplied with a quick connector case and conduit to make an easy connection to an existing junction box. This quality retrofit is supplied with an external driver, for easy retrofit and maintenance, and the power supply features integral thermal protection. Typical Applications Typical applications for the Maxlite RR82630W 26 watt 8" LED downlight retrofit fixtures include commercial atriums, soffets, living room, and general decorative indoor lighting in residential, office, retail, restaurant, school, hospital and hotel/motel locations. MaxLite 8 Inch 26 Watt 1500 Lumen LED Down Light Retrofit 3000K | 3000 | 80 | 1500 | 57.6923 | 50000 | 26 | 1 | 99.35 | 99.35 | 116.7401 | 2020Q3 | https://www.greenelectricalsupply.com/maxlite-rr82630w-72236-8-led-downlight-retrofit-3000k.aspx | Green Electrical Supply | 2020 | Yes
LED Lighting | Downlight | Manufacturer: MaxLite | True |  |  |  |  | 8" Recessed 8" Recessed Home > Closeout Fixtures and Light Bulbs > 8 Inch 23 Watt 1690 Lumen 120-277V LED Commercial High Hat Retrofit 4000K Product Specifications - Quick Reference Lamp Wattage: Working Voltage: 23 Watts 120-277 Volt Housing Dimensions: Rated Life: 9.3" Dia x 7.9" H 50,000 Hours Delivered Lumens: 1,690 Lumens Dimmable: YES: 0-10V Only Light Color: CRI: 4000K 82 CRI Certifications: Warranty: RoHS, cULus, ENERGY STAR 5 Year Limited These ENERGY STAR 8" LED ( Light Emitting Diode ) Commercial High Hat Retrofit Down Light conversion kits are a perfect choice for use in your existing 8" recessed can applications. Maxlite's LED retrofit cans combine low up-front cost, minimal labor, best-in-class energy efficiency and architectural-quality light to deliver an exceptional value for all your retrofit projects. Click here to see the complete Maxlite LED 8 Inch Commercial Recessed Retrofit Downlight Economic Series. This Maxlite RRECO82340W (96867) 4000 Kelvin (K) cool white LED light operates on your existing 120 through 277 volt circuit and consumes just 23 watts. These LED retrofit lights generate 1,690 delivered lumens (or 77 Lumens Per Watt) and has a Color Rendering Index (CRI) of 82. The Maxlite RRECO82340W 8" LED down light retrofit offers out-of-the-box dimming compatibility using 0-10 volt controls and is suitable for damp locations. These LED bulbs carry a 5 year limited warranty. Instant on at full brightness and mercury free - environmentally positive - generates no IR or UV - protects valuable objects - these 8" recessed can retrofit LED fixtures are rated for 50,000 hours based on the L70 Standard. The white trim is constructed with a heavy gauge anodized aluminum and the reflector has a haze finish. This commercial grade LED retrofit trim module is supplied with optional retaining clips in case the existing frame does not have adequate springs to secure the reflector. This quality retrofit is supplied with an external driver, for easy retrofit and maintenance, and the power supply features integral thermal protection. The one-piece design is quick and easy to install into existing recessed frames - Check out the video below to see just how easily they install!. Typical Applications Typical applications for the Maxlite RRECO82340W 23 watt 8" CFL, PL or Metal Halide LED down light retrofit kits include commercial atriums, soffets, living room, and general decorative indoor lighting in residential, office, retail, restaurant, school, hospital and hotel/motel locations. MaxLite 8 Inch 23 Watt 1690 Lumen 120-277V LED Commercial High Hat Retrofit 4000K | 4000 | 82 | 1690 | 73.4783 | 50000 | 23 | 1 | 65.38 | 65.38 | 76.824 | 2020Q3 | https://www.greenelectricalsupply.com/maxlite-rreco82340w-96867-8in-led-comm-recessed-downlight-retrofit-4000k.aspx | Green Electrical Supply | 2020 | Yes
LED Lighting | Decorative | Manufacturer: MaxLite | True | Daylighting/Photocell, |  | G25 | Medium E26 | Home > Closeout Fixtures and Light Bulbs > 8 Watt Frosted Dimmable LED G25 Globe Light Bulb 430 Lumens 3000K Product Specifications - Quick Reference Lamp Wattage: Working Voltage: 8 Watts 120 Volt Dimensions: Rated Life: 3.1" W x 4.3" (MOL) 25,000 Hours (L70) Incandescent Equivalent: 40 Watts (430 Lumens) Dimmable: YES - Fully Dimmable Light Color: CRI: 3000K 80 CRI Certifications: Warranty: ENERGY STAR, RoHS, UL 5 Year Limited High Performance LED ( Light Emitting Diode ) G25 Globe lamps are a perfect choice for use in your existing bath bar fixtures and vanity applications. LED Globe lights produce very little heat, reach full brightness instantly and last 25,000 hours. Click here to see the complete Maxlite G25 LED Globe Specification Sheet. This Maxlite SKG08DLED30 (71767) 3000 Kelvin (K) warm white LED light operates on your existing 120V circuit and consumes just 8 watts. These G25 LED retrofit lights generate 430 lumens (or 53 Lumens Per Watt) and has a Color Rendering Index (CRI) of 80. The Maxlite SKG08DLED30 LED G25 bulb is fully dimmable and suitable for damp locations. These ENERGY STAR Qualified LED bulbs carry a 5 year limited warranty. Instant on at full brightness and mercury free - environmentally positive - generates no IR or UV - protects valuable objects - these G25 Globe LED bulbs are rated for 25,000 hours (base on L70 standards). The stated 25,000 Hour life is based on functional light quality. After 30% lumen depreciation MaxLite considers the functionality of the lamp to be ended. That is end-of life. Even though the lamp is still at 70% of initial lumens (the L70 standard). The body of each lamp is die-cast aluminum. The aluminum acts as a heatsink providing thermo heat conductivity. This keeps the LED junction temperature well below the manufacturers specification. The lamps stay cool and the lumens are maintained for longer life. These 120 volt LED light bulbs fit fixtures with an E26 medium base. The bulb's dimensions are 3.1 inches wide by 4.3 inches MOL. These LED lights are fully compatible with timers and photo controls. Typical Applications Typical applications for the Maxlite SKG08DLED30 8 watt medium base G25 Globe LED light bulbs include bathroom and vanity lighting and general decorative indoor lighting in residential, office, retail, restaurant, school, hospital and hotel/motel locations. MaxLite 8 Watt Frosted Dimmable LED G25 Globe Light Bulb 430 Lumens 3000K | 3000 | 80 | 430 | 53.75 | 25000 | 8 | 1 | 19.37 | 19.37 | 22.7605 | 2020Q3 | https://www.greenelectricalsupply.com/maxlite-skg08dled30-71767-dimmable-led-g25-globe-bulb-3000k.aspx | Green Electrical Supply | 2020 | Yes
LED Lighting | Decorative | Manufacturer: Satco | True |  |  | T10 | S14s | Home > LED Light Bulbs > LED Tube Lights > LED Linear T10 Linestra Light Bulbs > 7W T10 LN60 LED Linestra Bulb Product Specifications - Quick Reference Input Voltage: Dimmable: 120V Yes - Dimmable Dimensions: Bulb Base: 1.25" Diameter x 19.68" Length S14s Base LED Color: 2700K Warm White Replaces: LN60 Watt Incandescent Initial Lumens: Wattage: 500 Lumens 7 Watts Warranty: Certifications: 5 Year Limited RoHS, Lawful in CA Satco's LED series of linestra LED linear T10 tube lights are here to replace your Linestra incandescent vanity lights. LED T10 lights provide up to 80 percent energy savings over existing incandescent lamps, a 30,000 hour rated life and are RoHS compliant, as well as lawful for sale in California product, which allows commercial and residential applications to immediately take advantage of energy and maintenance savings. You can now utilize Satco's LED technology when replacing LN incandescent light bulbs with a S14s base with a simple installation that requires no ballast or transformer. This model is part number S8189, 2700K warm white, consumes just 7 watts of 120 volt energy. These Linestra LED light bulbs are dimmable and will produce 500 Lumens of light output (that's an awesome 71 Lumens Per Watt), has 80 CRI and a rated life of up to 30,000 hours. The physical dimensions of the Satco LED 2700K T10 LED retrofit are 19.68" long with a 1.25" diameter. Each S8189 LED T10 Linstra retrofit bulb carries a 5 Year Limited Warranty. Give them a try - You will be very pleasantly surprised. Click here to see the Satco LED LN60 T10 Linear Light Bulb Specification Sheet. Typical Applications LED T10 Linear Light Bulbs (otherwise known as Linestra Light Bulbs) are most commonly found in bathroom vanity fixtures or other decorative wall fixtures. Their slim design gives an architectural feature to existing buildings as well as new constructions. Satco 7W T10 LN60 LED Linestra Bulb | 2700 | 80 | 500 | 71.4286 | 30000 | 7 | 1 | 31.95 | 31.95 | 37.5425 | 2020Q3 | https://www.greenelectricalsupply.com/satco-s8189-7-watt-t10-ln60-s14s-led-replacement-linestra-light-bulbs.aspx | Green Electrical Supply | 2020 | Yes
LED Lighting | Decorative | Manufacturer: Satco | True |  |  | T10 | S14s | Home > LED Light Bulbs > LED Tube Lights > LED Linear T10 Linestra Light Bulbs > 13W T10 LN150 LED Linestra Bulb Product Specifications - Quick Reference Input Voltage: Dimmable: 120V Yes - Dimmable Dimensions: Bulb Base: 1.25" Diameter x 39.37" Length S14s Base LED Color: 2700K Warm White Replaces: LN150 Watt Incandescent Initial Lumens: Wattage: 1000 Lumens 13 Watts Warranty: Certifications: 5 Year Limited RoHS, Lawful in CA Satco's LED series of linestra LED linear T10 tube lights are here to replace your Linestra incandescent vanity lights. LED T10 lights provide up to 80 percent energy savings over existing incandescent lamps, a 30,000 hour rated life and are RoHS compliant, as well as lawful for sale in California product, which allows commercial and residential applications to immediately take advantage of energy and maintenance savings. You can now utilize Satco's LED technology when replacing LN incandescent light bulbs with a S14s base with a simple installation that requires no ballast or transformer. This model is part number S8190, 2700K warm white, consumes just 13 watts of 120 volt energy. These Linestra LED light bulbs are dimmable and will produce 1000 Lumens of light output (that's an awesome 76 Lumens Per Watt), has 80 CRI and a rated life of up to 30,000 hours. The physical dimensions of the Satco LED 2700K T10 LED retrofit are 39.37" long with a 1.25" diameter. Each S8190 LED T10 Linstra retrofit bulb carries a 5 Year Limited Warranty. Give them a try - You will be very pleasantly surprised. Click here to see the Satco LED LN150 T10 Linear Light Bulb Specification Sheet. Typical Applications LED T10 Linear Light Bulbs (otherwise known as Linestra Light Bulbs) are most commonly found in bathroom vanity fixtures or other decorative wall fixtures. Their slim design gives an architectural feature to existing buildings as well as new constructions. Satco 13W T10 LN150 LED Linestra Bulb | 2700 | 80 | 1000 | 76.9231 | 30000 | 13 | 1 | 37.95 | 37.95 | 44.5927 | 2020Q3 | https://www.greenelectricalsupply.com/satco-s8190-13-watt-t10-ln150-s14s-led-replacement-linestra-light-bulbs.aspx | Green Electrical Supply | 2020 | Yes
LED Lighting | Decorative | Manufacturer: Satco | True | Daylighting/Photocell, |  | G25 | Medium E26 | Home > Closeout Fixtures and Light Bulbs > 8 Watt Dimmable Frosted LED G25 Globe Light Bulb 460 Lumens 5000K Product Specifications - Quick Reference Input Voltage: Dimmable: 120 Volt AC Fully Dimmable Dimensions: Bulb Shape: 3.20" W x 4.25" MOL G25 Globe LED Color: 5000 Kelvin Life Time: 25,000 Hours Power Consumption: Luminous Efficacy: 8 Watts 57 lm/W CRI / Luminous Flux: Certifications: 80 CRI / 460 Lumens UL "When Brilliant Design Meets Innovative Technology, Anything is Possible" SATCO, along with Wooree Lighting, their strategic South Korean manufacturing partner of more than 35 years, have created the KolourOne brand of LED products. Both companies bring nearly fifty years of lighting expertise to the new frontier of LED lighting technology. KolourOne LED lamps are designed and produced in a vertical manufacturing environment. All of the product's vital components, such as the LED chips, driver, Optics and Heat Sink are designed and manufactured in house. KolourOne's tight quality control systems guarantee the products reliability and Performance Consistency. Understanding the need for enhanced performance, superior appearance and continuous reliability, the KolourOne product line was conceived to offer a new option in LED replacement lamps. The KolourOne product line closely resembles traditional lamp size, function and visual appearance, making the KolourOne lamps the brand of choice. KolourOne doesn't follow trends, it leads them. Offering you true innovation in LED lighting, the outer shell and trim are available in a standard, gray finish or with a clean, white finish. This LED light bulb comes with the outer shell painted in a clean, white finish. The KolourOne S9069 can be used with most standard type dimmer controls and generates a 5000 Kelvin (K) daylight color. This LED light operates on your existing 120V circuit and consumes just 8 watts. These G25 globe shaped retrofit lights, a direct replacement for your 40 watt incandescent bulbs, generate 460 lumens (or 57 Lumens Per Watt) and has a CRI of 80. As an environmentally friendly product, the LED G25 lamps contain no harmful toxins and emit no IR or UV rediation. These Satco incandescent replacement bulbs are rated for 25,000 hours. These 120 volt LED light bulbs fit fixtures with an E26 medium base. The bulb's dimensions are 3.20 inches wide by 4.25 inches MOL. These LED lights are compatible with some timers and photo controls. These LED bulbs are UL Listed, rated for Indoor Use and carry a 3 Year Warranty. Dimming saves energy while setting the right light level to improve mood and ambiance. Screw-in compact fluorescent lamps (CFLs) and screw-in light emitting diode bulbs (LEDs) are a great energy-saving alternative to incandescent or halogen light sources; however, dimming them may be difficult. Lutrons new CL Dimmers for dimmable CFL and LED bulbs have HED Technology which helps alleviate your CFL and LED dimming challenges. Compared to standard dimmers, Lutrons new CL Dimmers keep the lights on as they are dimmed, make sure the lights turn on at all light levels, eliminate or reduce excessive flicker and keep the lights on even with line voltage fluctuations. Lutron CL dimmers are available in Maestro®, Diva®, Skylark Contour, Luméa®, Ariadni®/Toggler® and Credenza® product families. Click here to see all Lutron CL Dimmer Light Switches and Wall Plates. Satco 8 Watt Dimmable Frosted LED G25 Globe Light Bulb 460 Lumens 5000K | 5000 | 80 | 460 | 57.5 | 25000 | 8 | 1 | 16.18 | 16.18 | 19.0121 | 2020Q3 | https://www.greenelectricalsupply.com/satco-s9069-dimmable-led-g25-globe-replacement-light-bulbs-5000k.aspx | Green Electrical Supply | 2020 | Yes
LED Lighting | Decorative | Manufacturer: Satco | True | Daylighting/Photocell, |  | G25 | Medium E26 | Home > LED Light Bulbs > LED Globe Bulbs > LED G25 Globe > 4000K Cool White > 6 Watt Dimmable Frosted LED G25 Globe Light Bulb 490 Lumens 4000K [CA]** Non-CEC Compliant - NOT Lawful for Sale in California ** Product Specifications - Quick Reference Input Voltage: Dimmable: 120 Volt AC Yes - Dimmable Dimensions: Bulb Shape: 3.13" W x 4.25" MOL G25 Globe LED Color: 4000 Kelvin Life Time: 25,000 Hours Power Consumption: Luminous Efficacy: 6 Watts 81 lm/W CRI / Luminous Flux: Certifications: 80 CRI / 490 Lumens UL Damp Location "When Brilliant Design Meets Innovative Technology, Anything is Possible" SATCO, along with Wooree Lighting, their strategic South Korean manufacturing partner of more than 35 years, have created the KolourOne brand of LED products. Both companies bring nearly fifty years of lighting expertise to the new frontier of LED lighting technology. KolourOne LED lamps are designed and produced in a vertical manufacturing environment. All of the product's vital components, such as the LED chips, driver, Optics and Heat Sink are designed and manufactured in house. KolourOne's tight quality control systems guarantee the products reliability and Performance Consistency. Understanding the need for enhanced performance, superior appearance and continuous reliability, the KolourOne product line was conceived to offer a new option in LED replacement lamps. The KolourOne product line closely resembles traditional lamp size, function and visual appearance, making the KolourOne lamps the brand of choice. KolourOne doesn't follow trends, it leads them. Offering you true innovation in LED lighting, the outer shell and trim are available in a standard, gray finish or with a clean, white finish. This LED light bulb comes with the outer shell painted in a clean, white finish. The KolourOne S9202 can be used with most standard type dimmer controls and generates a 4000 Kelvin (K) cool white color. This LED light operates on your existing 120V circuit and consumes just 6 watts. These G25 globe shaped retrofit lights, a direct replacement for your 40 watt incandescent bulbs, generate 490 lumens (or 81 Lumens Per Watt) and has a CRI of 80. As an environmentally friendly product, the LED G25 lamps contain no harmful toxins and emit no IR or UV rediation. These Satco incandescent replacement bulbs are rated for 25,000 hours. These 120 volt LED light bulbs fit fixtures with an E26 medium base. The bulb's dimensions are 3.13 inches wide by 4.25 inches MOL. These LED lights are compatible with some timers and photo controls. These LED bulbs are UL Listed, rated for Damp locations and carry a 3 Year Warranty. Dimming saves energy while setting the right light level to improve mood and ambiance. Screw-in compact fluorescent lamps (CFLs) and screw-in light emitting diode bulbs (LEDs) are a great energy-saving alternative to incandescent or halogen light sources; however, dimming them may be difficult. Lutrons new CL Dimmers for dimmable CFL and LED bulbs have HED Technology which helps alleviate your CFL and LED dimming challenges. Compared to standard dimmers, Lutrons new CL Dimmers keep the lights on as they are dimmed, make sure the lights turn on at all light levels, eliminate or reduce excessive flicker and keep the lights on even with line voltage fluctuations. Lutron CL dimmers are available in Maestro®, Diva®, Skylark Contour, Luméa®, Ariadni®/Toggler® and Credenza® product families. Click here to see all Lutron CL Dimmer Light Switches and Wall Plates. Satco 6 Watt Dimmable Frosted LED G25 Globe Light Bulb 490 Lumens 4000K | 4000 | 80 | 490 | 81.6667 | 25000 | 6 | 1 | 7.95 | 7.95 | 9.3416 | 2020Q3 | https://www.greenelectricalsupply.com/satco-s9202-dimmable-led-g25-globe-replacement-light-bulbs-4000k.aspx | Green Electrical Supply | 2020 | Yes
LED Lighting | Decorative | Manufacturer: Satco | True | Daylighting/Photocell, |  | G25 | Medium E26 | Home > LED Light Bulbs > LED Globe Bulbs > LED G25 Globe > 5000K Daylight > 6 Watt Dimmable Frosted LED G25 Globe Light Bulb 510 Lumens 5000K ** Non-CEC Compliant - NOT Lawful for Sale in California ** Product Specifications - Quick Reference Input Voltage: Dimmable: 120 Volt AC Yes - Dimmable Dimensions: Bulb Shape: 3.13" W x 4.25" MOL G25 Globe LED Color: 5000 Kelvin Life Time: 25,000 Hours Power Consumption: Luminous Efficacy: 6 Watts 85 lm/W CRI / Luminous Flux: Certifications: 80 CRI / 510 Lumens UL Damp Location "When Brilliant Design Meets Innovative Technology, Anything is Possible" SATCO, along with Wooree Lighting, their strategic South Korean manufacturing partner of more than 35 years, have created the KolourOne brand of LED products. Both companies bring nearly fifty years of lighting expertise to the new frontier of LED lighting technology. KolourOne LED lamps are designed and produced in a vertical manufacturing environment. All of the product's vital components, such as the LED chips, driver, Optics and Heat Sink are designed and manufactured in house. KolourOne's tight quality control systems guarantee the products reliability and Performance Consistency. Understanding the need for enhanced performance, superior appearance and continuous reliability, the KolourOne product line was conceived to offer a new option in LED replacement lamps. The KolourOne product line closely resembles traditional lamp size, function and visual appearance, making the KolourOne lamps the brand of choice. KolourOne doesn't follow trends, it leads them. Offering you true innovation in LED lighting, the outer shell and trim are available in a standard, gray finish or with a clean, white finish. This LED light bulb comes with the outer shell painted in a clean, white finish. The KolourOne S9203 can be used with most standard type dimmer controls and generates a 5000 Kelvin (K) daylight color. This LED light operates on your existing 120V circuit and consumes just 6 watts. These G25 globe shaped retrofit lights, a direct replacement for your 40 watt incandescent bulbs, generate 510 lumens (or 85 Lumens Per Watt) and has a CRI of 80. As an environmentally friendly product, the LED G25 lamps contain no harmful toxins and emit no IR or UV rediation. These Satco incandescent replacement bulbs are rated for 25,000 hours. These 120 volt LED light bulbs fit fixtures with an E26 medium base. The bulb's dimensions are 3.13 inches wide by 4.25 inches MOL. These LED lights are compatible with some timers and photo controls. These LED bulbs are UL Listed, rated for Damp locations and carry a 3 Year Warranty. Dimming saves energy while setting the right light level to improve mood and ambiance. Screw-in compact fluorescent lamps (CFLs) and screw-in light emitting diode bulbs (LEDs) are a great energy-saving alternative to incandescent or halogen light sources; however, dimming them may be difficult. Lutrons new CL Dimmers for dimmable CFL and LED bulbs have HED Technology which helps alleviate your CFL and LED dimming challenges. Compared to standard dimmers, Lutrons new CL Dimmers keep the lights on as they are dimmed, make sure the lights turn on at all light levels, eliminate or reduce excessive flicker and keep the lights on even with line voltage fluctuations. Lutron CL dimmers are available in Maestro®, Diva®, Skylark Contour, Luméa®, Ariadni®/Toggler® and Credenza® product families. Click here to see all Lutron CL Dimmer Light Switches and Wall Plates. Satco 6 Watt Dimmable Frosted LED G25 Globe Light Bulb 510 Lumens 5000K | 5000 | 80 | 510 | 85 | 25000 | 6 | 1 | 7.95 | 7.95 | 9.3416 | 2020Q3 | https://www.greenelectricalsupply.com/satco-s9203-dimmable-led-g25-globe-replacement-light-bulbs-5000k.aspx | Green Electrical Supply | 2020 | Yes
LED Lighting | Decorative | Manufacturer: Satco | True |  |  | Torpedo | Medium E26 | Home > Closeout Fixtures and Light Bulbs > 4.5 Watt Clear Torpedo LED Filament Bulb E26 Medium Base 470 Lumens 2700K Product Specifications - Quick Reference Lamp Wattage: Working Voltage: 4.5 Watts 120 Volt Dimensions: Beam Angle: 1.38" x 3.5" (MOL) 360 Degree Omni-directional Lumen Output: Incandescent Equivalent: 470 Lumens 40 Watt Dimmable: Rated Life: Yes 15,000 Hours Color Temperature: 2700K Warm White Warranty: 3 Year Limited If you are looking for the antique style, traditional C11 incandescent look and feel with all the energy efficient benefits LED technology can provide, this is the bulb for you. The Satco LED Filament Lamps are the perfect vintage light bulb with an historically accurate and beautifully reproduced design, perfect for restaurants or hospitality environments. The LEDs are aligned inside a clear silicon coated lamp to maintain the look of clear incandescent filaments with a shatterproof housing. This Satco S9260 2700K warm white smooth dimming LED filament light operates on your existing 120V circuit and consumes just 4.5 watts. These vintage style. clear C11 incandescent LED retrofit lights generate 470 lumens with a CRI of 80. The omni-directional filament LED light bulbs have a 360® beam angle to perfectly replace your 40 watt incandescent bulbs. The S9260 is uL listed for totally enclosed fixtures and is damp location rated. Click here to see the complete Satco LED Filament Lamp S9260 Specification Sheet. Instant on at full brightness and mercury free - environmentally positive - generates no IR or UV - protects valuable objects - these Satco C11 antique look, incandescent torpedo shape LED bulbs are rated for 15,000 hours. These 120 volt LED light bulbs fit most fixtures with E26 base. The bulb's dimensions are 1.38" wide by 3.5" inches MOL. These LED lights are compatible with many timers and dimmable using most 120V wall box dimmers. Satco 4.5 Watt Clear Torpedo LED Filament Bulb E26 Medium Base 470 Lumens 2700K | 2700 | 80 | 470 | 104.4444 | 15000 | 4.5 | 1 | 8.58 | 8.58 | 10.0818 | 2020Q3 | https://www.greenelectricalsupply.com/satco-s9260-4.5w-c11-torpedo-2700k-led-filament-bulb.aspx | Green Electrical Supply | 2020 | Yes
LED Lighting | Decorative | Manufacturer: Satco | True |  |  | FlameTip | Medium E26 | Home > Closeout Fixtures and Light Bulbs > 4.5 Watt Clear LED Flametip Filament Light Bulb E26 Medium Base 470 Lumens 2700K Product Specifications - Quick Reference Lamp Wattage: Working Voltage: 4.5 Watts 120 Volt Dimensions: Beam Angle: 1.38" x 4.3125" (MOL) 360 Degree Omni-directional Lumen Output: Incandescent Equivalent: 470 Lumens 40 Watt Dimmable: Rated Life: Yes 15,000 Hours Color Temperature: 2700K Warm White Warranty: 3 Year Limited If you are looking for the antique style, traditional CA11 incandescent flame tip candelabra look and feel with all the energy efficient benefits LED technology can provide, this is the bulb for you. The Satco LED Filament Lamps are the perfect vintage light bulb with an historically accurate and beautifully reproduced design, perfect for restaurants or hospitality environments. The LEDs are aligned inside a clear silicon coated lamp to maintain the look of clear incandescent filaments with a shatterproof housing. This Satco S9264 2700K warm white smooth dimming vintage style, LED filament light operates on your existing 120V circuit and consumes just 4.5 watts. These clear CA11 incandescent vintage style LED retrofit lights generate 470 lumens with a CRI of 80. The omni-directional filament LED light bulbs have a 360® beam angle to perfectly replace your 40 watt incandescent bulbs. The S9264 is uL listed for totally enclosed fixtures and is damp location rated. Click here to see the complete Satco LED Filament Lamp S9264 Specification Sheet. Instant on at full brightness and mercury free - environmentally positive - generates no IR or UV - protects valuable objects - these Satco CA11 incandescent flame tip shape LED antique bulbs are rated for 15,000 hours. These 120 volt LED light bulbs fit most fixtures with E26 base. The bulb's dimensions are 1.38" wide by 4.3125" inches MOL. These LED lights are compatible with many timers and dimmable using most 120V wall box dimmers. Satco 4.5 Watt Clear LED Flametip Filament Light Bulb E26 Medium Base 470 Lumens 2700K | 2700 | 80 | 470 | 104.4444 | 15000 | 4.5 | 1 | 4.93 | 4.93 | 5.7929 | 2020Q3 | https://www.greenelectricalsupply.com/satco-s9264-4.5w-ca11-flame-tip-2700k-led-filament-bulb.aspx | Green Electrical Supply | 2020 | Yes
LED Lighting | Decorative | Manufacturer: Satco | True |  |  | ST19 | Medium E26 | Home > LED Light Bulbs > LED Filament Bulbs > LED ST19/S19 Filament > 4.5 Watt Dimmable Amber ST19 LED Filament Bulb 380 Lumens 2200K Product Specifications - Quick Reference Lamp Wattage: Working Voltage: 4.5 Watts 120 Volt Dimensions: Bulb Finish: 5.5" x 2.38" (MOL) Transparent Amber Lumen Output: Incandescent Equivalent: 380 Lumens 40 Watt Dimmable: Rated Life: Yes 15,000 Hours Color Temperature: 2200K Warm White Warranty: 3 Year Limited If you are looking for the old fashioned Edison style ST19 incandescent look and feel with all the energy efficient benefits LED technology can provide, this is the bulb for you. The Satco LED Filament Lamps are the perfect vintage light bulb with an historically accurate and beautifully reproduced design, perfect for use in restaurant, bar, hospitality and other decorative applications. The LEDs are aligned inside a transparent amber lamp, for a traditional incandescent look and feel. This Satco S9585 2200K warm white smooth dimming antique style LED filament light operates on your existing 120V circuit and consumes just 4.5 watts. These amber ST19 incandescent LED retrofit lights generate 380 lumens. The omni-directional filament LED light bulbs have a 360® beam angle to perfectly replace your 40 watt incandescent bulbs. The S9585 is UL listed for totally enclosed fixtures and is damp location rated. Want that rustic look in your business, home or even wedding? These old fashioned light bulbs are perfect for you. They create that warm orange glow all while creating that steampunk or industrial design. Click here to see the complete Satco LED Filament Lamp S9585 Specification Sheet. These Satco ST19 incandescent shape LED bulbs are rated for 15,000 hours with a 3 year limited warranty. The 120 volt LED light bulbs fit most fixtures with E26 base. The bulb's dimensions are 5.5" wide by 2.38" inches MOL. These antique LED lights are compatible with many timers and dimmable using most 120V wall box dimmers (see a compatible dimmer option in the related products below). When used with incandescent dimmers, derate the dimmer's maximum load by 75%. Consult your local electrical code to ensure compliance. Satco 4.5 Watt Dimmable Amber ST19 LED Filament Bulb 380 Lumens 2200K | 2200 |  | 380 | 84.4444 | 15000 | 4.5 | 1 | 8.95 | 8.95 | 10.5166 | 2020Q3 | https://www.greenelectricalsupply.com/st19-amber-rustic-led-filament-bulbs-2200k.aspx | Green Electrical Supply | 2020 | Yes
LED Lighting | Downlight | Manufacturer: MaxLite | False |  | F54T5 | T5 LED Retrofit | G5 Miniature Bi-Pin | By-Pass LED, Single Ended ByPass By-Pass LED, Single Ended ByPass Home > LED Light Bulbs > LED Tube Lights > LED T5 Tube Lights > 4 Foot (48 Inch) > Single End Bypass > 4 Foot 25 Watt 3200 Lumen T5 LED Single Ended ByPass Light Bulbs 3500K Product Specifications - Quick Reference Input Voltage: Dimming: 120-277 Volt AC NOT Dimmable Dimensions: Base: .80" Diameter x 45.80" Long G5 (Miniature Bi-Pin) LED Color: 3500K Bright White Rated Life Span: 50,000 Hours (L70) Lumens: Efficacy: 3,200 Lumens 128 lm/w CRI / Beam Angle: Certifications: 80 CRI / 240 Degrees UL RoHS, ETL Sanitation MaxLite's LED Linear T5 with internal driver replacement Lamps are the ideal energy saving choices when upgrading traditional linear T5 fluorescent lamps in fixtures containing standard non-shunted G5 (miniature bi-pin) sockets. These Ballast Bypass LED T5 lamps are designed to provide appropriate light levels while utilizing a dedicated internal driver. With a simple ballast bypass, MaxLite LED T5 lamps can provide up to 46 percent in energy savings when compared to 54 watt fluorescent lamps. MaxLite part number L25T5SE435-CG4 (1409601), has a 3500K bright white color temperature, has a power factor over 90 and consumes just 25 watts of 120 to 277 volt 50/60 Hz energy. The Maxlite L25T5SE435-CG4 have an all glass construction with a 0.1mm thick PET coating (polyethylene terephthalate), which is ETL Listed, is a non-dimmable LED light bulb and it will produce 3,200 lumens of light output (that's an awesome 128 lumens per watt). They have a frosted lens, a CRI of 80, a 240 degree beam angle and a rated life of up to 50,000 hours based on L70. Give them a try - You will be very pleasantly surprised. Click here to see the complete Maxlite T5 Bypass Coated Glass Series LED Tube Light Specification Sheet. These Fluorescent to LED Retrofit tubes require NON-SHUNTED miniature bi-pin G5 sockets. These are the same sockets found in Rapid Start fluorescent fixtures. It is always prudent to replace the 'tombstone' sockets any time you retrofit a light fixture. For the Maxlite LED T5 tubes be sure to replace your tombstone sockets with NON-SHUNTED sockets. The physical dimensions of the Maxlite LED 3500K bright white LED retrofit are 45.80 long by .80 wide. Each L25T5SE435-CG4 LED fluorescent retrofit bulb has an internal driver and is wired live on one end only. These LED retrofit bulbs carry a 5 Year Limited Warranty. The L25T5SE435-CG4, 25 watt LED lamp has been designed to retrofit existing linear fluorescent T5 installations, thereby reducing maintenance and energy expenditures in residential, commercial, retail displays, hotel, motel and resort applications and as an energy saving light source for new fixtures and installations. These T5 LED bulbs are rated for use in either dry or damp locations, has an operating temperature range of -4 degrees Fahrenheit to 113 degrees Fahrenheit and are RoHS compliant. Please NOTE: When retrofitting these LED tube lights to a fluorescent fixture, the ballast must be by-passed or removed from the fixture. Additionally, by-passing the ballast will insure no RFI interference. Fluorescent F54T5 Replacement Chart**: GE F54W/T5/835/ECO Sylvania FP54/835/HO/ECO Philips F54T5/835/HO/ALTO Howard F54T5/835/HO Satco Hygrade F54T5/835/HO/ENV Halco F54T5/835/HO/ECO/IC TCP F54T5HO/835 - 31054835 Ushio F54T5/835/HO Generic F54T5/HO/835 MaxLite 4 Foot 25 Watt 3200 Lumen T5 LED Single Ended ByPass Light Bulbs 3500K | 3500 | 80 | 3200 | 128 | 50000 | 25 | 1 | 14.95 | 14.95 | 17.5668 | 2020Q3 | https://www.greenelectricalsupply.com/t5-led-tubes-25-watt-single-ended-bypass-120-277v-3500k.aspx | Green Electrical Supply | 2020 | No
LED Lighting | Downlight | Manufacturer: TCP | True |  |  | BR30 | Medium E26 | Home > Energy Star Qualified Products > 10W Elite Dimmable LED BR30 41K Product Specifications - Quick Reference Input Voltage: Lumens: 120 Volt AC 700 Lumens Dimensions: Dimmable: 3.8" W x 5.4" MOL Yes LED Color: 4100 K Cool White Life Time: 25,000 Hours Power Consumption: Luminous Efficacy: 10 Watts 70.0 lm/W CRI: Certifications: 82 CRI UL Damp Locations Built off a 20-year history of producing energy efficient lighting, Technical Consumer Products, Inc. (TCP) is excited to announce its most advanced and comprehensive lineup of LED lamps: the LED Elite Series. With TCPs dedication to manufacturing high quality, state-of-the-art lighting, combined with excellent high color rendering index (CRI), smooth dimming capabilities and new shatterproof smooth housing (which gives the appearance of traditional halogen bulbs), the LED Elite Series bulbs are a perfect choice to transform nearly every lighted environment into something extraordinary. TCPs design results in world class LED lamps with industry leading dimming performance and best-in-class efficiencies! TCPs precision-designed full face optic lens offers extremely accurate light pattern control, with no washouts, color shifting or hot spots. This results in better overall light levels delivered right where it is needed. This is the TCP, LED Elite Dimmable BR30 lamp and it comes with a color temperature of 4100 Kelvin (K). UL approved, the TCP LED10BR30D41K offers a very durable, solid state lighting technology that significantly reduces lighting service and maintenance costs. These Dimmable LED BR30 bulbs consume up to 80% LESS energy than a standard 65BR30 65-watt incandescent. These LED BR30 bulbs do not contain Mercury or any other harmful substance, generate no IR or UV rays and carry a 5 Year Limited Warranty. TCPs LED BR30 lamps have the highest light output, best dimmability (100% down to 5%) and are the most efficient LED BR30 lamps available today. Consuming just 10 watts of 120 volt energy, this BR30 lamp generates 700 lumens thats 70.0 Lumens per watt. This LED BR30 lamp is rated for 25,000 hours with a minimum starting temperature of -30 degrees Celsius and measures 5.4" MOL and 3.8" in diameter. Click here to see the TCP LED Elite BR Series Specification Sheet. Typical Applications Typical applications for the TCP LED10BR30D41K, Elite Dimmable BR30 LED light bulbs include dimmable recessed downlights, track lights, display lights, and outdoor fixtures that protect the lamps from the elements. TCP 10W Elite Dimmable LED BR30 41K | 4100 | 82 | 700 | 70 | 25000 | 10 | 1 | 7.25 | 7.25 | 8.519 | 2020Q3 | https://www.greenelectricalsupply.com/tcp-led10br30d41k-elite-dimmable-led-br30-light-bulbs-4100k.aspx | Green Electrical Supply | 2020 | No
LED Lighting | Downlight | Manufacturer: TCP | True |  |  | R20 | Medium E26 | Home > LED Light Bulbs > LED Reflector Bulbs > LED R20 > 10W Elite Dimmable LED R20 41K Product Specifications - Quick Reference Input Voltage: Lumens: 120 Volt AC 700 Lumens Dimensions: Dimmable: 2.5" W x 3.5" MOL Yes LED Color: 4100 K Cool White Life Time: 25,000 Hours Power Consumption: Luminous Efficacy: 10 Watts 70.0 lm/W CRI: Certifications: 82 CRI UL Damp Locations Built off a 20-year history of producing energy efficient lighting, Technical Consumer Products, Inc. (TCP) is excited to announce its most advanced and comprehensive lineup of LED lamps: the LED Elite Series. With TCPs dedication to manufacturing high quality, state-of-the-art lighting, combined with excellent high color rendering index (CRI), smooth dimming capabilities and new shatterproof smooth housing (which gives the appearance of traditional halogen bulbs), the LED Elite Series bulbs are a perfect choice to transform nearly every lighted environment into something extraordinary. TCPs design results in world class LED lamps with industry leading dimming performance and best-in-class efficiencies! TCPs precision-designed full face optic lens offers extremely accurate light pattern control, with no washouts, color shifting or hot spots. This results in better overall light levels delivered right where it is needed. This is the TCP, LED Elite Dimmable R20 lamp and it comes with a color temperature of 4100 Kelvin (K). UL approved, the TCP LED10R20D41K offers a very durable, solid state lighting technology that significantly reduces lighting service and maintenance costs. These Dimmable LED R20 bulbs consume up to 80% LESS energy than a standard 65R20 65-watt incandescent. These LED R20 bulbs do not contain Mercury or any other harmful substance, generate no IR or UV rays and carry a 5 Year Limited Warranty. TCPs LED R20 lamps have the highest light output, best dimmability (100% down to 5%) and are the most efficient LED R20 lamps available today. Consuming just 10 watts of 120 volt energy, this R20 lamp generates 700 lumens thats 70.0 Lumens per watt. This LED R20 lamp is rated for 25,000 hours with a minimum starting temperature of -30 degrees Celsius and measures 3.5" MOL and 2.5" in diameter. Click here to see the TCP LED Elite BR Series Specification Sheet. Typical Applications Typical applications for the TCP LED10R20D41K, Elite Dimmable R20 LED light bulbs include dimmable recessed downlights, track lights, display lights, and outdoor fixtures that protect the lamps from the elements. TCP 10W Elite Dimmable LED R20 41K | 4100 | 82 | 700 | 70 | 25000 | 10 | 1 | 6.56 | 6.56 | 7.7083 | 2020Q3 | https://www.greenelectricalsupply.com/tcp-led10r20d41k-elite-dimmable-led-r20-light-bulbs-4100k.aspx | Green Electrical Supply | 2020 | No
LED Lighting | Downlight | Manufacturer: TCP | False |  |  | BR30 | Medium E26 | Home > Energy Star Qualified Products > 12W Non-Dimming LED BR30 3000K Product Specifications - Quick Reference Input Voltage: Lumens: 120 Volt AC 875 Lumens Dimensions: Dimmable: 3.8" W x 5.4" MOL No LED Color: 3000 K Warm White Life Time: 25,000 Hours Power Consumption: Luminous Efficacy: 12 Watts 72.9 lm/W CRI: Certifications: 82 CRI UL Damp Locations Built off a 20-year history of producing energy efficient lighting, Technical Consumer Products, Inc. (TCP) is excited to announce its most advanced and comprehensive lineup of LED lamps: the LED Elite Series. With TCPs dedication to manufacturing high quality, state-of-the-art lighting, combined with excellent high color rendering index (CRI), smooth dimming capabilities and new shatterproof smooth housing (which gives the appearance of traditional halogen bulbs), the LED Elite Series bulbs are a perfect choice to transform nearly every lighted environment into something extraordinary. TCPs design results in world class LED lamps with industry leading dimming performance and best-in-class efficiencies! TCPs precision-designed full face optic lens offers extremely accurate light pattern control, with no washouts, color shifting or hot spots. This results in better overall light levels delivered right where it is needed. This is the TCP, LED Elite NON-Dimmable BR30 lamp and it comes with a color temperature of 3000 Kelvin (K). UL approved, the TCP LED12BR3030K offers a very durable, solid state lighting technology that significantly reduces lighting service and maintenance costs. These Non Dimmable LED BR30 bulbs consume up to 80% LESS energy than a standard 85BR30 85-watt incandescent. These LED BR30 bulbs do not contain Mercury or any other harmful substance, generate no IR or UV rays and carry a 5 Year Limited Warranty. TCPs LED BR30 lamps have the highest light output and are the most efficient LED BR30 lamps available today. Consuming just 12 watts of 120 volt energy, this BR30 lamp generates 875 lumens thats 72.9 Lumens per watt. This LED BR30 lamp is rated for 25,000 hours with a minimum starting temperature of -30 degrees Celsius and measures 5.4" MOL and 3.8" in diameter. Click here to see the TCP LED Elite BR Series Specification Sheet. Typical Applications Typical applications for the TCP LED12BR3030K, Elite Non-Dimmable BR30 LED light bulbs include recessed downlights, track lights, display lights, and outdoor fixtures that protect the lamps from the elements. TCP 12W Non-Dimming LED BR30 3000K | 3000 | 82 | 875 | 72.9167 | 25000 | 12 | 1 | 6.98 | 6.98 | 8.2018 | 2020Q3 | https://www.greenelectricalsupply.com/tcp-led12br3030k-elite-non-dimmable-led-br30-light-bulbs-3000k.aspx | Green Electrical Supply | 2020 | No
LED Lighting | Downlight | Manufacturer: TCP | True |  |  | BR40 | Medium E26 | Home > LED Light Bulbs > LED Reflector Bulbs > LED BR40 > 2700K Warm White > 12W Elite Dimmable LED BR40 27K Product Specifications - Quick Reference Input Voltage: Lumens: 120 Volt AC 850 Lumens Dimensions: Dimmable: 5.0" W x 6.6" MOL Yes LED Color: 2700 K Warm White Life Time: 25,000 Hours Power Consumption: Luminous Efficacy: 12 Watts 70.8 lm/W CRI: Certifications: 82 CRI UL Damp Locations Built off a 20-year history of producing energy efficient lighting, Technical Consumer Products, Inc. (TCP) is excited to announce its most advanced and comprehensive lineup of LED lamps: the LED Elite Series. With TCPs dedication to manufacturing high quality, state-of-the-art lighting, combined with excellent high color rendering index (CRI), smooth dimming capabilities and new shatterproof smooth housing (which gives the appearance of traditional halogen bulbs), the LED Elite Series bulbs are a perfect choice to transform nearly every lighted environment into something extraordinary. TCPs design results in world class LED lamps with industry leading dimming performance and best-in-class efficiencies! TCPs precision-designed full face optic lens offers extremely accurate light pattern control, with no washouts, color shifting or hot spots. This results in better overall light levels delivered right where it is needed. This is the TCP, LED Elite Dimmable BR40 lamp and it comes with a color temperature of 2700 Kelvin (K). UL approved, the TCP LED12BR40D27K offers a very durable, solid state lighting technology that significantly reduces lighting service and maintenance costs. These Dimmable LED BR40 bulbs consume up to 80% LESS energy than a standard 85BR40 85-watt incandescent. These LED BR40 bulbs do not contain Mercury or any other harmful substance, generate no IR or UV rays and carry a 5 Year Limited Warranty. TCPs LED BR40 lamps have the highest light output, best dimmability (100% down to 5%) and are the most efficient LED BR40 lamps available today. Consuming just 12 watts of 120 volt energy, this BR40 lamp generates 850 lumens thats 70.8 Lumens per watt. This LED BR40 lamp is rated for 25,000 hours with a minimum starting temperature of -30 degrees Celsius and measures 6.6" MOL and 5.0" in diameter. Click here to see the TCP LED Elite BR Series Specification Sheet. Typical Applications Typical applications for the TCP LED12BR40D27K, Elite Dimmable BR40 LED light bulbs include dimmable recessed downlights, track lights, display lights, and outdoor fixtures that protect the lamps from the elements. TCP 12W Elite Dimmable LED BR40 27K | 2700 | 82 | 850 | 70.8333 | 25000 | 12 | 1 | 5.67 | 5.67 | 6.6625 | 2020Q3 | https://www.greenelectricalsupply.com/tcp-led12br40d27k-elite-dimmable-led-br40-light-bulbs-2700k.aspx | Green Electrical Supply | 2020 | No
LED Lighting | Downlight | Manufacturer: TCP | True |  |  | BR40 | Medium E26 | Home > LED Light Bulbs > LED Reflector Bulbs > LED BR40 > 3000K Warm White > 12W Elite Dimmable LED BR40 30K Product Specifications - Quick Reference Input Voltage: Lumens: 120 Volt AC 875 Lumens Dimensions: Dimmable: 5.0" W x 6.6" MOL Yes LED Color: 3000 K Warm White Life Time: 25,000 Hours Power Consumption: Luminous Efficacy: 12 Watts 72.9 lm/W CRI: Certifications: 82 CRI UL Damp Locations Built off a 20-year history of producing energy efficient lighting, Technical Consumer Products, Inc. (TCP) is excited to announce its most advanced and comprehensive lineup of LED lamps: the LED Elite Series. With TCPs dedication to manufacturing high quality, state-of-the-art lighting, combined with excellent high color rendering index (CRI), smooth dimming capabilities and new shatterproof smooth housing (which gives the appearance of traditional halogen bulbs), the LED Elite Series bulbs are a perfect choice to transform nearly every lighted environment into something extraordinary. TCPs design results in world class LED lamps with industry leading dimming performance and best-in-class efficiencies! TCPs precision-designed full face optic lens offers extremely accurate light pattern control, with no washouts, color shifting or hot spots. This results in better overall light levels delivered right where it is needed. This is the TCP, LED Elite Dimmable BR40 lamp and it comes with a color temperature of 3000 Kelvin (K). UL approved, the TCP LED12BR40D30K offers a very durable, solid state lighting technology that significantly reduces lighting service and maintenance costs. These Dimmable LED BR40 bulbs consume up to 80% LESS energy than a standard 85BR40 85-watt incandescent. These LED BR40 bulbs do not contain Mercury or any other harmful substance, generate no IR or UV rays and carry a 5 Year Limited Warranty. TCPs LED BR40 lamps have the highest light output, best dimmability (100% down to 5%) and are the most efficient LED BR40 lamps available today. Consuming just 12 watts of 120 volt energy, this BR40 lamp generates 875 lumens thats 72.9 Lumens per watt. This LED BR40 lamp is rated for 25,000 hours with a minimum starting temperature of -30 degrees Celsius and measures 6.6" MOL and 5.0" in diameter. Click here to see the TCP LED Elite BR Series Specification Sheet. Typical Applications Typical applications for the TCP LED12BR40D30K, Elite Dimmable BR40 LED light bulbs include dimmable recessed downlights, track lights, display lights, and outdoor fixtures that protect the lamps from the elements. TCP 12W Elite Dimmable LED BR40 30K | 3000 | 82 | 875 | 72.9167 | 25000 | 12 | 1 | 5.67 | 5.67 | 6.6625 | 2020Q3 | https://www.greenelectricalsupply.com/tcp-led12br40d30k-elite-dimmable-led-br40-light-bulbs-3000k.aspx | Green Electrical Supply | 2020 | No
LED Lighting | Downlight | Manufacturer: TCP | True | Daylighting/Photocell, |  | BR40 | Medium E26 | Home > LED Light Bulbs > LED Reflector Bulbs > LED BR40 > 5000K Daylight > 12W Elite Dimmable LED BR40 50K Product Specifications - Quick Reference Input Voltage: Lumens: 120 Volt AC 900 Lumens Dimensions: Dimmable: 5.0" W x 6.6" MOL Yes LED Color: 5000K Daylight Life Time: 25,000 Hours Power Consumption: Luminous Efficacy: 12 Watts 75.0 lm/W CRI: Certifications: 82 CRI UL Damp Locations Built off a 20-year history of producing energy efficient lighting, Technical Consumer Products, Inc. (TCP) is excited to announce its most advanced and comprehensive lineup of LED lamps: the LED Elite Series. With TCPs dedication to manufacturing high quality, state-of-the-art lighting, combined with excellent high color rendering index (CRI), smooth dimming capabilities and new shatterproof smooth housing (which gives the appearance of traditional halogen bulbs), the LED Elite Series bulbs are a perfect choice to transform nearly every lighted environment into something extraordinary. TCPs design results in world class LED lamps with industry leading dimming performance and best-in-class efficiencies! TCPs precision-designed full face optic lens offers extremely accurate light pattern control, with no washouts, color shifting or hot spots. This results in better overall light levels delivered right where it is needed. This is the TCP, LED Elite Dimmable BR40 lamp and it comes with a color temperature of 5000 Kelvin (K). UL approved, the TCP LED12BR40D50K offers a very durable, solid state lighting technology that significantly reduces lighting service and maintenance costs. These Dimmable LED BR40 bulbs consume up to 80% LESS energy than a standard 85BR40 85-watt incandescent. These LED BR40 bulbs do not contain Mercury or any other harmful substance, generate no IR or UV rays and carry a 5 Year Limited Warranty. TCPs LED BR40 lamps have the highest light output, best dimmability (100% down to 5%) and are the most efficient LED BR40 lamps available today. Consuming just 12 watts of 120 volt energy, this BR40 lamp generates 900 lumens thats 75.0 Lumens per watt. This LED BR40 lamp is rated for 25,000 hours with a minimum starting temperature of -30 degrees Celsius and measures 6.6" MOL and 5.0" in diameter. Click here to see the TCP LED Elite BR Series Specification Sheet. Typical Applications Typical applications for the TCP LED12BR40D50K, Elite Dimmable BR40 LED light bulbs include dimmable recessed downlights, track lights, display lights, and outdoor fixtures that protect the lamps from the elements. TCP 12W Elite Dimmable LED BR40 50K | 5000 | 82 | 900 | 75 | 25000 | 12 | 1 | 5.67 | 5.67 | 6.6625 | 2020Q3 | https://www.greenelectricalsupply.com/tcp-led12br40d50k-elite-dimmable-led-br40-light-bulbs-5000k.aspx | Green Electrical Supply | 2020 | No
LED Lighting | Downlight | Manufacturer: TCP | True |  |  | PAR30 Short Neck | Medium E26 | Home > LED Light Bulbs > LED PAR Bulbs > LED PAR30 Short Neck > Flood (40 Degree) > 2700K Warm White > 10 Watt 850 Lumen 40 Degree Beam Dimmable Short Neck LED PAR30 Flood Light Bulb 2700K Product Specifications - Quick Reference Input Voltage: Lumens: 120 Volt AC 850 Lumens Dimensions: Dimmable: 3.8" W x 3.6" MOL Yes LED Color: 2700 K Warm White Beam Angle: 40 Degree Beam Power Consumption: Luminous Efficacy: 10 Watts 85 lm/W CRI: Certifications: 80 CRI UL Damp Locations Built off a 20-year history of producing energy efficient lighting, Technical Consumer Products, Inc. (TCP) is excited to announce its most advanced and comprehensive lineup of LED lamps: the LED Elite Series. With TCPs dedication to manufacturing high quality, state-of-the-art lighting, combined with excellent high color rendering index (CRI), smooth dimming capabilities and new shatterproof smooth housing (which gives the appearance of traditional halogen bulbs), the LED Elite Series bulbs are a perfect choice to transform nearly every lighted environment into something extraordinary. TCPs design results in world class LED lamps with industry leading dimming performance and best-in-class efficiencies! TCPs precision-designed full face optic lens offers extremely accurate light pattern control, with no washouts, color shifting or hot spots. This results in better overall light levels delivered right where it is needed. This is the TCP, LED Elite Dimmable PAR30 Short Neck lamp and it comes with a color temperature of 2700 Kelvin (K). UL approved, the TCP LED12P30SD27KFL offers a very durable, solid state lighting technology that significantly reduces lighting service and maintenance costs. These Dimmable LED PAR30 bulbs consume up to 85% LESS energy than a standard 75PAR30 75-watt incandescent. These LED PAR30 bulbs do not contain Mercury or any other harmful substance, generate no IR or UV rays and carry a 5 Year Limited Warranty. TCPs LED PAR30 lamps have the highest light output, best dimmability (100% down to 5%) and are the most efficient LED PAR30 lamps available today. Previously a 12 watt bulb, now consuming just 10 watts of 120 volt energy, this PAR30 lamp generates 850 lumens- that's 85 Lumens per watt. This LED PAR30 40 degree beam angle flood lamp is rated for 25,000 hours with a minimum starting temperature of -30 degrees Celsius and measures 3.6" MOL and 3.8" in diameter. Click here to see the TCP LED Elite PAR Series Specification Sheet. Typical Applications Typical applications for the TCP LED12P30SD27KFL, Elite Dimmable LED flood light bulbs include dimmable recessed downlights, track lights, display lights, and outdoor fixtures that protect the lamps from the elements. TCP 10 Watt 850 Lumen 40 Degree Beam Dimmable Short Neck LED PAR30 Flood Light Bulb 2700K | 2700 | 80 | 850 | 85 | 25000 | 10 | 1 | 13.27 | 13.27 | 15.5928 | 2020Q3 | https://www.greenelectricalsupply.com/tcp-led12p30sd27kfl-elite-dimmable-led-par30-short-neck-light-bulbs-2700k.aspx | Green Electrical Supply | 2020 | No
LED Lighting | Downlight | Manufacturer: TCP | True |  |  | PAR30 Short Neck | Medium E26 | Home > LED Light Bulbs > LED PAR Bulbs > LED PAR30 Short Neck > Narrow Flood (25 Degree) > 2700K Warm White > 10 Watt 850 Lumen 25 Degree Beam Dimmable Short Neck LED PAR30 Narrow Flood Light Bulb 2700K Product Specifications - Quick Reference Input Voltage: Lumens: 120 Volt AC 850 Lumens Dimensions: Dimmable: 3.8" W x 3.6" MOL Yes LED Color: 2700 K Warm White Beam Angle: 25 Degree Beam Power Consumption: Luminous Efficacy: 10 Watts 85 lm/W CRI: Certifications: 80 CRI UL Damp Locations Built off a 20-year history of producing energy efficient lighting, Technical Consumer Products, Inc. (TCP) is excited to announce its most advanced and comprehensive lineup of LED lamps: the LED Elite Series. With TCPs dedication to manufacturing high quality, state-of-the-art lighting, combined with excellent high color rendering index (CRI), smooth dimming capabilities and new shatterproof smooth housing (which gives the appearance of traditional halogen bulbs), the LED Elite Series bulbs are a perfect choice to transform nearly every lighted environment into something extraordinary. TCPs design results in world class LED lamps with industry leading dimming performance and best-in-class efficiencies! TCPs precision-designed full face optic lens offers extremely accurate light pattern control, with no washouts, color shifting or hot spots. This results in better overall light levels delivered right where it is needed. This is the TCP, LED Elite Dimmable PAR30 Short Neck lamp and it comes with a color temperature of 2700 Kelvin (K). UL approved, the TCP LED12P30SD27KNFL offers a very durable, solid state lighting technology that significantly reduces lighting service and maintenance costs. These Dimmable LED PAR30 bulbs consume up to 85% LESS energy than a standard 75PAR30 75-watt incandescent. These LED PAR30 bulbs do not contain Mercury or any other harmful substance, generate no IR or UV rays and carry a 5 Year Limited Warranty. TCPs LED PAR30 lamps have the highest light output, best dimmability (100% down to 5%) and are the most efficient LED PAR30 lamps available today. Previously a 12 watt bulb, now consuming just 10 watts of 120 volt energy, this PAR30 lamp generates 850 lumens- that's 85 Lumens per watt. This LED PAR30 25 degree beam angle narrow flood lamp is rated for 25,000 hours with a minimum starting temperature of -30 degrees Celsius and measures 3.6" MOL and 3.8" in diameter. Click here to see the TCP LED Elite PAR Series Specification Sheet. Typical Applications Typical applications for the TCP LED12P30SD27KNFL, Elite Dimmable LED flood light bulbs include dimmable recessed downlights, track lights, display lights, and outdoor fixtures that protect the lamps from the elements. TCP 10 Watt 850 Lumen 25 Degree Beam Dimmable Short Neck LED PAR30 Narrow Flood Light Bulb 2700K | 2700 | 80 | 850 | 85 | 25000 | 10 | 1 | 13.27 | 13.27 | 15.5928 | 2020Q3 | https://www.greenelectricalsupply.com/tcp-led12p30sd27knfl-elite-dimmable-led-par30-short-neck-light-bulbs-2700k.aspx | Green Electrical Supply | 2020 | No
LED Lighting | Downlight | Manufacturer: TCP | True |  |  | PAR30 Short Neck | Medium E26 | Home > LED Light Bulbs > LED PAR Bulbs > LED PAR30 Short Neck > Flood (40 Degree) > 3000K Warm White > 10 Watt 850 Lumen 40 Degree Beam Dimmable Short Neck LED PAR30 Flood Light Bulb 3000K Product Specifications - Quick Reference Input Voltage: Lumens: 120 Volt AC 850 Lumens Dimensions: Dimmable: 3.8" W x 3.6" MOL Yes LED Color: 3000 K Warm White Beam Angle: 40 Degree Beam Power Consumption: Luminous Efficacy: 10 Watts 85 lm/W CRI: Certifications: 80 CRI UL Damp Locations Built off a 20-year history of producing energy efficient lighting, Technical Consumer Products, Inc. (TCP) is excited to announce its most advanced and comprehensive lineup of LED lamps: the LED Elite Series. With TCPs dedication to manufacturing high quality, state-of-the-art lighting, combined with excellent high color rendering index (CRI), smooth dimming capabilities and new shatterproof smooth housing (which gives the appearance of traditional halogen bulbs), the LED Elite Series bulbs are a perfect choice to transform nearly every lighted environment into something extraordinary. TCPs design results in world class LED lamps with industry leading dimming performance and best-in-class efficiencies! TCPs precision-designed full face optic lens offers extremely accurate light pattern control, with no washouts, color shifting or hot spots. This results in better overall light levels delivered right where it is needed. This is the TCP, LED Elite Dimmable PAR30 Short Neck lamp and it comes with a color temperature of 3000 Kelvin (K). UL approved, the TCP LED12P30SD30KFL offers a very durable, solid state lighting technology that significantly reduces lighting service and maintenance costs. These Dimmable LED PAR30 bulbs consume up to 85% LESS energy than a standard 75PAR30 75-watt incandescent. These LED PAR30 bulbs do not contain Mercury or any other harmful substance, generate no IR or UV rays and carry a 5 Year Limited Warranty. TCPs LED PAR30 lamps have the highest light output, best dimmability (100% down to 5%) and are the most efficient LED PAR30 lamps available today. Previously a 12 watt bulb, now consuming just 10 watts of 120 volt energy, this PAR30 lamp generates 850 lumens- that's 85 Lumens per watt. This LED PAR30 40 degree beam angle flood lamp is rated for 25,000 hours with a minimum starting temperature of -30 degrees Celsius and measures 3.6" MOL and 3.8" in diameter. Click here to see the TCP LED Elite PAR Series Specification Sheet. Typical Applications Typical applications for the TCP LED12P30SD30KFL, Elite Dimmable LED flood light bulbs include dimmable recessed downlights, track lights, display lights, and outdoor fixtures that protect the lamps from the elements. TCP 10 Watt 850 Lumen 40 Degree Beam Dimmable Short Neck LED PAR30 Flood Light Bulb 3000K | 3000 | 80 | 850 | 85 | 25000 | 10 | 1 | 13.27 | 13.27 | 15.5928 | 2020Q3 | https://www.greenelectricalsupply.com/tcp-led12p30sd30kfl-elite-dimmable-led-par30-short-neck-light-bulbs-3000k.aspx | Green Electrical Supply | 2020 | No
LED Lighting | Downlight | Manufacturer: TCP | True |  |  | PAR30 Short Neck | Medium E26 | Home > LED Light Bulbs > LED PAR Bulbs > LED PAR30 Short Neck > Narrow Flood (25 Degree) > 3000K Warm White > 10 Watt 850 Lumen 25 Degree Beam Dimmable Short Neck LED PAR30 Narrow Flood Light Bulb 3000K Product Specifications - Quick Reference Input Voltage: Lumens: 120 Volt AC 850 Lumens Dimensions: Dimmable: 3.8" W x 3.6" MOL Yes LED Color: 3000 K Warm White Beam Angle: 25 Degree Beam Power Consumption: Luminous Efficacy: 10 Watts 85 lm/W CRI: Certifications: 80 CRI UL Damp Locations Built off a 20-year history of producing energy efficient lighting, Technical Consumer Products, Inc. (TCP) is excited to announce its most advanced and comprehensive lineup of LED lamps: the LED Elite Series. With TCPs dedication to manufacturing high quality, state-of-the-art lighting, combined with excellent high color rendering index (CRI), smooth dimming capabilities and new shatterproof smooth housing (which gives the appearance of traditional halogen bulbs), the LED Elite Series bulbs are a perfect choice to transform nearly every lighted environment into something extraordinary. TCPs design results in world class LED lamps with industry leading dimming performance and best-in-class efficiencies! TCPs precision-designed full face optic lens offers extremely accurate light pattern control, with no washouts, color shifting or hot spots. This results in better overall light levels delivered right where it is needed. This is the TCP, LED Elite Dimmable PAR30 Short Neck lamp and it comes with a color temperature of 3000 Kelvin (K). UL approved, the TCP LED12P30SD30KNFL offers a very durable, solid state lighting technology that significantly reduces lighting service and maintenance costs. These Dimmable LED PAR30 bulbs consume up to 85% LESS energy than a standard 75PAR30 75-watt incandescent. These LED PAR30 bulbs do not contain Mercury or any other harmful substance, generate no IR or UV rays and carry a 5 Year Limited Warranty. TCPs LED PAR30 lamps have the highest light output, best dimmability (100% down to 5%) and are the most efficient LED PAR30 lamps available today. Previously a 12 watt bulb, now consuming just 10 watts of 120 volt energy, this PAR30 lamp generates 850 lumens- that's 85 Lumens per watt. This LED PAR30 25 degree beam angle narrow flood lamp is rated for 25,000 hours with a minimum starting temperature of -30 degrees Celsius and measures 3.6" MOL and 3.8" in diameter. Click here to see the TCP LED Elite PAR Series Specification Sheet. Typical Applications Typical applications for the TCP LED12P30SD30KNFL, Elite Dimmable LED flood light bulbs include dimmable recessed downlights, track lights, display lights, and outdoor fixtures that protect the lamps from the elements. TCP 10 Watt 850 Lumen 25 Degree Beam Dimmable Short Neck LED PAR30 Narrow Flood Light Bulb 3000K | 3000 | 80 | 850 | 85 | 25000 | 10 | 1 | 13.27 | 13.27 | 15.5928 | 2020Q3 | https://www.greenelectricalsupply.com/tcp-led12p30sd30knfl-elite-dimmable-led-par30-short-neck-light-bulbs-3000k.aspx | Green Electrical Supply | 2020 | No
LED Lighting | Downlight | Manufacturer: TCP | True |  |  | PAR30 Short Neck | Medium E26 | Home > LED Light Bulbs > LED PAR Bulbs > LED PAR30 Short Neck > Spot (15 Degree) > 10 Watt 850 Lumen 15 Degree Beam Dimmable Short Neck LED PAR30 Spot Flood Light Bulb 3000K Product Specifications - Quick Reference Input Voltage: Lumens: 120 Volt AC 850 Lumens Dimensions: Dimmable: 3.8" W x 3.6" MOL Yes LED Color: 3000K Warm White Beam Angle: 15 Degree Beam Power Consumption: Luminous Efficacy: 10 Watts 85 lm/W CRI: Certifications: 80 CRI UL Damp Locations Built off a 20-year history of producing energy efficient lighting, Technical Consumer Products, Inc. (TCP) is excited to announce its most advanced and comprehensive lineup of LED lamps: the LED Elite Series. With TCPs dedication to manufacturing high quality, state-of-the-art lighting, combined with excellent high color rendering index (CRI), smooth dimming capabilities and new shatterproof smooth housing (which gives the appearance of traditional halogen bulbs), the LED Elite Series bulbs are a perfect choice to transform nearly every lighted environment into something extraordinary. TCPs design results in world class LED lamps with industry leading dimming performance and best-in-class efficiencies! TCPs precision-designed full face optic lens offers extremely accurate light pattern control, with no washouts, color shifting or hot spots. This results in better overall light levels delivered right where it is needed. This is the TCP, LED Elite Dimmable PAR30 Short Neck lamp and it comes with a color temperature of 3000 Kelvin (K). UL approved, the TCP LED12P30SD30KSP offers a very durable, solid state lighting technology that significantly reduces lighting service and maintenance costs. These Dimmable LED PAR30 bulbs consume up to 85% LESS energy than a standard 75PAR30 75-watt incandescent. These LED PAR30 bulbs do not contain Mercury or any other harmful substance, generate no IR or UV rays and carry a 5 Year Limited Warranty. TCPs LED PAR30 lamps have the highest light output, best dimmability (100% down to 5%) and are the most efficient LED PAR30 lamps available today. Previously a 12 watt bulb, now consuming just 10 watts of 120 volt energy, this PAR30 lamp generates 850 lumens- that's 85 Lumens per watt. This LED PAR30 15 degree beam angles spot lamp is rated for 25,000 hours with a minimum starting temperature of -30 degrees Celsius and measures 3.6" MOL and 3.8" in diameter. Click here to see the TCP LED Elite PAR Series Specification Sheet. Typical Applications Typical applications for the TCP LED12P30SD30KSP, Elite Dimmable LED flood light bulbs include dimmable recessed downlights, track lights, display lights, and outdoor fixtures that protect the lamps from the elements. TCP 10 Watt 850 Lumen 15 Degree Beam Dimmable Short Neck LED PAR30 Spot Flood Light Bulb 3000K | 3000 | 80 | 850 | 85 | 25000 | 10 | 1 | 13.27 | 13.27 | 15.5928 | 2020Q3 | https://www.greenelectricalsupply.com/tcp-led12p30sd30ksp-elite-dimmable-led-par30-short-neck-light-bulbs-3000k.aspx | Green Electrical Supply | 2020 | No
LED Lighting | Downlight | Manufacturer: TCP | True |  |  | PAR30 Short Neck | Medium E26 | Home > LED Light Bulbs > LED PAR Bulbs > LED PAR30 Short Neck > Flood (40 Degree) > 3500K Bright White > 10 Watt 850 Lumen 40 Degree Beam Dimmable Short Neck LED PAR30 Flood Light Bulb 3500K Product Specifications - Quick Reference Input Voltage: Lumens: 120 Volt AC 850 Lumens Dimensions: Dimmable: 3.8" W x 3.6" MOL Yes LED Color: 3500 K Bright White Beam Angle: 40 Degree Beam Power Consumption: Luminous Efficacy: 10 Watts 85 lm/W CRI: Certifications: 80 CRI UL Damp Locations Built off a 20-year history of producing energy efficient lighting, Technical Consumer Products, Inc. (TCP) is excited to announce its most advanced and comprehensive lineup of LED lamps: the LED Elite Series. With TCPs dedication to manufacturing high quality, state-of-the-art lighting, combined with excellent high color rendering index (CRI), smooth dimming capabilities and new shatterproof smooth housing (which gives the appearance of traditional halogen bulbs), the LED Elite Series bulbs are a perfect choice to transform nearly every lighted environment into something extraordinary. TCPs design results in world class LED lamps with industry leading dimming performance and best-in-class efficiencies! TCPs precision-designed full face optic lens offers extremely accurate light pattern control, with no washouts, color shifting or hot spots. This results in better overall light levels delivered right where it is needed. This is the TCP, LED Elite Dimmable PAR30 Short Neck lamp and it comes with a color temperature of 3500 Kelvin (K). UL approved, the TCP LED12P30SD35KFL offers a very durable, solid state lighting technology that significantly reduces lighting service and maintenance costs. These Dimmable LED PAR30 bulbs consume up to 85% LESS energy than a standard 75PAR30 75-watt incandescent. These LED PAR30 bulbs do not contain Mercury or any other harmful substance, generate no IR or UV rays and carry a 5 Year Limited Warranty. TCPs LED PAR30 lamps have the highest light output, best dimmability (100% down to 5%) and are the most efficient LED PAR30 lamps available today. Previously a 12 watt bulb, now consuming just 10 watts of 120 volt energy, this PAR30 lamp generates 850 lumens- that's 85 Lumens per watt. This LED PAR30 40 degree beam angle flood lamp is rated for 25,000 hours with a minimum starting temperature of -30 degrees Celsius and measures 3.6" MOL and 3.8" in diameter. Click here to see the TCP LED Elite PAR Series Specification Sheet. Typical Applications Typical applications for the TCP LED12P30SD35KFL, Elite Dimmable LED flood light bulbs include dimmable recessed downlights, track lights, display lights, and outdoor fixtures that protect the lamps from the elements. TCP 10 Watt 850 Lumen 40 Degree Beam Dimmable Short Neck LED PAR30 Flood Light Bulb 3500K | 3500 | 80 | 850 | 85 | 25000 | 10 | 1 | 13.27 | 13.27 | 15.5928 | 2020Q3 | https://www.greenelectricalsupply.com/tcp-led12p30sd35kfl-elite-dimmable-led-par30-short-neck-light-bulbs-3500k.aspx | Green Electrical Supply | 2020 | No
LED Lighting | Downlight | Manufacturer: TCP | True |  |  | PAR30 Short Neck | Medium E26 | Home > LED Light Bulbs > LED PAR Bulbs > LED PAR30 Short Neck > Narrow Flood (25 Degree) > 3500K Bright White > 10 Watt 850 Lumen 25 Degree Beam Dimmable Short Neck LED PAR30 Narrow Flood Light Bulb 3500K Product Specifications - Quick Reference Input Voltage: Lumens: 120 Volt AC 850 Lumens Dimensions: Dimmable: 3.8" W x 3.6" MOL Yes LED Color: 3500 K Bright White Beam Angle: 25 Degree Beam Power Consumption: Luminous Efficacy: 10 Watts 85 lm/W CRI: Certifications: 80 CRI UL Damp Locations Built off a 20-year history of producing energy efficient lighting, Technical Consumer Products, Inc. (TCP) is excited to announce its most advanced and comprehensive lineup of LED lamps: the LED Elite Series. With TCPs dedication to manufacturing high quality, state-of-the-art lighting, combined with excellent high color rendering index (CRI), smooth dimming capabilities and new shatterproof smooth housing (which gives the appearance of traditional halogen bulbs), the LED Elite Series bulbs are a perfect choice to transform nearly every lighted environment into something extraordinary. TCPs design results in world class LED lamps with industry leading dimming performance and best-in-class efficiencies! TCPs precision-designed full face optic lens offers extremely accurate light pattern control, with no washouts, color shifting or hot spots. This results in better overall light levels delivered right where it is needed. This is the TCP, LED Elite Dimmable PAR30 Short Neck lamp and it comes with a color temperature of 3500 Kelvin (K). UL approved, the TCP LED12P30SD35KNFL offers a very durable, solid state lighting technology that significantly reduces lighting service and maintenance costs. These Dimmable LED PAR30 bulbs consume up to 85% LESS energy than a standard 75PAR30 75-watt incandescent. These LED PAR30 bulbs do not contain Mercury or any other harmful substance, generate no IR or UV rays and carry a 5 Year Limited Warranty. TCPs LED PAR30 lamps have the highest light output, best dimmability (100% down to 5%) and are the most efficient LED PAR30 lamps available today. Previously a 12 watt bulb, now consuming just 10 watts of 120 volt energy, this PAR30 lamp generates 850 lumens- that's 85 Lumens per watt. This LED PAR30 25 degree beam angle narrow flood lamp is rated for 25,000 hours with a minimum starting temperature of -30 degrees Celsius and measures 3.6" MOL and 3.8" in diameter. Click here to see the TCP LED Elite PAR Series Specification Sheet. Typical Applications Typical applications for the TCP LED12P30SD35KNFL, Elite Dimmable LED flood light bulbs include dimmable recessed downlights, track lights, display lights, and outdoor fixtures that protect the lamps from the elements. TCP 10 Watt 850 Lumen 25 Degree Beam Dimmable Short Neck LED PAR30 Narrow Flood Light Bulb 3500K | 3500 | 80 | 850 | 85 | 25000 | 10 | 1 | 13.27 | 13.27 | 15.5928 | 2020Q3 | https://www.greenelectricalsupply.com/tcp-led12p30sd35knfl-elite-dimmable-led-par30-short-neck-light-bulbs-3500k.aspx | Green Electrical Supply | 2020 | No
LED Lighting | Downlight | Manufacturer: TCP | True |  |  | PAR30 Short Neck | Medium E26 | Home > LED Light Bulbs > LED PAR Bulbs > LED PAR30 Short Neck > Flood (40 Degree) > 4000K Cool White > 10 Watt 850 Lumen 40 Degree Beam Dimmable Short Neck LED PAR30 Flood Light Bulb 4100K Product Specifications - Quick Reference Input Voltage: Lumens: 120 Volt AC 850 Lumens Dimensions: Dimmable: 3.8" W x 3.6" MOL Yes LED Color: 4100 K Cool White Beam Angle: 40 Degree Beam Power Consumption: Luminous Efficacy: 10 Watts 85 lm/W CRI: Certifications: 80 CRI UL Damp Locations Built off a 20-year history of producing energy efficient lighting, Technical Consumer Products, Inc. (TCP) is excited to announce its most advanced and comprehensive lineup of LED lamps: the LED Elite Series. With TCPs dedication to manufacturing high quality, state-of-the-art lighting, combined with excellent high color rendering index (CRI), smooth dimming capabilities and new shatterproof smooth housing (which gives the appearance of traditional halogen bulbs), the LED Elite Series bulbs are a perfect choice to transform nearly every lighted environment into something extraordinary. TCPs design results in world class LED lamps with industry leading dimming performance and best-in-class efficiencies! TCPs precision-designed full face optic lens offers extremely accurate light pattern control, with no washouts, color shifting or hot spots. This results in better overall light levels delivered right where it is needed. This is the TCP, LED Elite Dimmable PAR30 Short Neck lamp and it comes with a color temperature of 4100 Kelvin (K). UL approved, the TCP LED12P30SD41KFL offers a very durable, solid state lighting technology that significantly reduces lighting service and maintenance costs. These Dimmable LED PAR30 bulbs consume up to 85% LESS energy than a standard 75PAR30 75-watt incandescent. These LED PAR30 bulbs do not contain Mercury or any other harmful substance, generate no IR or UV rays and carry a 5 Year Limited Warranty. TCPs LED PAR30 lamps have the highest light output, best dimmability (100% down to 5%) and are the most efficient LED PAR30 lamps available today. Previously a 12 watt bulb, now consuming just 10 watts of 120 volt energy, this PAR30 lamp generates 850 lumens- that's 85 Lumens per watt. This LED PAR30 40 degree beam angle flood lamp is rated for 25,000 hours with a minimum starting temperature of -30 degrees Celsius and measures 3.6" MOL and 3.8" in diameter. Click here to see the TCP LED Elite PAR Series Specification Sheet. Typical Applications Typical applications for the TCP LED12P30SD41KFL, Elite Dimmable LED flood light bulbs include dimmable recessed downlights, track lights, display lights, and outdoor fixtures that protect the lamps from the elements. TCP 10 Watt 850 Lumen 40 Degree Beam Dimmable Short Neck LED PAR30 Flood Light Bulb 4100K | 4100 | 80 | 850 | 85 | 25000 | 10 | 1 | 13.27 | 13.27 | 15.5928 | 2020Q3 | https://www.greenelectricalsupply.com/tcp-led12p30sd41kfl-elite-dimmable-led-par30-short-neck-light-bulbs-4100k.aspx | Green Electrical Supply | 2020 | No
LED Lighting | Downlight | Manufacturer: TCP | True |  |  | PAR30 Short Neck | Medium E26 | Home > Energy Star Qualified Products > 10 Watt 850 Lumen 25 Degree Beam Dimmable Short Neck LED PAR30 Narrow Flood Light Bulb 4100K Product Specifications - Quick Reference Input Voltage: Lumens: 120 Volt AC 850 Lumens Dimensions: Dimmable: 3.8" W x 3.6" MOL Yes LED Color: 4100 K Cool White Beam Angle: 25 Degree Beam Power Consumption: Luminous Efficacy: 10 Watts 85 lm/W CRI: Certifications: 80 CRI UL Damp Locations Built off a 20-year history of producing energy efficient lighting, Technical Consumer Products, Inc. (TCP) is excited to announce its most advanced and comprehensive lineup of LED lamps: the LED Elite Series. With TCPs dedication to manufacturing high quality, state-of-the-art lighting, combined with excellent high color rendering index (CRI), smooth dimming capabilities and new shatterproof smooth housing (which gives the appearance of traditional halogen bulbs), the LED Elite Series bulbs are a perfect choice to transform nearly every lighted environment into something extraordinary. TCPs design results in world class LED lamps with industry leading dimming performance and best-in-class efficiencies! TCPs precision-designed full face optic lens offers extremely accurate light pattern control, with no washouts, color shifting or hot spots. This results in better overall light levels delivered right where it is needed. This is the TCP, LED Elite Dimmable PAR30 Short Neck lamp and it comes with a color temperature of 4100 Kelvin (K). UL approved, the TCP LED12P30SD41KNFL offers a very durable, solid state lighting technology that significantly reduces lighting service and maintenance costs. These Dimmable LED PAR30 bulbs consume up to 85% LESS energy than a standard 75PAR30 75-watt incandescent. These LED PAR30 bulbs do not contain Mercury or any other harmful substance, generate no IR or UV rays and carry a 5 Year Limited Warranty. TCPs LED PAR30 lamps have the highest light output, best dimmability (100% down to 5%) and are the most efficient LED PAR30 lamps available today. Previously a 12 watt bulb, now consuming just 10 watts of 120 volt energy, this PAR30 lamp generates 850 lumens- that's 85 Lumens per watt. This LED PAR30 25 degree beam angle narrow flood lamp is rated for 25,000 hours with a minimum starting temperature of -30 degrees Celsius and measures 3.6" MOL and 3.8" in diameter. Click here to see the TCP LED Elite PAR Series Specification Sheet. Typical Applications Typical applications for the TCP LED12P30SD41KNFL, Elite Dimmable LED flood light bulbs include dimmable recessed downlights, track lights, display lights, and outdoor fixtures that protect the lamps from the elements. TCP 10 Watt 850 Lumen 25 Degree Beam Dimmable Short Neck LED PAR30 Narrow Flood Light Bulb 4100K | 4100 | 80 | 850 | 85 | 25000 | 10 | 1 | 13.27 | 13.27 | 15.5928 | 2020Q3 | https://www.greenelectricalsupply.com/tcp-led12p30sd41knfl-elite-dimmable-led-par30-short-neck-light-bulbs-4100k.aspx | Green Electrical Supply | 2020 | No
LED Lighting | Downlight | Manufacturer: TCP | True |  |  |  |  | 6" Recessed 6" Recessed Home > LED Indoor Light Fixtures > LED Downlights and Trims > 6 Inch Retrofits > Round > 3000K Warm White > 5 Inch to 6 Inch 14 Watt 820 Lumen LED Recessed Downlight Retrofit 3000K - E26 Adapter Included Product Specifications - Quick Reference Lamp Wattage: Working Voltage: 14 Watts 120 Volt Dimensions: Rated Life: 7.5" W x 3.8" (MOL) 35,000 Hours (L70) Incandescent Equivalent: 85 Watts (820 Lumens) Dimmable: YES - 100% - 0.5% Light Color: CRI: 3000K 82 CRI Certifications: Warranty: ENERGY STAR, UL 5 Year Limited High Performance LED ( Light Emitting Diode ), dual rated for 5" or 6" Recessed Cans. These retrofits are a perfect choice for use in your existing 5 inch or 6 inch recessed can applications. LED lights produce very little heat, reach full brightness instantly and last 35,000 hours. Exceeding all industry standards and smooth, uniform dimming from 100% down to 0.5%, the TCP LED recessed retrofits are a superb, energy saving option for your existing 65BR30 or 85BR30 bulbs. Click here to see the complete TCP 6" Recessed Retrofit Fixture Specification Sheet. This TCP LED14DR5630K 3000 Kelvin (K) warm white LED light operates on your existing 120V circuit and consumes just 14 watts. These LED retrofit lights generate 820 delivered lumens (or 58 Lumens Per Watt) and has a Color Rendering Index (CRI) of 82. The TCP LED14DR5630K 5"-6" LED retrofit bulb is fully dimmable and suitable for damp locations and they carry a 5 year limited warranty. Instant on at full brightness these 5" or 6" recessed can retrofit LED fixtures are rated for 35,000 hours (based on L70 standards). The stated 35,000 Hour life is based on functional light quality. After 30% lumen depreciation the functionality of the lamp is deemed to be at end-of life, even though the lamp is still at 70% of initial lumens (the L70 standard). The dimensions of the LED fixture are 7.5" wide by 3.8 inches MOL. The LED driver is self contained and the finish on the integral baffle and trim is White. These 120 volt LED light bulbs fit most 5"-6" recessed can fixtures with an E26 medium base. There is an adapter with every retrofit can where one end has a standard E26 medium base socket and the other end has a disconnect connector. With the electricity turned off at your circuit breaker, simply screw the E26 socket into your existing recessed can. Then connect the TCP LED retrofit at the disconnect point. Install the LED fixture like you would install your current trim. You have now converted your recessed can to LED. Dimming saves energy while setting the right light level to improve mood and ambiance. Screw-in compact fluorescent lamps (CFLs) and screw-in light emitting diode bulbs (LEDs) are a great energy-saving alternative to incandescent or halogen light sources; however, dimming them may be difficult. Lutrons new CL Dimmers for dimmable CFL and LED bulbs have HED Technology which helps alleviate your CFL and LED dimming challenges. Compared to standard dimmers, Lutrons new CL Dimmers keep the lights on as they are dimmed, make sure the lights turn on at all light levels, eliminate or reduce excessive flicker and keep the lights on even with line voltage fluctuations. Lutron CL dimmers are available in Maestro®, Diva®, Skylark Contour, Luméa®, Ariadni®/Toggler® and Credenza® product families. Click here to see all Lutron CL Dimmer Light Switches and Wall Plates. TCP 5 Inch to 6 Inch 14 Watt 820 Lumen LED Recessed Downlight Retrofit 3000K - E26 Adapter Included | 3000 | 82 | 820 | 58.5714 | 35000 | 14 | 1 | 13.32 | 13.32 | 15.6515 | 2020Q3 | https://www.greenelectricalsupply.com/tcp-led14dr5630k-white-5-or-6-inch-led-recessed-retrofit-downlight-3000k.aspx | Green Electrical Supply | 2020 | Yes
LED Lighting | Downlight | Manufacturer: TCP | True |  |  |  |  | 6" Recessed 6" Recessed Home > LED Indoor Light Fixtures > LED Downlights and Trims > 6 Inch Retrofits > Round > 4000K Cool White > 5 Inch to 6 Inch 14 Watt 820 Lumen LED Recessed Downlight Retrofit 4100K - E26 Adapter Included Product Specifications - Quick Reference Lamp Wattage: Working Voltage: 14 Watts 120 Volt Dimensions: Rated Life: 7.5" W x 3.8" (MOL) 35,000 Hours (L70) Incandescent Equivalent: 85 Watts (820 Lumens) Dimmable: YES - 100% - 0.5% Light Color: CRI: 4100K 82 CRI Certifications: Warranty: RoHS, UL 5 Year Limited High Performance LED ( Light Emitting Diode ), dual rated for 5" or 6" Recessed Cans. These retrofits are a perfect choice for use in your existing 5 inch or 6 inch recessed can applications. LED lights produce very little heat, reach full brightness instantly and last 35,000 hours. Exceeding all industry standards and smooth, uniform dimming from 100% down to 0.5%, the TCP LED recessed retrofits are a superb, energy saving option for your existing 65BR30 or 85BR30 bulbs. Click here to see the complete TCP 6" Recessed Retrofit Fixture Specification Sheet. This TCP LED14DR5641K 4100 Kelvin (K) warm white LED light operates on your existing 120V circuit and consumes just 14 watts. These LED retrofit lights generate 820 delivered lumens (or 58 Lumens Per Watt) and has a Color Rendering Index (CRI) of 82. The TCP LED14DR5641K 5"-6" LED retrofit bulb is fully dimmable and suitable for damp locations and they carry a 5 year limited warranty. Instant on at full brightness these 5" or 6" recessed can retrofit LED fixtures are rated for 35,000 hours (based on L70 standards). The stated 35,000 Hour life is based on functional light quality. After 30% lumen depreciation the functionality of the lamp is deemed to be at end-of life, even though the lamp is still at 70% of initial lumens (the L70 standard). The dimensions of the LED fixture are 7.5" wide by 3.8 inches MOL. The LED driver is self contained and the finish on the integral baffle and trim is White. These 120 volt LED light bulbs fit most 5"-6" recessed can fixtures with an E26 medium base. There is an adapter with every retrofit can where one end has a standard E26 medium base socket and the other end has a disconnect connector. With the electricity turned off at your circuit breaker, simply screw the E26 socket into your existing recessed can. Then connect the TCP LED retrofit at the disconnect point. Install the LED fixture like you would install your current trim. You have now converted your recessed can to LED. Dimming saves energy while setting the right light level to improve mood and ambiance. Screw-in compact fluorescent lamps (CFLs) and screw-in light emitting diode bulbs (LEDs) are a great energy-saving alternative to incandescent or halogen light sources; however, dimming them may be difficult. Lutrons new CL Dimmers for dimmable CFL and LED bulbs have HED Technology which helps alleviate your CFL and LED dimming challenges. Compared to standard dimmers, Lutrons new CL Dimmers keep the lights on as they are dimmed, make sure the lights turn on at all light levels, eliminate or reduce excessive flicker and keep the lights on even with line voltage fluctuations. Lutron CL dimmers are available in Maestro®, Diva®, Skylark Contour, Luméa®, Ariadni®/Toggler® and Credenza® product families. Click here to see all Lutron CL Dimmer Light Switches and Wall Plates. TCP 5 Inch to 6 Inch 14 Watt 820 Lumen LED Recessed Downlight Retrofit 4100K - E26 Adapter Included | 4100 | 82 | 820 | 58.5714 | 35000 | 14 | 1 | 13.32 | 13.32 | 15.6515 | 2020Q3 | https://www.greenelectricalsupply.com/tcp-led14dr5641k-white-5-or-6-inch-led-recessed-retrofit-downlight-4100k.aspx | Green Electrical Supply | 2020 | Yes
LED Lighting | Downlight | Manufacturer: TCP | True | Daylighting/Photocell, |  |  |  | 6" Recessed 6" Recessed Home > LED Indoor Light Fixtures > LED Downlights and Trims > 6 Inch Retrofits > Round > 5000K Daylight > 5 Inch to 6 Inch 14 Watt 820 Lumen LED Recessed Downlight Retrofit 5000K - E26 Adapter Included Product Specifications - Quick Reference Lamp Wattage: Working Voltage: 14 Watts 120 Volt Dimensions: Rated Life: 7.5" W x 3.8" (MOL) 35,000 Hours (L70) Incandescent Equivalent: 85 Watts (820 Lumens) Dimmable: YES - 100% - 0.5% Light Color: CRI: 5000K 82 CRI Certifications: Warranty: RoHS, UL 5 Year Limited High Performance LED ( Light Emitting Diode ), dual rated for 5" or 6" Recessed Cans. These retrofits are a perfect choice for use in your existing 5 inch or 6 inch recessed can applications. LED lights produce very little heat, reach full brightness instantly and last 35,000 hours. Exceeding all industry standards and smooth, uniform dimming from 100% down to 0.5%, the TCP LED recessed retrofits are a superb, energy saving option for your existing 65BR30 or 85BR30 bulbs. Click here to see the complete TCP 6" Recessed Retrofit Fixture Specification Sheet. This TCP LED14DR5650K 5000 Kelvin (K) daylight LED light operates on your existing 120V circuit and consumes just 14 watts. These LED retrofit lights generate 820 delivered lumens (or 58 Lumens Per Watt) and has a Color Rendering Index (CRI) of 82. The TCP LED14DR5650K 5"-6" LED retrofit bulb is fully dimmable and suitable for damp locations and they carry a 5 year limited warranty. Instant on at full brightness these 5" or 6" recessed can retrofit LED fixtures are rated for 35,000 hours (based on L70 standards). The stated 35,000 Hour life is based on functional light quality. After 30% lumen depreciation the functionality of the lamp is deemed to be at end-of life, even though the lamp is still at 70% of initial lumens (the L70 standard). The dimensions of the LED fixture are 7.5" wide by 3.8 inches MOL. The LED driver is self contained and the finish on the integral baffle and trim is White. These 120 volt LED light bulbs fit most 5"-6" recessed can fixtures with an E26 medium base. There is an adapter with every retrofit can where one end has a standard E26 medium base socket and the other end has a disconnect connector. With the electricity turned off at your circuit breaker, simply screw the E26 socket into your existing recessed can. Then connect the TCP LED retrofit at the disconnect point. Install the LED fixture like you would install your current trim. You have now converted your recessed can to LED. Dimming saves energy while setting the right light level to improve mood and ambiance. Screw-in compact fluorescent lamps (CFLs) and screw-in light emitting diode bulbs (LEDs) are a great energy-saving alternative to incandescent or halogen light sources; however, dimming them may be difficult. Lutrons new CL Dimmers for dimmable CFL and LED bulbs have HED Technology which helps alleviate your CFL and LED dimming challenges. Compared to standard dimmers, Lutrons new CL Dimmers keep the lights on as they are dimmed, make sure the lights turn on at all light levels, eliminate or reduce excessive flicker and keep the lights on even with line voltage fluctuations. Lutron CL dimmers are available in Maestro®, Diva®, Skylark Contour, Luméa®, Ariadni®/Toggler® and Credenza® product families. Click here to see all Lutron CL Dimmer Light Switches and Wall Plates. TCP 5 Inch to 6 Inch 14 Watt 820 Lumen LED Recessed Downlight Retrofit 5000K - E26 Adapter Included | 5000 | 82 | 820 | 58.5714 | 35000 | 14 | 1 | 13.32 | 13.32 | 15.6515 | 2020Q3 | https://www.greenelectricalsupply.com/tcp-led14dr5650k-white-5-or-6-inch-led-recessed-retrofit-downlight-5000k.aspx | Green Electrical Supply | 2020 | Yes
LED Lighting | Downlight | Manufacturer: TCP | True |  |  | PAR30 | Medium E26 | Home > LED Light Bulbs > LED PAR Bulbs > LED PAR30 Long Neck > Flood (40 Degree) > 2700K Warm White > 13.5 Watt 1050 Lumen 40 Degree Beam Long Neck Elite LED PAR30 Flood Light Bulb 2700K Product Specifications - Quick Reference Input Voltage: Lumens: 120 Volt AC 1050 Lumens Dimensions: Dimmable: 3.8" W x 4.6" MOL Yes LED Color: 2700 K Warm White Beam Angle: 40 Degree Beam Power Consumption: Luminous Efficacy: 13.5 Watts 77.8 lm/W CRI: Certifications: 80 CRI UL Damp Locations Built off a 20-year history of producing energy efficient lighting, Technical Consumer Products, Inc. (TCP) is excited to announce its most advanced and comprehensive lineup of LED lamps: the LED Elite Series. With TCPs dedication to manufacturing high quality, state-of-the-art lighting, combined with excellent high color rendering index (CRI), smooth dimming capabilities and new shatterproof smooth housing (which gives the appearance of traditional halogen bulbs), the LED Elite Series bulbs are a perfect choice to transform nearly every lighted environment into something extraordinary. TCPs design results in world class LED lamps with industry leading dimming performance and best-in-class efficiencies! TCPs precision-designed full face optic lens offers extremely accurate light pattern control, with no washouts, color shifting or hot spots. This results in better overall light levels delivered right where it is needed. This is the TCP, LED Elite Dimmable PAR30 lamp and it comes with a color temperature of 2700 Kelvin (K). UL approved, the TCP LED14P30D27KFL offers a very durable, solid state lighting technology that significantly reduces lighting service and maintenance costs. These Dimmable LED PAR30 bulbs consume up to 85% LESS energy than a standard 90PAR30 90-watt incandescent. These LED PAR30 bulbs do not contain Mercury or any other harmful substance, generate no IR or UV rays and carry a 5 Year Limited Warranty. TCPs LED PAR30 lamps have the highest light output, best dimmability (100% down to 5%) and are the most efficient LED PAR30 lamps available today. Previously a 14 watt bulb, now consuming just 13.5 watts of 120 volt energy, this PAR30 lamp generates 1050 lumens- that's 77.8 Lumens per watt. This LED PAR30 40 degree beam angle flood lamp is rated for 25,000 hours with a minimum starting temperature of -30 degrees Celsius and measures 4.6" MOL and 3.8" in diameter. Click here to see the TCP LED Elite PAR Series Specification Sheet. Typical Applications Typical applications for the TCP LED14P30D27KFL, Elite Dimmable LED flood light bulbs include dimmable recessed downlights, track lights, display lights, and outdoor fixtures that protect the lamps from the elements. TCP 13.5 Watt 1050 Lumen 40 Degree Beam Long Neck Elite LED PAR30 Flood Light Bulb 2700K | 2700 | 80 | 1050 | 77.7778 | 25000 | 13.5 | 1 | 13.95 | 13.95 | 16.3918 | 2020Q3 | https://www.greenelectricalsupply.com/tcp-led14p30d27kfl-elite-dimmable-led-par30-light-bulbs-2700k.aspx | Green Electrical Supply | 2020 | No
LED Lighting | Downlight | Manufacturer: TCP | True |  |  | PAR30 | Medium E26 | Home > LED Light Bulbs > LED PAR Bulbs > LED PAR30 Long Neck > Narrow Flood (25 Degree) > 2700K Warm White > 13.5 Watt 1050 Lumen 25 Degree Beam Long Neck Elite LED PAR30 Narrow Flood Light Bulb 2700K Product Specifications - Quick Reference Input Voltage: Lumens: 120 Volt AC 1050 Lumens Dimensions: Dimmable: 3.8" W x 4.6" MOL Yes LED Color: 2700 K Warm White Beam Angle: 25 Degree Beam Power Consumption: Luminous Efficacy: 13.5 Watts 77.8 lm/W CRI: Certifications: 80 CRI UL Damp Locations Built off a 20-year history of producing energy efficient lighting, Technical Consumer Products, Inc. (TCP) is excited to announce its most advanced and comprehensive lineup of LED lamps: the LED Elite Series. With TCPs dedication to manufacturing high quality, state-of-the-art lighting, combined with excellent high color rendering index (CRI), smooth dimming capabilities and new shatterproof smooth housing (which gives the appearance of traditional halogen bulbs), the LED Elite Series bulbs are a perfect choice to transform nearly every lighted environment into something extraordinary. TCPs design results in world class LED lamps with industry leading dimming performance and best-in-class efficiencies! TCPs precision-designed full face optic lens offers extremely accurate light pattern control, with no washouts, color shifting or hot spots. This results in better overall light levels delivered right where it is needed. This is the TCP, LED Elite Dimmable PAR30 lamp and it comes with a color temperature of 2700 Kelvin (K). UL approved, the TCP LED14P30D27KNFL offers a very durable, solid state lighting technology that significantly reduces lighting service and maintenance costs. These Dimmable LED PAR30 bulbs consume up to 85% LESS energy than a standard 90PAR30 90-watt incandescent. These LED PAR30 bulbs do not contain Mercury or any other harmful substance, generate no IR or UV rays and carry a 5 Year Limited Warranty. TCPs LED PAR30 lamps have the highest light output, best dimmability (100% down to 5%) and are the most efficient LED PAR30 lamps available today. Previously a 14 watt bulb, now consuming just 13.5 watts of 120 volt energy, this PAR30 lamp generates 1050 lumens- that's 77.8 Lumens per watt. This LED PAR30 25 degree beam angle narrow flood lamp is rated for 25,000 hours with a minimum starting temperature of -30 degrees Celsius and measures 4.6" MOL and 3.8" in diameter. Click here to see the TCP LED Elite PAR Series Specification Sheet. Typical Applications Typical applications for the TCP LED14P30D27KNFL, Elite Dimmable LED flood light bulbs include dimmable recessed downlights, track lights, display lights, and outdoor fixtures that protect the lamps from the elements. TCP 13.5 Watt 1050 Lumen 25 Degree Beam Long Neck Elite LED PAR30 Narrow Flood Light Bulb 2700K | 2700 | 80 | 1050 | 77.7778 | 25000 | 13.5 | 1 | 13.95 | 13.95 | 16.3918 | 2020Q3 | https://www.greenelectricalsupply.com/tcp-led14p30d27knfl-elite-dimmable-led-par30-light-bulbs-2700k.aspx | Green Electrical Supply | 2020 | No
LED Lighting | Downlight | Manufacturer: TCP | True |  |  | PAR30 | Medium E26 | Home > Energy Star Qualified Products > 13.5 Watt 1050 Lumen 40 Degree Beam Long Neck Elite LED PAR30 Flood Light Bulb 3000K Product Specifications - Quick Reference Input Voltage: Lumens: 120 Volt AC 1050 Lumens Dimensions: Dimmable: 3.8" W x 4.6" MOL Yes LED Color: 3000 K Warm White Beam Angle: 40 Degree Beam Power Consumption: Luminous Efficacy: 13.5 Watts 77.8 lm/W CRI: Certifications: 80 CRI UL Damp Locations Built off a 20-year history of producing energy efficient lighting, Technical Consumer Products, Inc. (TCP) is excited to announce its most advanced and comprehensive lineup of LED lamps: the LED Elite Series. With TCPs dedication to manufacturing high quality, state-of-the-art lighting, combined with excellent high color rendering index (CRI), smooth dimming capabilities and new shatterproof smooth housing (which gives the appearance of traditional halogen bulbs), the LED Elite Series bulbs are a perfect choice to transform nearly every lighted environment into something extraordinary. TCPs design results in world class LED lamps with industry leading dimming performance and best-in-class efficiencies! TCPs precision-designed full face optic lens offers extremely accurate light pattern control, with no washouts, color shifting or hot spots. This results in better overall light levels delivered right where it is needed. This is the TCP, LED Elite Dimmable PAR30 lamp and it comes with a color temperature of 3000 Kelvin (K). UL approved, the TCP LED14P30D30KFL offers a very durable, solid state lighting technology that significantly reduces lighting service and maintenance costs. These Dimmable LED PAR30 bulbs consume up to 85% LESS energy than a standard 90PAR30 90-watt incandescent. These LED PAR30 bulbs do not contain Mercury or any other harmful substance, generate no IR or UV rays and carry a 5 Year Limited Warranty. TCPs LED PAR30 lamps have the highest light output, best dimmability (100% down to 5%) and are the most efficient LED PAR30 lamps available today. Previously a 14 watt bulb, now consuming just 13.5 watts of 120 volt energy, this PAR30 lamp generates 1050 lumens- that's 77.8 Lumens per watt. This LED PAR30 40 degree beam angle flood lamp is rated for 25,000 hours with a minimum starting temperature of -30 degrees Celsius and measures 4.6" MOL and 3.8" in diameter. Click here to see the TCP LED Elite PAR Series Specification Sheet. Typical Applications Typical applications for the TCP LED14P30D30KFL, Elite Dimmable LED flood light bulbs include dimmable recessed downlights, track lights, display lights, and outdoor fixtures that protect the lamps from the elements. TCP 13.5 Watt 1050 Lumen 40 Degree Beam Long Neck Elite LED PAR30 Flood Light Bulb 3000K | 3000 | 80 | 1050 | 77.7778 | 25000 | 13.5 | 1 | 13.95 | 13.95 | 16.3918 | 2020Q3 | https://www.greenelectricalsupply.com/tcp-led14p30d30kfl-elite-dimmable-led-par30-light-bulbs-3000k.aspx | Green Electrical Supply | 2020 | No
LED Lighting | Downlight | Manufacturer: TCP | True |  |  | PAR30 | Medium E26 | Home > LED Light Bulbs > LED PAR Bulbs > LED PAR30 Long Neck > Narrow Flood (25 Degree) > 3000K Warm White > 13.5 Watt 1050 Lumen 25 Degree Beam Long Neck Elite LED PAR30 Narrow Flood Light Bulb 3000K Product Specifications - Quick Reference Input Voltage: Lumens: 120 Volt AC 1050 Lumens Dimensions: Dimmable: 3.8" W x 4.6" MOL Yes LED Color: 3000 K Warm White Beam Angle: 25 Degree Beam Power Consumption: Luminous Efficacy: 13.5 Watts 77.8 lm/W CRI: Certifications: 80 CRI UL Damp Locations Built off a 20-year history of producing energy efficient lighting, Technical Consumer Products, Inc. (TCP) is excited to announce its most advanced and comprehensive lineup of LED lamps: the LED Elite Series. With TCPs dedication to manufacturing high quality, state-of-the-art lighting, combined with excellent high color rendering index (CRI), smooth dimming capabilities and new shatterproof smooth housing (which gives the appearance of traditional halogen bulbs), the LED Elite Series bulbs are a perfect choice to transform nearly every lighted environment into something extraordinary. TCPs design results in world class LED lamps with industry leading dimming performance and best-in-class efficiencies! TCPs precision-designed full face optic lens offers extremely accurate light pattern control, with no washouts, color shifting or hot spots. This results in better overall light levels delivered right where it is needed. This is the TCP, LED Elite Dimmable PAR30 lamp and it comes with a color temperature of 3000 Kelvin (K). UL approved, the TCP LED14P30D30KNFL offers a very durable, solid state lighting technology that significantly reduces lighting service and maintenance costs. These Dimmable LED PAR30 bulbs consume up to 85% LESS energy than a standard 90PAR30 90-watt incandescent. These LED PAR30 bulbs do not contain Mercury or any other harmful substance, generate no IR or UV rays and carry a 5 Year Limited Warranty. TCPs LED PAR30 lamps have the highest light output, best dimmability (100% down to 5%) and are the most efficient LED PAR30 lamps available today. Previously a 14 watt bulb, now consuming just 13.5 watts of 120 volt energy, this PAR30 lamp generates 1050 lumens- that's 77.8 Lumens per watt. This LED PAR30 25 degree beam angle narrow flood lamp is rated for 25,000 hours with a minimum starting temperature of -30 degrees Celsius and measures 4.6" MOL and 3.8" in diameter. Click here to see the TCP LED Elite PAR Series Specification Sheet. Typical Applications Typical applications for the TCP LED14P30D30KNFL, Elite Dimmable LED flood light bulbs include dimmable recessed downlights, track lights, display lights, and outdoor fixtures that protect the lamps from the elements. TCP 13.5 Watt 1050 Lumen 25 Degree Beam Long Neck Elite LED PAR30 Narrow Flood Light Bulb 3000K | 3000 | 80 | 1050 | 77.7778 | 25000 | 13.5 | 1 | 13.95 | 13.95 | 16.3918 | 2020Q3 | https://www.greenelectricalsupply.com/tcp-led14p30d30knfl-elite-dimmable-led-par30-light-bulbs-3000k.aspx | Green Electrical Supply | 2020 | No
LED Lighting | Downlight | Manufacturer: TCP | True |  |  | PAR30 | Medium E26 | Home > LED Light Bulbs > LED PAR Bulbs > LED PAR30 Long Neck > Spot (15 Degree) > 13.5 Watt 1050 Lumen 15 Degree Beam Long Neck LED PAR30 Spot Flood Light Bulb 3000K Product Specifications - Quick Reference Input Voltage: Lumens: 120 Volt AC 1050 Lumens Dimensions: Dimmable: 3.8" W x 4.6" MOL Yes LED Color: 3000 K Warm White Beam Angle: 15 Degree Beam Power Consumption: Luminous Efficacy: 13.5 Watts 77.8lm/W CRI: Certifications: 80 CRI UL Damp Locations Built off a 20-year history of producing energy efficient lighting, Technical Consumer Products, Inc. (TCP) is excited to announce its most advanced and comprehensive lineup of LED lamps: the LED Elite Series. With TCPs dedication to manufacturing high quality, state-of-the-art lighting, combined with excellent high color rendering index (CRI), smooth dimming capabilities and new shatterproof smooth housing (which gives the appearance of traditional halogen bulbs), the LED Elite Series bulbs are a perfect choice to transform nearly every lighted environment into something extraordinary. TCPs design results in world class LED lamps with industry leading dimming performance and best-in-class efficiencies! TCPs precision-designed full face optic lens offers extremely accurate light pattern control, with no washouts, color shifting or hot spots. This results in better overall light levels delivered right where it is needed. This is the TCP, LED Elite Dimmable PAR30 lamp and it comes with a color temperature of 3000 Kelvin (K). UL approved, the TCP LED14P30D30KSP offers a very durable, solid state lighting technology that significantly reduces lighting service and maintenance costs. These Dimmable LED PAR30 bulbs consume up to 85% LESS energy than a standard 90PAR30 90-watt incandescent. These LED PAR30 bulbs do not contain Mercury or any other harmful substance, generate no IR or UV rays and carry a 5 Year Limited Warranty. TCPs LED PAR30 lamps have the highest light output, best dimmability (100% down to 5%) and are the most efficient LED PAR30 lamps available today. Previously a 14 watt bulb, now consuming just 13.5 watts of 120 volt energy, this PAR30 lamp generates 1050 lumens- that's 77.8 Lumens per watt. This LED PAR30 15 degree beam angle spot lamp is rated for 25,000 hours with a minimum starting temperature of -30 degrees Celsius and measures 4.6" MOL and 3.8" in diameter. Click here to see the TCP LED Elite PAR Series Specification Sheet. Typical Applications Typical applications for the TCP LED14P30D30KSP, Elite Dimmable LED flood light bulbs include dimmable recessed downlights, track lights, display lights, and outdoor fixtures that protect the lamps from the elements. TCP 13.5 Watt 1050 Lumen 15 Degree Beam Long Neck LED PAR30 Spot Flood Light Bulb 3000K | 3000 | 80 | 1050 | 77.7778 | 25000 | 13.5 | 1 | 13.95 | 13.95 | 16.3918 | 2020Q3 | https://www.greenelectricalsupply.com/tcp-led14p30d30ksp-elite-dimmable-led-par30-light-bulbs-3000k.aspx | Green Electrical Supply | 2020 | No
LED Lighting | Downlight | Manufacturer: TCP | True |  |  | PAR30 | Medium E26 | Home > LED Light Bulbs > LED PAR Bulbs > LED PAR30 Long Neck > Flood (40 Degree) > 3500K Bright White > 13.5 Watt 1050 Lumen 40 Degree Beam Long Neck Elite LED PAR30 Flood Light Bulb 3500K Product Specifications - Quick Reference Input Voltage: Lumens: 120 Volt AC 1050 Lumens Dimensions: Dimmable: 3.8" W x 4.6" MOL Yes LED Color: 3500 K Bright White Beam Angle: 40 Degree Beam Power Consumption: Luminous Efficacy: 13.5 Watts 77.8 lm/W CRI: Certifications: 80 CRI UL Damp Locations Built off a 20-year history of producing energy efficient lighting, Technical Consumer Products, Inc. (TCP) is excited to announce its most advanced and comprehensive lineup of LED lamps: the LED Elite Series. With TCPs dedication to manufacturing high quality, state-of-the-art lighting, combined with excellent high color rendering index (CRI), smooth dimming capabilities and new shatterproof smooth housing (which gives the appearance of traditional halogen bulbs), the LED Elite Series bulbs are a perfect choice to transform nearly every lighted environment into something extraordinary. TCPs design results in world class LED lamps with industry leading dimming performance and best-in-class efficiencies! TCPs precision-designed full face optic lens offers extremely accurate light pattern control, with no washouts, color shifting or hot spots. This results in better overall light levels delivered right where it is needed. This is the TCP, LED Elite Dimmable PAR30 lamp and it comes with a color temperature of 3500 Kelvin (K). UL approved, the TCP LED14P30D35KFL offers a very durable, solid state lighting technology that significantly reduces lighting service and maintenance costs. These Dimmable LED PAR30 bulbs consume up to 85% LESS energy than a standard 90PAR30 90-watt incandescent. These LED PAR30 bulbs do not contain Mercury or any other harmful substance, generate no IR or UV rays and carry a 5 Year Limited Warranty. TCPs LED PAR30 lamps have the highest light output, best dimmability (100% down to 5%) and are the most efficient LED PAR30 lamps available today. Previously a 14 watt bulb, now consuming just 13.5 watts of 120 volt energy, this PAR30 lamp generates 1050 lumens- that's 77.8 Lumens per watt. This LED PAR30 40 degree beam angle flood lamp is rated for 25,000 hours with a minimum starting temperature of -30 degrees Celsius and measures 4.6" MOL and 3.8" in diameter. Click here to see the TCP LED Elite PAR Series Specification Sheet. Typical Applications Typical applications for the TCP LED14P30D35KFL, Elite Dimmable LED flood light bulbs include dimmable recessed downlights, track lights, display lights, and outdoor fixtures that protect the lamps from the elements. TCP 13.5 Watt 1050 Lumen 40 Degree Beam Long Neck Elite LED PAR30 Flood Light Bulb 3500K | 3500 | 80 | 1050 | 77.7778 | 25000 | 13.5 | 1 | 13.95 | 13.95 | 16.3918 | 2020Q3 | https://www.greenelectricalsupply.com/tcp-led14p30d35kfl-elite-dimmable-led-par30-light-bulbs-3500k.aspx | Green Electrical Supply | 2020 | No
LED Lighting | Downlight | Manufacturer: TCP | True |  |  | PAR30 | Medium E26 | Home > LED Light Bulbs > LED PAR Bulbs > LED PAR30 Long Neck > Flood (40 Degree) > 4000K Cool White > 13.5 Watt 1050 Lumen 40 Degree Beam Long Neck Elite LED PAR30 Flood Light Bulb 4100K Product Specifications - Quick Reference Input Voltage: Lumens: 120 Volt AC 1050 Lumens Dimensions: Dimmable: 3.8" W x 4.6" MOL Yes LED Color: 4100K Cool White Beam Angle: 40 Degree Beam Power Consumption: Luminous Efficacy: 13.5 Watts 77.8 lm/W CRI: Certifications: 80 CRI UL Damp Locations Built off a 20-year history of producing energy efficient lighting, Technical Consumer Products, Inc. (TCP) is excited to announce its most advanced and comprehensive lineup of LED lamps: the LED Elite Series. With TCPs dedication to manufacturing high quality, state-of-the-art lighting, combined with excellent high color rendering index (CRI), smooth dimming capabilities and new shatterproof smooth housing (which gives the appearance of traditional halogen bulbs), the LED Elite Series bulbs are a perfect choice to transform nearly every lighted environment into something extraordinary. TCPs design results in world class LED lamps with industry leading dimming performance and best-in-class efficiencies! TCPs precision-designed full face optic lens offers extremely accurate light pattern control, with no washouts, color shifting or hot spots. This results in better overall light levels delivered right where it is needed. This is the TCP, LED Elite Dimmable PAR30 lamp and it comes with a color temperature of 4100 Kelvin (K). UL approved, the TCP LED14P30D41KFL offers a very durable, solid state lighting technology that significantly reduces lighting service and maintenance costs. These Dimmable LED PAR30 bulbs consume up to 85% LESS energy than a standard 90PAR30 90-watt incandescent. These LED PAR30 bulbs do not contain Mercury or any other harmful substance, generate no IR or UV rays and carry a 5 Year Limited Warranty. TCPs LED PAR30 lamps have the highest light output, best dimmability (100% down to 5%) and are the most efficient LED PAR30 lamps available today. Previously a 14 watt bulb, now consuming just 13.5 watts of 120 volt energy, this PAR30 lamp generates 1050 lumens- that's 77.8 Lumens per watt. This LED PAR30 40 degree beam angle flood lamp is rated for 25,000 hours with a minimum starting temperature of -30 degrees Celsius and measures 4.6" MOL and 3.8" in diameter. Click here to see the TCP LED Elite PAR Series Specification Sheet. Typical Applications Typical applications for the TCP LED14P30D41KFL, Elite Dimmable LED flood light bulbs include dimmable recessed downlights, track lights, display lights, and outdoor fixtures that protect the lamps from the elements. TCP 13.5 Watt 1050 Lumen 40 Degree Beam Long Neck Elite LED PAR30 Flood Light Bulb 4100K | 4100 | 80 | 1050 | 77.7778 | 25000 | 13.5 | 1 | 13.95 | 13.95 | 16.3918 | 2020Q3 | https://www.greenelectricalsupply.com/tcp-led14p30d41kfl-elite-dimmable-led-par30-light-bulbs-4100k.aspx | Green Electrical Supply | 2020 | No
LED Lighting | Downlight | Manufacturer: TCP | True |  |  | PAR30 | Medium E26 | Home > LED Light Bulbs > LED PAR Bulbs > LED PAR30 Long Neck > Narrow Flood (25 Degree) > 4000K Cool White > 13.5 Watt 1050 Lumen 25 Degree Beam Long Neck Elite LED PAR30 Narrow Flood Light Bulb 4100K Product Specifications - Quick Reference Input Voltage: Lumens: 120 Volt AC 1050 Lumens Dimensions: Dimmable: 3.8" W x 4.6" MOL Yes LED Color: 4100 K Cool White Beam Angle: 25 Degree Beam Power Consumption: Luminous Efficacy: 13.5 Watts 77.8 lm/W CRI: Certifications: 80 CRI UL Damp Locations Built off a 20-year history of producing energy efficient lighting, Technical Consumer Products, Inc. (TCP) is excited to announce its most advanced and comprehensive lineup of LED lamps: the LED Elite Series. With TCPs dedication to manufacturing high quality, state-of-the-art lighting, combined with excellent high color rendering index (CRI), smooth dimming capabilities and new shatterproof smooth housing (which gives the appearance of traditional halogen bulbs), the LED Elite Series bulbs are a perfect choice to transform nearly every lighted environment into something extraordinary. TCPs design results in world class LED lamps with industry leading dimming performance and best-in-class efficiencies! TCPs precision-designed full face optic lens offers extremely accurate light pattern control, with no washouts, color shifting or hot spots. This results in better overall light levels delivered right where it is needed. This is the TCP, LED Elite Dimmable PAR30 lamp and it comes with a color temperature of 4100 Kelvin (K). UL approved, the TCP LED14P30D41KNFL offers a very durable, solid state lighting technology that significantly reduces lighting service and maintenance costs. These Dimmable LED PAR30 bulbs consume up to 85% LESS energy than a standard 90PAR30 90-watt incandescent. These LED PAR30 bulbs do not contain Mercury or any other harmful substance, generate no IR or UV rays and carry a 5 Year Limited Warranty. TCPs LED PAR30 lamps have the highest light output, best dimmability (100% down to 5%) and are the most efficient LED PAR30 lamps available today. Previously a 14 watt bulb, now consuming just 13.5 watts of 120 volt energy, this PAR30 lamp generates 1050 lumens- that's 77.8 Lumens per watt. This LED PAR30 25 degree beam angle narrow flood lamp is rated for 25,000 hours with a minimum starting temperature of -30 degrees Celsius and measures 4.6" MOL and 3.8" in diameter. Click here to see the TCP LED Elite PAR Series Specification Sheet. Typical Applications Typical applications for the TCP LED14P30D41KNFL, Elite Dimmable LED flood light bulbs include dimmable recessed downlights, track lights, display lights, and outdoor fixtures that protect the lamps from the elements. TCP 13.5 Watt 1050 Lumen 25 Degree Beam Long Neck Elite LED PAR30 Narrow Flood Light Bulb 4100K | 4100 | 80 | 1050 | 77.7778 | 25000 | 13.5 | 1 | 13.95 | 13.95 | 16.3918 | 2020Q3 | https://www.greenelectricalsupply.com/tcp-led14p30d41knfl-elite-dimmable-led-par30-light-bulbs-4100k.aspx | Green Electrical Supply | 2020 | No
LED Lighting | Downlight | Manufacturer: TCP | True | Daylighting/Photocell, |  | PAR30 | Medium E26 | Home > LED Light Bulbs > LED PAR Bulbs > LED PAR30 Long Neck > Flood (40 Degree) > 5000K Daylight > 13.5 Watt 1050 Lumen 40 Degree Beam Long Neck Elite LED PAR30 Flood Light Bulb 5000K Product Specifications - Quick Reference Input Voltage: Lumens: 120 Volt AC 1050 Lumens Dimensions: Dimmable: 3.8" W x 4.6" MOL Yes LED Color: 5000 K Daylight Beam Angle: 40 Degree Beam Power Consumption: Luminous Efficacy: 13.5 Watts 77.8 lm/W CRI: Certifications: 80 CRI UL Damp Locations Built off a 20-year history of producing energy efficient lighting, Technical Consumer Products, Inc. (TCP) is excited to announce its most advanced and comprehensive lineup of LED lamps: the LED Elite Series. With TCPs dedication to manufacturing high quality, state-of-the-art lighting, combined with excellent high color rendering index (CRI), smooth dimming capabilities and new shatterproof smooth housing (which gives the appearance of traditional halogen bulbs), the LED Elite Series bulbs are a perfect choice to transform nearly every lighted environment into something extraordinary. TCPs design results in world class LED lamps with industry leading dimming performance and best-in-class efficiencies! TCPs precision-designed full face optic lens offers extremely accurate light pattern control, with no washouts, color shifting or hot spots. This results in better overall light levels delivered right where it is needed. This is the TCP, LED Elite Dimmable PAR30 lamp and it comes with a color temperature of 5000 Kelvin (K). UL approved, the TCP LED14P30D50KFL offers a very durable, solid state lighting technology that significantly reduces lighting service and maintenance costs. These Dimmable LED PAR30 bulbs consume up to 85% LESS energy than a standard 90PAR30 90-watt incandescent. These LED PAR30 bulbs do not contain Mercury or any other harmful substance, generate no IR or UV rays and carry a 5 Year Limited Warranty. TCPs LED PAR30 lamps have the highest light output, best dimmability (100% down to 5%) and are the most efficient LED PAR30 lamps available today. Previously a 14 watt bulb, now consuming just 13.5 watts of 120 volt energy, this PAR30 lamp generates 1050 lumens- that's 77.8 Lumens per watt. This LED PAR30 40 degree beam angle flood lamp is rated for 25,000 hours with a minimum starting temperature of -30 degrees Celsius and measures 4.6" MOL and 3.8" in diameter. Click here to see the TCP LED Elite PAR Series Specification Sheet. Typical Applications Typical applications for the TCP LED14P30D50KFL, Elite Dimmable LED flood light bulbs include dimmable recessed downlights, track lights, display lights, and outdoor fixtures that protect the lamps from the elements. TCP 13.5 Watt 1050 Lumen 40 Degree Beam Long Neck Elite LED PAR30 Flood Light Bulb 5000K | 5000 | 80 | 1050 | 77.7778 | 25000 | 13.5 | 1 | 13.95 | 13.95 | 16.3918 | 2020Q3 | https://www.greenelectricalsupply.com/tcp-led14p30d50kfl-elite-dimmable-led-par30-light-bulbs-5000k.aspx | Green Electrical Supply | 2020 | No
LED Lighting | Decorative | Manufacturer: TCP | True |  |  | Torpedo | Candelabra E12 | Home > LED Light Bulbs > LED Speciality Bulbs > 4W Dim LED E12 Candelabra 2700K Product Specifications - Quick Reference Wattage of Bulb: 4 Watt Dimensions: 1.4" (W) x 3.8" (H) Light Color: Rated Life: 2700K - Warm White 25,000 Hours Certifications: Warranty: UL, cUL TCP 3 Year Limited Lumen Output: Operating Voltage: 200 Lumens 120 Volt Equivalent: Dimmable: 25W Incandescent YES - DIMMABLE A dimmable LED decorative candle for multi-socket ornamental fixtures and decorative chandeliers, the 4-watt LED candelabra base bulbs, in a clear blunt tip (some call a torpedo) shape, replaces up to a 25-watt incandescent bulb. This results in up to 80 percent savings in energy over the 25,000 hour rated life. UL Damp Location rated and uniform, smooth dimming (NOTE: three or more lamps per dimming circuit is recommended for optimal dimming), make this LED Candelabra bulb a great option for chandeliers, ceiling fans and indoor/outdoor fixtures. The TCP LED4E12B1127K (22320) consumes just 4 watts of energy and generates 200 lumens (that's 50 lumens/watt). All LEDs are matched for color and CRI. This candelabra bulb is dimmable down to 10 percent, creates a 2700K color temperature and has a CRI of 82. The minimum starting temperature is -30 degrees C and has a maximum operating temperature of 40 degrees C. The physical dimensions are 1.4" wide by 3.8" high. The TCP LED4E12B1127K carrys a 3 year limited warranty. Click here to see the TCP 2013 DECO Dimmable LED Candelabra Specification Sheet. TCP 4W Dim LED E12 Candelabra 2700K | 2700 | 82 | 200 | 50 | 25000 | 4 | 1 | 5.3 | 5.3 | 6.2277 | 2020Q3 | https://www.greenelectricalsupply.com/tcp-led4e12b1127k-22320-4-watt-dimmable-led-e12-candelabra-bulbs-2700k.aspx | Green Electrical Supply | 2020 | Yes
LED Lighting | Decorative | Manufacturer: TCP | True |  |  | Torpedo | Candelabra E12 | Home > LED Light Bulbs > LED Speciality Bulbs > 4W Dim LED Frosted E12 2700K Product Specifications - Quick Reference Wattage of Bulb: 4 Watt Dimensions: 1.4" (W) x 3.8" (H) Light Color: Rated Life: 2700K - Warm White 25,000 Hours Certifications: Warranty: UL, cUL TCP 3 Year Limited Lumen Output: Operating Voltage: 200 Lumens 120 Volt Equivalent: Dimmable: 25W Incandescent YES - DIMMABLE A dimmable LED decorative candle for multi-socket ornamental fixtures and decorative chandeliers, the 4-watt LED candelabra base bulbs, in a Frosted blunt tip (some call a torpedo) shape, replaces up to a 25-watt incandescent bulb. This results in up to 80 percent savings in energy over the 25,000 hour rated life. UL Damp Location rated and uniform, smooth dimming (NOTE: three or more lamps per dimming circuit is recommended for optimal dimming), make this LED Candelabra bulb a great option for chandeliers, ceiling fans and indoor/outdoor fixtures. The TCP LED4E12B1127KF (20397) consumes just 4 watts of energy and generates 200 lumens (that's 50 lumens/watt). All LEDs are matched for color and CRI. This candelabra bulb is dimmable down to 10 percent, creates a 2700K color temperature and has a CRI of 82. The minimum starting temperature is -30 degrees C and has a maximum operating temperature of 40 degrees C. The physical dimensions are 1.4" wide by 3.8" high. The TCP LED4E12B1127KF carrys a 3 year limited warranty. Click here to see the TCP 2013 DECO Dimmable LED Candelabra Specification Sheet. TCP 4W Dim LED Frosted E12 2700K | 2700 | 82 | 200 | 50 | 25000 | 4 | 1 | 5.3 | 5.3 | 6.2277 | 2020Q3 | https://www.greenelectricalsupply.com/tcp-led4e12b1127kf-20397-4-watt-dimmable-led-e12-candelabra-bulbs-2700k.aspx | Green Electrical Supply | 2020 | Yes
LED Lighting | Decorative | Manufacturer: TCP | True |  |  | G16 | Candelabra E12 | Home > Energy Star Qualified Products > 4 Watt Dimmable LED G16 Globe Bulb E12 Candelabra Base 120V 2700K Product Specifications - Quick Reference Wattage of Bulb: 4 Watt Dimensions: 2.0" (W) x 3.5" (H) Light Color: Rated Life: 2700K - Warm White 25,000 Hours Certifications: Warranty: UL, cUL TCP 3 Year Limited Lumen Output: Operating Voltage: 200 Lumens 120 Volt Equivalent: Dimmable: 25W Incandescent YES - DIMMABLE A dimmable LED decorative candle for multi-socket ornamental fixtures and decorative chandeliers, the 4-watt LED candelabra base bulbs, in a clear G16 Globe shape, replaces up to a 25-watt incandescent bulb. This results in up to 80 percent savings in energy over the 25,000 hour rated life. UL Damp Location rated and uniform, smooth dimming (NOTE: three or more lamps per dimming circuit is recommended for optimal dimming), make this LED Candelabra bulb a great option for chandeliers, ceiling fans and indoor/outdoor fixtures. The TCP LED4E12G1627K (21067) consumes just 4 watts of energy and generates 200 lumens (that's 50 lumens/watt). All LEDs are matched for color and CRI. This candelabra bulb is dimmable down to 10 percent, creates a 2700K color temperature and has a CRI of 82. The minimum starting temperature is -30 degrees C and has a maximum operating temperature of 40 degrees C. The physical dimensions are 2.0" wide by 3.5" high. The TCP LED4E12G1627K carrys a 3 year limited warranty. Click here to see the TCP 2013 DECO Dimmable LED Candelabra Specification Sheet. TCP 4 Watt Dimmable LED G16 Globe Bulb E12 Candelabra Base 120V 2700K | 2700 | 82 | 200 | 50 | 25000 | 4 | 1 | 5.3 | 5.3 | 6.2277 | 2020Q3 | https://www.greenelectricalsupply.com/tcp-led4e12g1627k-21607-4-watt-g16-dimmable-led-e12-candelabra-bulbs-2700k.aspx | Green Electrical Supply | 2020 | Yes
LED Lighting | Decorative | Manufacturer: TCP | True |  |  | G16 | Candelabra E12 | Home > LED Light Bulbs > LED Globe Bulbs > LED G16 Globe > 4 Watt Dimmable Frosted LED G16 Globe Bulb E12 Candelabra Base 120V 2700K Product Specifications - Quick Reference Wattage of Bulb: 4 Watt Dimensions: 2.0" (W) x 3.5" (H) Light Color: Rated Life: 2700K - Warm White 25,000 Hours Certifications: Warranty: UL, cUL TCP 3 Year Limited Lumen Output: Operating Voltage: 280 Lumens 120 Volt Equivalent: Dimmable: 25W Incandescent YES - DIMMABLE A dimmable LED decorative candle for multi-socket ornamental fixtures and decorative chandeliers, the 4-watt LED candelabra base bulbs, in a Frosted G16 Globe shape, replaces up to a 25-watt incandescent bulb. This results in up to 80 percent savings in energy over the 25,000 hour rated life. UL Damp Location rated and uniform, smooth dimming (NOTE: three or more lamps per dimming circuit is recommended for optimal dimming), make this LED Candelabra bulb a great option for chandeliers, ceiling fans and indoor/outdoor fixtures. The TCP LED4E12G1627KF (20400) consumes just 4 watts of energy and generates 280 lumens (that's 70 lumens/watt). All LEDs are matched for color and CRI. This candelabra bulb is dimmable down to 10 percent, creates a 2700K color temperature and has a CRI of 82. The minimum starting temperature is -30 degrees C and has a maximum operating temperature of 40 degrees C. The physical dimensions are 2.0" wide by 3.5" high and has a candelabra E12 base. The TCP LED4E12G1627KF carrys a 3 year limited warranty. Click here to see the TCP LED Elite Series Dimmable Decorative Bulbs Specification Sheet. TCP 4 Watt Dimmable Frosted LED G16 Globe Bulb E12 Candelabra Base 120V 2700K | 2700 | 82 | 280 | 70 | 25000 | 4 | 1 | 5.3 | 5.3 | 6.2277 | 2020Q3 | https://www.greenelectricalsupply.com/tcp-led4e12g1627kf-20400-4-watt-g16-dimmable-led-e12-candelabra-bulbs-2700k.aspx | Green Electrical Supply | 2020 | Yes
LED Lighting | Decorative | Manufacturer: TCP | True |  |  | G16 | Candelabra E12 | Home > Energy Star Qualified Products > 5 Watt Dimmable LED G16 Globe Bulb E12 Candelabra Base 120V 2700K Product Specifications - Quick Reference Wattage of Bulb: 5 Watt Dimensions: 2.0" (W) x 3.5" (H) Light Color: Rated Life: 2700K - Warm White 25,000 Hours Certifications: Warranty: UL, cUL TCP 3 Year Limited Lumen Output: Operating Voltage: 300 Lumens 120 Volt Equivalent: Dimmable: 40W Incandescent YES - DIMMABLE A dimmable LED decorative candle for multi-socket ornamental fixtures and decorative chandeliers, the 5-watt LED candelabra base bulbs, in a clear G16 Globe shape, replaces up to a 40-watt incandescent bulb. This results in up to 80 percent savings in energy over the 25,000 hour rated life. UL Damp Location rated and uniform, smooth dimming (NOTE: three or more lamps per dimming circuit is recommended for optimal dimming), make this LED Candelabra bulb a great option for chandeliers, ceiling fans and indoor/outdoor fixtures. The TCP LED5E12G1627K consumes just 5 watts of energy and generates 300 lumens (that's 60 lumens/watt). All LEDs are matched for color and CRI. This candelabra bulb is dimmable down to 10 percent, creates a 2700K color temperature and has a CRI of 82. The minimum starting temperature is -30 degrees C and has a maximum operating temperature of 40 degrees C. The physical dimensions are 2.0" wide by 3.5" high. The TCP LED5E12G1627K carrys a 3 year limited warranty. Click here to see the TCP 2013 DECO Dimmable LED Candelabra Specification Sheet. TCP 5 Watt Dimmable LED G16 Globe Bulb E12 Candelabra Base 120V 2700K | 2700 | 82 | 300 | 60 | 25000 | 5 | 1 | 5.3 | 5.3 | 6.2277 | 2020Q3 | https://www.greenelectricalsupply.com/tcp-led5e12g1627k-5-watt-g16-dimmable-led-e12-candelabra-bulbs-2700k.aspx | Green Electrical Supply | 2020 | Yes
LED Lighting | Decorative | Manufacturer: TCP | True |  |  | G16 | Candelabra E12 | Home > LED Light Bulbs > LED Globe Bulbs > LED G16 Globe > 5 Watt Frosted Dimmable LED G16 Globe Bulb E12 Candelabra Base 120V 2700K Product Specifications - Quick Reference Wattage of Bulb: 5 Watt Dimensions: 2.0" (W) x 3.5" (H) Light Color: Rated Life: 2700K - Warm White 25,000 Hours Certifications: Warranty: UL, cUL TCP 3 Year Limited Lumen Output: Operating Voltage: 350 Lumens 120 Volt Equivalent: Dimmable: 40W Incandescent YES - DIMMABLE A dimmable LED decorative candle for multi-socket ornamental fixtures and decorative chandeliers, the 5-watt LED candelabra base bulbs, in a Frosted G16 Globe shape, replaces up to a 40-watt incandescent bulb. This results in up to 80 percent savings in energy over the 25,000 hour rated life. UL Damp Location rated and uniform, smooth dimming (NOTE: three or more lamps per dimming circuit is recommended for optimal dimming), make this LED Candelabra bulb a great option for chandeliers, ceiling fans and indoor/outdoor fixtures. The TCP LED5E12G1627KF consumes just 5 watts of energy and generates 350 lumens (that's 70 lumens/watt). All LEDs are matched for color and CRI. This candelabra bulb is dimmable down to 10 percent, creates a 2700K color temperature and has a CRI of 82. The minimum starting temperature is -30 degrees C and has a maximum operating temperature of 40 degrees C. The physical dimensions are 2.0" wide by 3.5" high. The TCP LED5E12G1627KF carrys a 3 year limited warranty. Click here to see the TCP LED Elite Series Dimmable Decorative Bulbs Specification Sheet. TCP 5 Watt Frosted Dimmable LED G16 Globe Bulb E12 Candelabra Base 120V 2700K | 2700 | 82 | 350 | 70 | 25000 | 5 | 1 | 5.3 | 5.3 | 6.2277 | 2020Q3 | https://www.greenelectricalsupply.com/tcp-led5e12g1627kf-5-watt-g16-dimmable-led-e12-candelabra-bulbs-2700k.aspx | Green Electrical Supply | 2020 | Yes
LED Lighting | Downlight | Manufacturer: TCP | True | Daylighting/Photocell, |  | R20 | Medium E26 | Home > Closeout Fixtures and Light Bulbs > 8W Elite Dimmable LED R20 50K Product Specifications - Quick Reference Input Voltage: Lumens: 120 Volt AC 530 Lumens Dimensions: Dimmable: 2.5" W x 3.5" MOL Yes LED Color: 5000 K Daylight Life Time: 25,000 Hours Power Consumption: Luminous Efficacy: 8 Watts 66.3 lm/W CRI: Certifications: 82 CRI UL Damp Locations Built off a 20-year history of producing energy efficient lighting, Technical Consumer Products, Inc. (TCP) is excited to announce its most advanced and comprehensive lineup of LED lamps: the LED Elite Series. With TCPs dedication to manufacturing high quality, state-of-the-art lighting, combined with excellent high color rendering index (CRI), smooth dimming capabilities and new shatterproof smooth housing (which gives the appearance of traditional halogen bulbs), the LED Elite Series bulbs are a perfect choice to transform nearly every lighted environment into something extraordinary. TCPs design results in world class LED lamps with industry leading dimming performance and best-in-class efficiencies! TCPs precision-designed full face optic lens offers extremely accurate light pattern control, with no washouts, color shifting or hot spots. This results in better overall light levels delivered right where it is needed. This is the TCP, LED Elite Dimmable R20 lamp and it comes with a color temperature of 5000 Kelvin (K). UL approved, the TCP LED8R20D50K offers a very durable, solid state lighting technology that significantly reduces lighting service and maintenance costs. These Dimmable LED R20 bulbs consume up to 80% LESS energy than a standard 50R20 50-watt incandescent. These LED R20 bulbs do not contain Mercury or any other harmful substance, generate no IR or UV rays and carry a 5 Year Limited Warranty. TCPs LED R20 lamps have the highest light output, best dimmability (100% down to 5%) and are the most efficient LED R20 lamps available today. Consuming just 8 watts of 120 volt energy, this R20 lamp generates 530 lumens thats 66.3 Lumens per watt. This LED R20 lamp is rated for 25,000 hours with a minimum starting temperature of -30 degrees Celsius and measures 3.5" MOL and 2.5" in diameter. Click here to see the TCP LED Elite BR Series Specification Sheet. Typical Applications Typical applications for the TCP LED8R20D50K, Elite Dimmable R20 LED light bulbs include dimmable recessed downlights, track lights, display lights, and outdoor fixtures that protect the lamps from the elements. TCP 8W Elite Dimmable LED R20 50K | 5000 | 82 | 530 | 66.25 | 25000 | 8 | 1 | 7.01 | 7.01 | 8.237 | 2020Q3 | https://www.greenelectricalsupply.com/tcp-led8r20d50k-elite-dimmable-led-r20-light-bulbs-5000k.aspx | Green Electrical Supply | 2020 | No
LED Lighting | A-Type | Maxlite | True |  | General Purpose Replacement | A19 | E26 (Medium) | Damp Location Rated Damp Location Rated Home / Light Bulbs / LED / LED A-Line / Maxlite - 14099394 - E9A19DLED27/G6 Enclosed Rated 9W A19 LED Lamp - Universal - 800 Lumens - Warm White (2700K) - 81 CRI - 25000 Hours - E26 (Medium) - 120 to 130V Maxlite - 14099394 - E9A19DLED27/G6 | 2700 | 82 | 800 | 88.8889 | 25000 | 9 | 1 | 3.36 | 3.36 | 3.9481 | 2020Q3 | https://shop.regencylighting.com/lamps/led/a-line/e9a19dled27-g6-mxt.html | Regency Lighting | 2020 | Yes
LED Lighting | Downlight | [6 empty] | Home ¦Products ¦ Lighting Fixtures ¦ Recessed Lighting ¦ Recessed Lighting Fixtures ¦Juno® 2A-830F1-WH LED light engine provides exceptional fixture to fixture color consistency within a 3-step MacAdam ellipse Aesthetic trim features die cast beveled knife edge trim ring or frame for clean ceiling interface Environmentally friendly, energy efficient IC rated for insulated or non-insulated applications Low profile form factor allows luminaire to fit in 2 x 6 construction Juno® Air-Loc® Recessed Downlight Fixture, Adjustable, Series: 2A, 120 VAC, 10.1 W Fixture, 0.09 A, LED Lamp, 10 W Lamp, 1 Lamp, 2-5/8 in Ceiling Opening, 2 in Round White Gimbal Recessed Trim, 50000 hr Average Life, 3000 K Color Temperature, 80 CRI, 600 Lumens, Ceiling Mounting, 11-9/16 in L Dimensions Juno® Air-Loc® 2A-830F1-WH Adjustable Recessed Downlight Fixture, LED Lamp, 10.1 W Fixture, 2-5/8 in Ceiling Opening, 120 VAC Juno® 2A-830F1-WH | 3000 | 80 | 600 | 59.4059 |  | 10.1 | 1 | 236.36 | 236.36 | 277.7321 | 2020Q3 | https://www.iesbuy.com/2527725/Product/Juno®-2A-830F1-WH | Independent Electric Supply | 2020 | Yes
LED Lighting | Downlight |  | True |  |  |  |  | Home ¦Products ¦ Lighting Fixtures ¦ Recessed Lighting ¦ Retrofit LED Modules ¦Lithonia Lighting® 4BEMW-LED-30K-M6 Recessed LED module is the most economical means to create a well lit environment with exceptional energy efficiency and near zero maintenance Great for retrofit into existing downlight cans or new construction and remodel applications, compliant friction clip retention allows fitment into nearly 100% of installed cans Compliant friction clip retention allows fitment into nearly 100% of installed cans The LED module maintains at least 70% light output for 35,000 hours Aluminum spun reflector with deep baffle configuration for reduced glare Inner reflector cone funnels light through the pressed-in diffused lens Diffused lens at end of mixing chamber to provide even light distribution for general illumination, equivalent to 65W BR30 lamp Center 2 Edge (patent pending) technology created for a single point source Primary power disconnect provided for simple connection to a dedicated LED connector in the housing Suitable for installation in standard height rough-in sections E Series' patent pending driver has zero inrush, which allows power loads to be calculated with actual rated wattages Friction clips allow fitment into cans with an inside diameter of 4 to 4.5 in -18 to 46 deg C temperature range 0.99 power factor 50/60 Hz input frequency The E series LED recessed Module gives you optimized value and performance you can trust. Available in 4" and a flexible 5" & 6" size, E series combines dependable performance and low cost with the virtually maintenance-free, energy saving benefits of 35,000 hour-life LED. Ideal for both retrofitting and new construction in a variety of residential and light commercial settings such as multifamily residences, retail shops and offices. Lithonia Lighting® Retrofit LED Module, Dimmable IC/Non-IC, Series: 4BEMW, 120 VAC, LED Lamp, 10.3 W Lamp, E26 Lamp Base, 1 Lamp, Baffle Recessed Trim, 35000 hr Average Life, Matte White Light, 3000 K Color Temperature, 82 CRI, Diffused Glass Lens, 570 Lumens, Friction Clip Mounting, Aluminum Housing Material, 4-1/8 in ID x 5-1/4 in OD x 2-1/2 in H Dimensions Lithonia Lighting® 4BEMW-LED-30K-M6 Dimmable IC/Non-IC Retrofit LED Module, LED Lamp, 120 VAC, Aluminum Housing Lithonia Lighting® 4BEMW-LED-30K-M6 | 3000 | 82 | 570 | 55.3398 | 35000 | 10.3 | 1 | 12.74 | 12.74 | 14.97 | 2020Q3 | https://www.iesbuy.com/2529681/Product/Lithonia-Lighting®-4BEMW-LED-30K-M6 | Independent Electric Supply | 2020 | Yes
LED Lighting | Downlight |  | True |  |  |  |  | Home ¦Products ¦ Lighting Fixtures ¦ Recessed Lighting ¦ Retrofit LED Modules ¦Halo ML5612830 Designed for interchangeable trim choices of 5 or 6 in LED trims Dimmable on 120 VAC phase control dimmers UNV integral, thermally protected electronic LED driver A tight chromaticity specification ensures LED color uniformity, sustainable color rendering index (CRI) and correlated color temperature (CCT) over the useful life of the LED Impact resistant polycarbonate, high lumen transmission Diffusing lens for uniform illumination The Halo® ML56 LED downlighting system is a series of modular LED light modules for use with designated 5 in or 6 in ML56 LED trims in new construction, remodel and retrofit installation. Compatible with Halo 5 in H550 and 6 in H750, H2750 series LED housings. And in retrofit of existing housings the ML56 series fits 5 in or 6 in Halo, All-Pro® and others. ML56 system offers shallow trims for installation in Halo, All-Pro® and others shallow housings. ML56 light modules are offered in 600 series, 900 series and 1200 series, 80 CRI or 90 CRI and four color temperatures 2700 K, 3000 K, 3500 K, 4000 K. ML56 light modules are universal voltage 120 V 277 V and dimmable at 120 V. The ML56 lens provides uniform diffuse illumination standard. Halo LED Module, Universal, Series: 1200 ML56, 120 to 277 VAC, 17.5 W Fixture, 0.14/0.07 A, LED Lamp, E26 Medium Screw Lamp Base, 5 in, 6 in Ceiling Opening, Baffle/Shallow Recessed Trim, 50000 hr Average Life, 3000 K Color, 80 CRI, LED Driver Ballast, Convex Glass Lens, 1200 Lumens, Recessed Mount, Die Cast Aluminum Housing, 6.938 in L x 6.375 in W x 6.125 in H Halo 1200 ML56 Universal LED Module, LED Lamp, 17.5 W Fixture, 5 in, 6 in Ceiling Opening, 120 to 277 VAC, Die Cast Aluminum Housing Halo ML5612830 | 2700 | 80 | 1200 | 68.5714 |  | 17.5 | 1 | 225.27 | 225.27 | 264.701 | 2020Q3 | https://www.iesbuy.com/2531921/Product/Halo-ML5612830 | Independent Electric Supply | 2020 | Yes
LED Lighting | Downlight |  | True |  |  |  |  | Home ¦Products ¦ Lighting Fixtures ¦ Recessed Lighting ¦ Retrofit LED Modules ¦Lithonia Lighting® 4BPMW LED M6 Recessed LED module is the most economical means to create a well lit environment with exceptional energy efficiency and near zero maintenance Great for retrofit into existing downlight cans or new construction and remodel applications Compliant friction clip retention allows fitment into nearly 100% of installed cans The LED module maintains at least 70% light output for 50000 hr Aluminum spun reflector with deep baffle configuration for reduced glare Inner reflector cone funnels light through the pressed in diffused lens Diffused lens at end of mixing chamber to provide even light distribution for general illumination, equivalent to 65 W BR30 lamp Center 2 Edge™ technology created for a single point source Primary power disconnect provided for simple connection to a dedicated LED connector in the housing P series patent pending driver has zero inrush which allows power loads to be calculated with actual rated wattages Suitable for installation in standard height rough-in sections -18 to 46 deg C temperature range 0.97 power factor The P series gives you the power of Performance. Available in 4, 5 and 6 in, P series is engineered to deliver quality construction and superior lighting performance. Perfect for residential spaces such as kitchens and basements and light commercial applications such as boutiques and hotels, P series is up to 86% more efficient than incandescent luminaires giving you up to 46 years of expected life. Lithonia Lighting® Retrofit LED Module, Dimmable IC/Non-IC, Series: 4BPMW, 120 VAC, 0.11 A, LED Lamp, 10.6 W Lamp, E26 Medium Lamp Base, 1 Lamp, Baffle Recessed Trim, 50000 hr Average Life, 3000 K Color, 83 CRI, Diffused Glass Lens, 620 Lumens, Recessed Mount, Aluminum Housing, 6 in L x 3.88 in W x 5.88 in H Lithonia Lighting® 4BPMW LED M6 Dimmable IC/Non-IC Retrofit LED Module, LED Lamp, 120 VAC, Aluminum Housing Lithonia Lighting® 4BPMW LED M6 | 3000 | 83 | 620 | 58.4906 |  | 10.6 | 1 | 36.39 | 36.39 | 42.7597 | 2020Q3 | https://www.iesbuy.com/2531940/Product/Lithonia-Lighting®-4BPMW-LED-M6 | Independent Electric Supply | 2020 | Yes
LED Lighting | A-Type | Maxlite | True |  | General Purpose Replacement | A19 | E26 (Medium) | Damp Location Rated,Recessed Fixtures Damp Location Rated,Recessed Fixtures Home / Light Bulbs / LED / LED A-Line / Maxlite - 14099394 - E9A19DLED27/G8 Enclosed Rated; Damp Location Rated; Energy Star Certified 9W A19 LED Lamp - 800 Lumens - Warm White (2700K) - 80 CRI - 25000 hrs. - E26 (Medium) - 120 to 130V - Frost Maxlite - 14099394 - E9A19DLED27/G8 | 2700 | 83 | 800 | 88.8889 | 25000 | 9 | 1 | 3.55 | 3.55 | 4.1714 | 2020Q3 | https://shop.regencylighting.com/lamps/led/a-line/e9a19dled27-g8-mxt.html | Regency Lighting | 2020 | Yes
LED Lighting | Downlight |  | True |  |  |  |  | Home ¦Products ¦ Lighting Fixtures ¦ Recessed Lighting ¦ Retrofit LED Modules ¦Lithonia Lighting® 5BPMW LED M6 Recessed LED module is the most economical means to create a well lit environment with exceptional energy efficiency and near zero maintenance Great for retrofit into existing downlight cans or new construction and remodel applications Unique torsion spring and friction clip retention allows fitment into nearly 100% of installed cans The LED module maintains at least 70% light output for 50,000 hours Aluminum spun reflector with deep baffle configuration for reduced glare Combined LED and driver printed circuit board attached Diffused lens at end of mixing chamber to provide even light distribution for general illumination, equivalent to 65W BR30 lamp Center 2 Edge (patent pending) technology created for a single point source Primary power disconnect provided for simple connection to a dedicated LED connector in the housing The P series gives you the power of Performance. Available in 4", 5" and 6", P series is engineered to deliver quality construction and superior lighting performance. Perfect for residential spaces such as kitchens and basements and light commercial applications such as boutiques and hotels, P series is up to 86 percent more efficient than incandescent luminaires giving you up to 46 years of expected life. Lithonia Lighting® Retrofit LED Module, Dimmable IC/Non-IC, Series: 5BPMW, 120 VAC, LED Lamp, 10.6 W Lamp, E26 Lamp Base, 1 Lamp, Baffle Recessed Trim, 50000 hr Average Life, Matte White Light, 3000 K Color Temperature, 83 CRI, Diffused Glass Lens, 620 Lumens, Friction Clip Mounting, Aluminum Housing Material, 4-7/8 in ID x 6-3/8 in OD x 3-11/16 in H Dimensions Lithonia Lighting® 5BPMW LED M6 Dimmable IC/Non-IC Retrofit LED Module, LED Lamp, 120 VAC, Aluminum Housing Lithonia Lighting® 5BPMW LED M6 | 3000 | 83 | 620 | 58.4906 | 50000 | 10.6 | 1 | 28.95 | 28.95 | 34.0174 | 2020Q3 | https://www.iesbuy.com/2564452/Product/Lithonia-Lighting®-5BPMW-LED-M6 | Independent Electric Supply | 2020 | Yes
LED Lighting | Downlight | RAB | [5 empty] | Home Lighting, Lighting Controls Outdoor Lighting Flood Lights - LED Flood/Spot - LED 12W LED equivalent to 75W BR30/halogen/wide flood Mount as an uplight or downlight on a RAB Mighty Post or junction box. Microprismatic diffusion lens for smooth and even light distribution. 100,000-hour LED Lifespan. RAB BULLET12A RAB BULLET12A BULLET FLOOD 12 | 5000 | 82 | 957 | 79.75 |  | 12 | 1 | 129.04 | 129.04 | 151.627 | 2020Q3 | https://www.platt.com/platt-electric-supply/Flood-Lights-LED-Spot-LED/RAB/BULLET12A/product.aspx?zpid=191643 | Platt | 2020 | Yes
LED Lighting | Decorative | RAB | [5 empty] | Home Lighting, Lighting Controls Outdoor Lighting Jelly Jars Jelly Jar - LED LED Vaporproof Fixture, Ceiling Mount, 26 Watt, 2004 Lumen, 4900K, 68 CRI, 100V-277 Volt, Die Cast Guard, Frosted Globe, RAB VXLED26DG LED Vaporproof Fixture, 26 Watt, 2004 Lumen, 4900K, 100V-277V | 4900 | 68 | 2004 | 77.0769 |  | 26 | 1 | 366 | 366 | 430.0641 | 2020Q3 | https://www.platt.com/platt-electric-supply/Jelly-Jars-Jar-LED/RAB/VXLED26DG/product.aspx?zpid=930811 | Platt | 2020 | No
LED Lighting | Downlight | Lite The Nite | [5 empty] | Home Lighting, Lighting Controls Outdoor Lighting Landscape Lighting LED Lighting Fixture, LED MR8, Outdoor/Landscape, Downlight, 2.5 Watts, 12 Volt, 175 Lumens Lite The Nite BD132BZ Lighting Fixture, LED, 2.5W, 12V |  |  | 175 | 50 |  | 3.5 | 1 | 84.08 | 84.08 | 98.7972 | 2020Q3 | https://www.platt.com/platt-electric-supply/Landscape-Lighting-LED/Lite-The-Nite/BD132BZ/product.aspx?zpid=347851 | Platt | 2020 | No
LED Lighting | Decorative | Philips Lighting | True |  | BA11 (Bent Tip) |  | Candelabra Screw (E12) | Home Lamps, Bulbs, Ballasts Bulbs - LED LED - Decorative Lamps - Bent Tip Dimmable LED Lamp, 4.5W, 120V, Bulb: Bent Tip Candle (BA11), Base: Candelabra Screw (E12), Lumens: 350. Color Temperature: 2000K. Finish: Clear/Amber. *** No Longer Made *** See Sub, Platt # 1416464: 4.5BA11/VIN/820/E12/CL/GL/DIM 4.1BC T20 *** Philips Lighting 4.5BA11/LEDFilament/820/CL-A/DIM 120V Dimmable LED Lamp, 4.5W, 120V, Bent Tip, Amber | 2000 |  | 350 | 70 |  | 5 | 1 | 7.7 | 7.7 | 9.0478 | 2020Q3 | https://www.platt.com/platt-electric-supply/LED-Decorative-Lamps-Bent-Tip/Philips-Lighting/4-5BA11-LEDFilament-820-CL-A-DIM-120V/product.aspx?zpid=74608 | Platt | 2020 | Yes
LED Lighting | Decorative | Philips Lighting | True |  | B12 (Blunt Tip) |  | Candelabra Screw (E12) | Home Lamps, Bulbs, Ballasts Bulbs - LED LED - Decorative Lamps - Bent Tip Dimmable LED Lamp, 4.5W, 120V, Bulb: Bent Tip Candle (BA12), Base: Candelabra Screw (E12), Lumens: 330, CRI: 80, Color Temperature: 2700K-2200K, Rated Average Life: 15,000 Hrs. Finish: Clear. This lamp is ENERGY STAR® Rated. *Philips Part #45721-8, Mdl.# 9290011671. WARMGLOW 4.5W DIMMABLE CLEAR BENT TIP LED. 40W Equivalent. Case Quantity: 10. Philips Lighting 4.5BA12/LED/827-22/E12/DI Dimmable LED Lamp, Bent Tip, 4.5W, 120V | 2700 | 80 | 330 | 66 |  | 5 | 1 | 6.83 | 6.83 | 8.0255 | 2020Q3 | https://www.platt.com/platt-electric-supply/LED-Decorative-Lamps-Bent-Tip/Philips-Lighting/4-5BA12-LED-827-22-E12-DI/product.aspx?zpid=180658 | Platt | 2020 | Yes
LED Lighting | Decorative | Philips Lighting | True |  | B12 (Blunt Tip) |  | Medium Screw (E26), Medium Screw (E26), Medium Screw (E26) | Home Lamps, Bulbs, Ballasts Bulbs - LED LED - Decorative Lamps - Blunt Tip ### NOTE ### NO LONGER MADE ### SEE SUB ### PLATT# 119991 ### Dimmable LED Lamp, 3W, 120V, Bulb: Blunt Tip Candle, Base: Medium Screw (E26), Lumens: 180, CRI: 92, Color Temperature: 2700K, Rated Average Life: 25,000 Hrs. Finish: Clear. *Philips Part # 42691-6* 25W Equivalent. Philips Lighting 3B12/END/2700-E26 DIM 3 W Bulb Dimmable LED Candle | 2700 | 92 | 180 | 60 |  | 3 | 1 | 12 | 12 | 14.1005 | 2020Q3 | https://www.platt.com/platt-electric-supply/LED-Decorative-Lamps-Blunt-Tip/Philips-Lighting/3B12-END-2700-E26-DIM/product.aspx?zpid=921647 | Platt | 2020 | Yes
LED Lighting | Decorative | Philips Lighting | True |  | B12 (Blunt Tip) |  | Candelabra Screw (E12) | Home Lamps, Bulbs, Ballasts Bulbs - LED LED - Decorative Lamps - Blunt Tip Dimmable LED Lamp, 4.5W, 120V, Bulb: Blunt Tip Candle, Base: Candelabra Screw (E12), Lumens: 330, CRI: 80, Color Temperature: 2700K, Rated Average Life: 15,000 Hrs. This lamp is ENERGY STAR® Certified. Finish: Clear. *Philips Part # 457127, Mdl# 9290011670. Standard Incandescent 40W Equivalent. Philips Lighting 4.5B12/LED/827-22/E12/DIM-120V Dimmable LED Lamp, Blunt Tip, 4.5W, 120V | 2700 | 80 | 330 | 73.3333 |  | 4.5 | 1 | 6.83 | 6.83 | 8.0255 | 2020Q3 | https://www.platt.com/platt-electric-supply/LED-Decorative-Lamps-Blunt-Tip/Philips-Lighting/4-5B12-LED-827-22-E12-DIM-120V/product.aspx?zpid=183880 | Platt | 2020 | Yes
LED Lighting | Decorative | Philips Lighting | True |  | B12 (Blunt Tip) |  | Medium Screw (E26), Medium Screw (E26), Medium Screw (E26) | Home Lamps, Bulbs, Ballasts Bulbs - LED LED - Decorative Lamps - Blunt Tip Dimmable LED Lamp, 4.5W, 120V, Bulb: Blunt Tip Candle, Base: Medium Screw (E26), Lumens: 330, CRI: 80, Color Temperature: 2700K, Rated Average Life: 15,000 Hrs. This lamp is ENERGY STAR® Certified. Finish: Clear. *Philips Part # 45719-2, Mdl# 9290011673. Standard Incandescent 40W Equivalent. Philips Lighting 4.5B12/LED/827-22/E26/DIM-120V Dimmable LED Lamp, Blunt Tip, 4.5W, 120V | 2700 | 90 | 330 | 66 |  | 5 | 1 | 6.83 | 6.83 | 8.0255 | 2020Q3 | https://www.platt.com/platt-electric-supply/LED-Decorative-Lamps-Blunt-Tip/Philips-Lighting/4-5B12-LED-827-22-E26-DIM-120V/product.aspx?zpid=183881 | Platt | 2020 | Yes
LED Lighting | Decorative | Philips Lighting | True |  | B12 (Blunt Tip) |  | Candelabra Screw (E12) | Home Lamps, Bulbs, Ballasts Bulbs - LED LED - Decorative Lamps - Blunt Tip Dimmable LED Lamp, 7W, 120V, Bulb: Blunt Tip Candle, Base: Candelabra Screw (E12), Lumens: 500, CRI: 80, Color Temperature: 2200-2700K, Rated Average Life: 25,000 Hrs. ENERGY STAR® Test in progress. Finish: Clear. *Philips Part # 45869-5, Mdl# 929001182004. Standard Incandescent 60W Equivalent. Philips Lighting 7B12/827-822 E12 DIM 8/1 Dimmable LED Lamp, Blunt Tip, 7W, 120V | 2200 | 80 | 500 | 71.4286 |  | 7 | 1 | 7.8 | 7.8 | 9.1653 | 2020Q3 | https://www.platt.com/platt-electric-supply/LED-Decorative-Lamps-Blunt-Tip/Philips-Lighting/7B12-827-822-E12-DIM-8-1/product.aspx?zpid=47145 | Platt | 2020 | Yes
LED Lighting | Decorative | Philips Lighting | True |  | B12 (Blunt Tip) |  | Medium Screw (E26), Medium Screw (E26), Medium Screw (E26) | Home Lamps, Bulbs, Ballasts Bulbs - LED LED - Decorative Lamps - Blunt Tip Dimmable LED Bulb, 7 Watt, 120 Volt, Bulb: Blunt Tip Candle, Base: Medium Screw (E26), Lumens: 500, CRI: 80, Color Temperature: 2700K, Rated Average Life: 25,000 Hours, Finish: Clear, Application: Decorative. *Philips Part #458661 Philips Lighting 7B12/LED/827-22/E26/DIM Dimmable LED Bulb, 7W, 120V | 3000 | 80 | 530 | 75.7143 | 25000 | 7 | 1 | 7.8 | 7.8 | 9.1653 | 2020Q3 | https://www.platt.com/platt-electric-supply/LED-Decorative-Lamps-Blunt-Tip/Philips-Lighting/7B12-LED-827-22-E26-DIM/product.aspx?zpid=191256 | Platt | 2020 | Yes
LED Lighting | Decorative | TCP | True |  | B11 (Blunt Tip) |  | Candelabra Screw (E12) | Home Lamps, Bulbs, Ballasts Bulbs - LED LED - Decorative Lamps - Blunt Tip Dimmable LED Lamp, 4W, 120V, Bulb: B11, Base: Candelabra Screw (E12), Lumens: 200, CRI: 82, Color Temperature: 2700K, Rated Average Life: 25,000 Hrs. Finish: Clear. 25W Equivalent. TCP LED4E12B1127K LED Lamp, Dimmable, B11, 4W, 120V, Candelabra Base | 2700 | 82 | 200 | 50 |  | 4 | 1 | 7.37 | 7.37 | 8.66 | 2020Q3 | https://www.platt.com/platt-electric-supply/LED-Decorative-Lamps-Blunt-Tip/TCP/LED4E12B1127K/product.aspx?zpid=66232 | Platt | 2020 | Yes
LED Lighting | Decorative | TCP | [5 empty] | Home Lamps, Bulbs, Ballasts Bulbs - LED LED - Decorative Lamps - Blunt Tip TCP LED4E26B1124KF TCP LED4E26B1127KF TCP LED4E26B1127KF LED 4W FROSTED B | 1124 |  | 200 | 50 |  | 4 | 1 | 7.37 | 7.37 | 8.66 | 2020Q3 | https://www.platt.com/platt-electric-supply/LED-Decorative-Lamps-Blunt-Tip/TCP/LED4E26B1127KF/product.aspx?zpid=215282 | Platt | 2020 | Yes
LED Lighting | Decorative | Philips Lighting | True |  | B11 (Blunt Tip) |  | Medium Screw (E26), Medium Screw (E26), Medium Screw (E26) | Home Lamps, Bulbs, Ballasts Bulbs - LED LED - Decorative Lamps - Flame Tip LED B11 Candle, Filament Style. Watts: 3.3 , 120V, Lumens: 300, CRI: 90, Base: E26 (Single Contact Medium Screw), Dimmable with Warm Glow effect: 927-922 [ CCT of 2700K-2200K], Philips p/n 549584, 12NC 929002047204. Philips Lighting 549584 LED B11 Candle, Filament Lamp, Medium Base | 2700 | 90 | 300 | 90.9091 |  | 3.3 | 1 | 5.36 | 5.36 | 6.2982 | 2020Q3 | https://www.platt.com/platt-electric-supply/LED-Decorative-Lamps-Flame-Tip/Philips-Lighting/549584/product.aspx?zpid=1532586 | Platt | 2020 | Yes
LED Lighting | Decorative | Philips Lighting | True |  | F15 (Flambeau) |  | Medium Screw (E26), Medium Screw (E26), Medium Screw (E26) | Home Lamps, Bulbs, Ballasts Bulbs - LED LED - Decorative Lamps - Flame Tip Dimmable LED Lamp, 7W, 120V, Bulb: Flame Candle, Base: Medium Screw (E26), Lumens: 500, CRI: 80, Color Temperature: 2200-2700K, Rated Average Life: 25,000 Hrs. Finish: Clear Philips Lighting 7F15/LED/827-22/E26/DIM 120V Dimmable Candle LED, 7W, 120V, Clear | 2700 | 80 | 500 | 71.4286 |  | 7 | 1 | 7.8 | 7.8 | 9.1653 | 2020Q3 | https://www.platt.com/platt-electric-supply/LED-Decorative-Lamps-Flame-Tip/Philips-Lighting/7F15-LED-827-22-E26-DIM-120V/product.aspx?zpid=101033 | Platt | 2020 | Yes
LED Lighting | Decorative | Satco | True |  | CA11 (Candle Angular) |  | Candelabra Screw (E12) | Home Lamps, Bulbs, Ballasts Bulbs - LED LED - Decorative Lamps - Flame Tip Dimmable LED Lamp, 4.5W, 120V, Bulb: CA11 (Candle Angular), Base: Candelabra Screw (E12), Lumens: 450, CRI: 80, Color Temperature: 2700K, Rated Average Life: 15,000 Hrs. 40W Equivalent. Satco S9574 4.5W Dimmable Candle LED | 2700 | 80 | 450 | 90 |  | 5 | 1 | 8.54 | 8.54 | 10.0348 | 2020Q3 | https://www.platt.com/platt-electric-supply/LED-Decorative-Lamps-Flame-Tip/Satco/S9574/product.aspx?zpid=35598 | Platt | 2020 | Yes
LED Lighting | Decorative | Philips Lighting | True |  | G25 (Globe) |  | Medium Screw (E26), Medium Screw (E26), Medium Screw (E26) | Home Lamps, Bulbs, Ballasts Bulbs - LED LED - Decorative Lamps - Globe Dimmable LED Lamp, 10W, 120V, Bulb: G25, Base: Medium Screw (E26), Lumens: 800, CRI: 80, Color Temperature: 2700K-2200K, Rated Average Life: 25,000 Hrs. Finish: Clear. *Philips Part #45934-7, Model # 9290011898. 60W Equivalent. This lamp is ENERGY STAR® Certified. WARM-GLOW Philips Lighting 10G25/LED/827-22/E26/DIM 10 W Dimmable Globe LED | 2700 | 80 | 800 | 80 |  | 10 | 1 | 11.7 | 11.7 | 13.748 | 2020Q3 | https://www.platt.com/platt-electric-supply/LED-Decorative-Lamps-Globe/Philips-Lighting/10G25-LED-827-22-E26-DIM/product.aspx?zpid=29020 | Platt | 2020 | Yes
LED Lighting | Decorative | Philips Lighting | [5 empty] | Home Lamps, Bulbs, Ballasts Bulbs - LED LED - Decorative Lamps - Globe LED Globe Bulb, 6.5W, 120V, 2700K, 500 Lumens, 80 CRI, Frosted Bulb Finish, 15000 Hours Lifetime Philips Lighting 465880 LED Globe Bulb, 6.5W, 120V, 2700K | 2700 | 80 | 500 | 100 | 15000 | 5 | 1 | 6.05 | 6.05 | 7.109 | 2020Q3 | https://www.platt.com/platt-electric-supply/LED-Decorative-Lamps-Globe/Philips-Lighting/465880/product.aspx?zpid=242324 | Platt | 2020 | Yes
LED Lighting | Decorative | Philips Lighting | False |  | G25 (Globe) |  | E26 (Medium Screw) | Home Lamps, Bulbs, Ballasts Bulbs - LED LED - Decorative Lamps - Globe LED Lamp, Non-Dimmable, 4 Watt, 120 Volt, Bulb: G25 (Globe), Base: Medium Screw (E26), Lumens: 350, CRI: 80, Color Temperature: 5000K, Lamp Finish: Frosted. Up to 40w Equivalent. *Philips Part # 46587-2* Philips Lighting 4G25/LED/850/ND LED Lamp, 4W, G25, 350 Lumen, 5000K, Frosted, 120V | 5000 | 80 | 350 | 87.5 |  | 4 | 1 | 4.88 | 4.88 | 5.7342 | 2020Q3 | https://www.platt.com/platt-electric-supply/LED-Decorative-Lamps-Globe/Philips-Lighting/4G25-LED-850-ND/product.aspx?zpid=974006 | Platt | 2020 | Yes
LED Lighting | Decorative | Philips Lighting | True |  | G25 (Globe) |  | Medium Screw (E26), Medium Screw (E26), Medium Screw (E26) | Home Lamps, Bulbs, Ballasts Bulbs - LED LED - Decorative Lamps - Globe Dimmable LED Lamp, 7 Watt, 120V, Bulb: G25, Base: Medium Screw (E26), Lumens: 450, CRI: 80, Color Temperature: 2700K-2200K, Rated Average Life: 25,000 Hrs. Finish: Clear. *Philips Part #458802, 40 Watt Equivalent. This lamp is ENERGY STAR® Certified. Philips Lighting 7G25/LED/827-22/E26/DIM LED Lamp, Globe, G25, 7W, 120V | 2700 | 80 | 450 | 64.2857 |  | 7 | 1 | 11.21 | 11.21 | 13.1722 | 2020Q3 | https://www.platt.com/platt-electric-supply/LED-Decorative-Lamps-Globe/Philips-Lighting/7G25-LED-827-22-E26-DIM/product.aspx?zpid=186137 | Platt | 2020 | Yes
LED Lighting | Decorative | Satco | [5 empty] | Home Lamps, Bulbs, Ballasts Bulbs - LED LED - Decorative Lamps - Globe SAT S7304 Satco S7304 SATCO S7304 15 Watt; G25; Compact Fluorescent; 2700K; 82 CRI; Medium Base | 3000 | 82 | 820 | 54.6667 |  | 15 | 1 | 11.63 | 11.63 | 13.6657 | 2020Q3 | https://www.platt.com/platt-electric-supply/LED-Decorative-Lamps-Globe/Satco/S7304/product.aspx?zpid=778023 | Platt | 2020 | Yes
LED Lighting | Decorative | Satco | [5 empty] | Home Lamps, Bulbs, Ballasts Bulbs - LED LED - Decorative Lamps - Globe SAT 6G25/40K/E26 120V 6W G25 STANDARD LED 4000K Satco S9202 SATCO S9202 6 watt; G25 Globe LED; 4000K; Medium base; 120 volts | 4000 |  | 490 | 81.6667 |  | 6 | 1 | 8.54 | 8.54 | 10.0348 | 2020Q3 | https://www.platt.com/platt-electric-supply/LED-Decorative-Lamps-Globe/Satco/S9202/product.aspx?zpid=151570 | Platt | 2020 | Yes
LED Lighting | A-Type | Maxlite | True |  | General Purpose Replacement | A19 | E26 (Medium) | Damp Location Rated Damp Location Rated Home / Light Bulbs / LED / LED A-Line / Maxlite - 14099397 - E9A19DLED30/G6 Enclosed Rated 9W A19 LED Lamp - Universal - 800 Lumens - Warm White (3000K) - 82 CRI - 25000 Hours - E26 (Medium) - 120 to 130V Maxlite - 14099397 - E9A19DLED30/G6 | 3000 | 83 | 800 | 88.8889 | 25000 | 9 | 1 | 3.36 | 3.36 | 3.9481 | 2020Q3 | https://shop.regencylighting.com/lamps/led/a-line/e9a19dled30-g6-mxt.html | Regency Lighting | 2020 | Yes
LED Lighting | Decorative | TCP | True |  | G16 (Globe) |  | Candelabra Screw (E12) | Home Lamps, Bulbs, Ballasts Bulbs - LED LED - Decorative Lamps - Globe LED Lamp, Dimmable, 5 Watt, 120 Volt, Bulb: G16 (Globe), Base: Candelabra Screw (E12), Lumens: 300, CRI: 82, Color Temperature: 2700K, Lamp Finish: Frosted TCP LED5E12G1627KF LED Lamp, Dimmable, G16, 5W, 120V, Candelabra Base | 2700 | 82 | 300 | 60 |  | 5 | 1 | 7.37 | 7.37 | 8.66 | 2020Q3 | https://www.platt.com/platt-electric-supply/LED-Decorative-Lamps-Globe/TCP/LED5E12G1627KF/product.aspx?zpid=125569 | Platt | 2020 | Yes
LED Lighting | Decorative | TCP | True |  | G16 (Globe) |  | Medium Screw (E26), Medium Screw (E26), Medium Screw (E26) | Home Lamps, Bulbs, Ballasts Bulbs - LED LED - Decorative Lamps - Globe LED Lamp, Dimmable, 5 Watt, 120 Volt, Bulb: G16 (Globe), Base: Medium Screw (E26), Lumens: 300, CRI: 82, Color Temperature: 2700K, Lamp Finish: Frosted TCP LED5E26G1627KF LED Lamp, Dimmable, G16, 5W, 120V, Medium Base | 2700 | 82 | 300 | 60 |  | 5 | 1 | 7.37 | 7.37 | 8.66 | 2020Q3 | https://www.platt.com/platt-electric-supply/LED-Decorative-Lamps-Globe/TCP/LED5E26G1627KF/product.aspx?zpid=108844 | Platt | 2020 | Yes
LED Lighting | Decorative | Green Creative | True |  | G25 (Globe) |  | Medium Screw (E26), Medium Screw (E26), Medium Screw (E26) | Home Lamps, Bulbs, Ballasts Bulbs - LED LED - Decorative Lamps - Vintage Dimmable Filament LED Lamp, 4.5W, Bulb: G25, Base: E26, Volts: 120V, Lumens: 450, Color Temperature: 2700K, CRI: 80, Rated Lifetime - L70: 15,000 Hrs. Green Creative 57894 Dimmable Filament LED Lamp, 4.5W, 120V | 2700 | 80 | 450 | 75 |  | 6 | 1 | 7.7 | 7.7 | 9.0478 | 2020Q3 | https://www.platt.com/platt-electric-supply/LED-Decorative-Lamps-Vintage/Green-Creative/57894/product.aspx?zpid=242665 | Platt | 2020 | Yes
LED Lighting | Decorative | Green Creative | [5 empty] | Home Lamps, Bulbs, Ballasts Bulbs - LED LED - Decorative Lamps - Vintage Filament LED Lamp, 5W, Bulb: G40, Base: Medium (E26), 120 Volt, Lumens: 470, Color Temp.: 2700K, Rated Life: 15,000 Hrs. Green Creative 57945 57945 5FG40DIM/827 | 2700 |  | 470 | 134.2857 |  | 3.5 | 1 | 10.56 | 10.56 | 12.4084 | 2020Q3 | https://www.platt.com/platt-electric-supply/LED-Decorative-Lamps-Vintage/Green-Creative/57945/product.aspx?zpid=362902 | Platt | 2020 | Yes
LED Lighting | Decorative | Satco |  |  | ST19 (Antique) |  | Medium Screw (E26), Medium Screw (E26), Medium Screw (E26) | Home Lamps, Bulbs, Ballasts Bulbs - LED LED - Decorative Lamps - Vintage LED Filament, Designation: 6.5W ST19 Filament LED - Medium Base - Transparent Amber - 2300K - 120V Satco S9579 6.5ST19/AMB/LED/E26/23K/120V | 2300 | 80 | 650 | 130 |  | 5 | 1 | 8.9 | 8.9 | 10.4578 | 2020Q3 | https://www.platt.com/platt-electric-supply/LED-Decorative-Lamps-Vintage/Satco/S9579/product.aspx?zpid=46870 | Platt | 2020 | Yes
LED Lighting | Decorative | Satco | True |  | ST19 (Antique) |  | Medium Screw (E26), Medium Screw (E26), Medium Screw (E26) | Home Lamps, Bulbs, Ballasts Bulbs - LED LED - Decorative Lamps - Vintage SATCO S9581 - 6.5 watt ST19 LED; Clear; Medium base; 2700K; 810 lumens; 120 volts; Filament; Vintage Satco S9581 6.5 WATT ST19 LED CLEAR MEDIUM BASE 2700K | 2700 | 80 | 810 | 162 |  | 5 | 1 | 7.92 | 7.92 | 9.3063 | 2020Q3 | https://www.platt.com/platt-electric-supply/LED-Decorative-Lamps-Vintage/Satco/S9581/product.aspx?zpid=168389 | Platt | 2020 | Yes
LED Lighting | A-Type | Maxlite | True |  | General Purpose Replacement | A19 | E26 (Medium) | Damp Location Rated,Recessed Fixtures Damp Location Rated,Recessed Fixtures Home / Light Bulbs / LED / LED A-Line / Maxlite - 14099397 - E9A19DLED30/G7 Suitable for Damp Locations; Suitable for Fully Enclosed Fixtures 9W A19 LED Lamp - Universal - 800 Lumens - Warm White (3000K) - 88 CRI - 25000 hrs. - E26 (Medium) - 120 to 130V Maxlite - 14099397 - E9A19DLED30/G7 | 3000 | 82 | 800 | 88.8889 | 25000 | 9 | 1 | 3.36 | 3.36 | 3.9481 | 2020Q3 | https://shop.regencylighting.com/lamps/led/a-line/e9a19dled30-g7-mxt.html | Regency Lighting | 2020 | Yes
LED Lighting | Decorative | Satco | True |  |  |  |  | Home Lamps, Bulbs, Ballasts Bulbs - LED LED - Decorative Lamps - Vintage 6.5ST19/CL/LED/E26/30K/120V 6.5 watt ST19 LED; Clear; Medium base; 3000K; 810 lumens; 120 volts Features LED with a traditional incandescent look and feel Omni-directional light source Smooth dimming Replaces up to 40 watt lamps Long life - 15,000 hours Damp Location UL listed for totally enclosed fixtures Satco S9895 6.5 watt ST19 LED; Clear; Medium base; 3000K; 810 lumens; 120 volts | 3000 |  | 810 | 124.6154 | 15000 | 6.5 | 1 | 7.92 | 7.92 | 9.3063 | 2020Q3 | https://www.platt.com/platt-electric-supply/LED-Decorative-Lamps-Vintage/Satco/S9895/product.aspx?zpid=567603 | Platt | 2020 | Yes
LED Lighting | Decorative | TCP | True |  | ST19 (Antique) |  | Medium Screw (E26), Medium Screw (E26), Medium Screw (E26) | Home Lamps, Bulbs, Ballasts Bulbs - LED LED - Decorative Lamps - Vintage Dimmable Filament LED Lamp, 4W, 120V, Bulb: ST19, Base: Medium (E26), Lumens: 425, Color Temp.: 2200K, Rated Life: 15,000 Hrs, Finish: Clear TCP FST19D4022KC Filament LED | 2200 | 80 | 425 | 106.25 |  | 4 | 1 | 7.43 | 7.43 | 8.7305 | 2020Q3 | https://www.platt.com/platt-electric-supply/LED-Decorative-Lamps-Vintage/TCP/FST19D4022KC/product.aspx?zpid=1275273 | Platt | 2020 | Yes
LED Lighting | Downlight | American Lighting | [5 empty] | Home Lighting, Lighting Controls Indoor Lighting - Recessed LED Downlighting LED Downlight 6" Spektrum LED Downlight, 13 Watts, 950 Lumens, Color Temperature: 2700K-6500K, Color: White American Lighting SPK-DL6-RGBTW-WH 6" Spektrum LED Downlight, White | 2700 |  | 950 | 73.0769 |  | 13 | 1 | 52.14 | 52.14 | 61.2665 | 2020Q3 | https://www.platt.com/platt-electric-supply/LED-Downlighting-Downlight/American-Lighting/SPK-DL6-RGBTW-WH/product.aspx?zpid=1380448 | Platt | 2020 | Yes
LED Lighting | Downlight | Cree Lighting | True |  |  |  | Medium Screw (E26), Medium Screw (E26), Medium Screw (E26) | Home Lighting, Lighting Controls Indoor Lighting - Recessed LED Downlighting LED Downlight LED Module, 6", 120V, 12W, 800 Lumens, 2700K, E26, White, Dimmable Cree Lighting CR6-800L-27K-12-E26 LED Downlight | 2700 |  | 800 | 66.6667 |  | 12 | 1 | 29 | 29 | 34.0761 | 2020Q3 | https://www.platt.com/platt-electric-supply/LED-Downlighting-Downlight/Cree-Lighting/CR6-800L-27K-12-E26/product.aspx?zpid=116395 | Platt | 2020 | Yes
LED Lighting | Downlight | Green Creative | True |  |  |  |  | Home Lighting, Lighting Controls Indoor Lighting - Recessed LED Downlighting LED Downlight 6" Dimmable LED Downlight, 120V, Watts: 12, Lumens: 920, CRI: 90, Color Temperature: 3000K, Color: White Trim. Life: 50,000 Hours. Green Creative 98217 6" LED Downlight, 12W, 120-277V, 3000K, 920L | 3000 |  | 920 | 76.6667 | 50000 | 12 | 1 | 41.81 | 41.81 | 49.1284 | 2020Q3 | https://www.platt.com/platt-electric-supply/LED-Downlighting-Downlight/Green-Creative/98217/product.aspx?zpid=1212457 | Platt | 2020 | Yes
LED Lighting | Downlight | Green Creative | True |  |  |  |  | Home Lighting, Lighting Controls Indoor Lighting - Recessed LED Downlighting LED Downlight 6" Dimmable LED Downlight, 120V, 18W Lumens: 1440, CRI: 82, Color Temperature: 3500K, Color: White Trim. Life: 50,000 Hrs., Dimmable Green Creative 98265 6" LED Downlight, 18W, 120-277V, 3500K | 3500 |  | 1440 | 80 |  | 18 | 1 | 70.54 | 70.54 | 82.8872 | 2020Q3 | https://www.platt.com/platt-electric-supply/LED-Downlighting-Downlight/Green-Creative/98265/product.aspx?zpid=1180369 | Platt | 2020 | Yes
LED Lighting | Downlight | Halo | [5 empty] | Home Lighting, Lighting Controls Indoor Lighting - Recessed LED Downlighting LED Downlight LED Surface Light, 4", Round, 3500K, 600 Lumen, 90 CRI, White. Direct Mount Recessed Halo SMD4R6935WHDM LED Surface Light | 3500 | 90 | 600 | 63.1579 |  | 9.5 | 1 | 25.41 | 25.41 | 29.8577 | 2020Q3 | https://www.platt.com/platt-electric-supply/LED-Downlighting-Downlight/Halo/SMD4R6935WHDM/product.aspx?zpid=981444 | Platt | 2020 | Yes
LED Lighting | Downlight | Light Efficient Design |  |  |  |  | Medium Screw (E26), Medium Screw (E26), Medium Screw (E26) | Home Lighting, Lighting Controls Indoor Lighting - Recessed LED Downlighting LED Downlight 6" Downlight LED Lamp: 30W (replaces up to 100W HID), Lumens: 3000, CCT: 4000K, Base: E26 Screw-in, Color: White. Rated for damp locations and in open fixtures only. Light Efficient Design LED-8054E40 RECESSED CAN RETROFIT | 4000 | 80 | 3000 | 100 |  | 30 | 1 | 24 | 24 | 28.2009 | 2020Q3 | https://www.platt.com/platt-electric-supply/LED-Downlighting-Downlight/Light-Efficient-Design/LED-8054E40/product.aspx?zpid=1438873 | Platt | 2020 | Yes
LED Lighting | Downlight | Satco | True |  |  |  |  | Home Lighting, Lighting Controls Indoor Lighting - Recessed LED Downlighting LED Downlight Led Direct Wire Downlight: Edge-Lit; 5-6 Inch, 11.6 Watt, 3000K, 120 Volt. Dimmable. Energy Star. AKA: 11.6WLED/DW/EL/5-6/30K/120V. Satco S29062 LED Downlight, 5-6", 3000K | 3000 | 83 | 800 | 72.7273 |  | 11 | 1 | 26.7 | 26.7 | 31.3735 | 2020Q3 | https://www.platt.com/platt-electric-supply/LED-Downlighting-Downlight/Satco/S29062/product.aspx?zpid=1232805 | Platt | 2020 | Yes
LED Lighting | Downlight | TCP | True |  |  |  |  | Home Lighting, Lighting Controls Indoor Lighting - Recessed LED Downlighting LED Downlight 4" 850LM Round Downlight, 13 Watt, 120 Volt, Color Temperature: 3000K, Replcement Wattage: 75, Lumens: 850, CRI: 80, Diameter: 4.6", Dimmable TCP DDR40130 DDR40130 4" LED Round Downlight, Snap-In | 3000 |  | 850 | 65.3846 |  | 13 | 1 | 17.62 | 17.62 | 20.7042 | 2020Q3 | https://www.platt.com/platt-electric-supply/LED-Downlighting-Downlight/TCP/DDR40130/product.aspx?zpid=1275197 | Platt | 2020 | Yes
LED Lighting | Downlight | TCP | True |  |  |  |  | Home Lighting, Lighting Controls Indoor Lighting - Recessed LED Downlighting LED Downlight 4" 850LM Round Downlight, 13 Watt, 120 Volt, Color Temperature: 4000K, Replcement Wattage: 75, Lumens: 850, CRI: 80, Diameter: 4.6", Dimmable TCP DDR40140 DDR40130 4" LED Round Downlight, Snap-In | 4000 |  | 850 | 65.3846 |  | 13 | 1 | 17.62 | 17.62 | 20.7042 | 2020Q3 | https://www.platt.com/platt-electric-supply/LED-Downlighting-Downlight/TCP/DDR40140/product.aspx?zpid=1275198 | Platt | 2020 | Yes
LED Lighting | Downlight | TCP | True |  |  |  |  | Home Lighting, Lighting Controls Indoor Lighting - Recessed LED Downlighting LED Downlight 4" 850LM Round Downlight, 13 Watt, 120 Volt, Color Temperature: 5000K, Replcement Wattage: 75, Lumens: 850, CRI: 80, Diameter: 4.6", Dimmable TCP DDR40150 DDR40130 4" LED Round Downlight, Snap-In | 3000 |  | 850 | 60.7143 |  | 14 | 1 | 17.62 | 17.62 | 20.7042 | 2020Q3 | https://www.platt.com/platt-electric-supply/LED-Downlighting-Downlight/TCP/DDR40150/product.aspx?zpid=1275199 | Platt | 2020 | Yes
LED Lighting | Downlight | TCP | True |  |  |  |  | Home Lighting, Lighting Controls Indoor Lighting - Recessed LED Downlighting LED Downlight 6" Ultra Thin LED Downlight, 14 Watt, 120V, Lumens: 1100, Color Temperature: 4000K, Dimmable TCP DDR60140 6" Ultra Thin LED Downlight | 4000 |  | 1100 | 78.5714 |  | 14 | 1 | 23.17 | 23.17 | 27.2256 | 2020Q3 | https://www.platt.com/platt-electric-supply/LED-Downlighting-Downlight/TCP/DDR60140/product.aspx?zpid=1275206 | Platt | 2020 | Yes
LED Lighting | Downlight | TCP | True |  |  |  |  | Home Lighting, Lighting Controls Indoor Lighting - Recessed LED Downlighting LED Downlight 6" 1100LM Round Downlight, 14 Watt, 120 Volt, Color Temperature: 5000K, Replacement Wattage: 85, Lumens: 1100, CRI: 80, Diameter: 6.7", Dimmable TCP DDR60150 DDR60130 6" LED Round Downlight, Snap-In | 5000 |  | 1100 | 81.4815 |  | 13.5 | 1 | 23.17 | 23.17 | 27.2256 | 2020Q3 | https://www.platt.com/platt-electric-supply/LED-Downlighting-Downlight/TCP/DDR60150/product.aspx?zpid=1275207 | Platt | 2020 | Yes
LED Lighting | Downlight | TCP | True |  |  |  |  | Home Lighting, Lighting Controls Indoor Lighting - Recessed LED Downlighting LED Downlight 8" 1550LM Round Downlight, 14 Watt, 120 Volt, Color Temperature: 3000K, Replacement Wattage: 85, Lumens: 1550, CRI: 80, Diameter: 8.7", Dimmable TCP DDR80130 DDR80130 8" LED Round Downlight, Snap-In | 3000 |  | 1550 | 110.7143 |  | 14 | 1 | 32.46 | 32.46 | 38.1418 | 2020Q3 | https://www.platt.com/platt-electric-supply/LED-Downlighting-Downlight/TCP/DDR80130/product.aspx?zpid=1275189 | Platt | 2020 | Yes
LED Lighting | Downlight | TCP | True |  |  |  |  | Home Lighting, Lighting Controls Indoor Lighting - Recessed LED Downlighting LED Downlight 8" 1550LM Round Downlight, 14 Watt, 120 Volt, Color Temperature: 4000K, Replacement Wattage: 85, Lumens: 1550, CRI: 80, Diameter: 8.7", Dimmable TCP DDR80140 8" LED Round Downlight, Snap-In | 4000 |  | 1550 | 110.7143 |  | 14 | 1 | 32.46 | 32.46 | 38.1418 | 2020Q3 | https://www.platt.com/platt-electric-supply/LED-Downlighting-Downlight/TCP/DDR80140/product.aspx?zpid=1275190 | Platt | 2020 | Yes
LED Lighting | Downlight | TCP | True |  |  |  |  | Home Lighting, Lighting Controls Indoor Lighting - Recessed LED Downlighting LED Downlight 8" 1550LM Round Downlight, 14 Watt, 120 Volt, Color Temperature: 5000K, Replacement Wattage: 85, Lumens: 1550, CRI: 80, Diameter: 8.7", Dimmable TCP DDR80150 8" LED Round Downlight, Snap-In | 5000 |  | 1550 | 110.7143 |  | 14 | 1 | 32.46 | 32.46 | 38.1418 | 2020Q3 | https://www.platt.com/platt-electric-supply/LED-Downlighting-Downlight/TCP/DDR80150/product.aspx?zpid=1275191 | Platt | 2020 | Yes
LED Lighting | Downlight | TCP | True |  |  |  |  | Home Lighting, Lighting Controls Indoor Lighting - Recessed LED Downlighting LED Downlight Square LED Snap-In Downlight, 18 Watt, Lumens: 1400, Color Temperature: 5000K, CRI: 80, Rated Life: 40,000 Hrs., Dimmable TCP DDR80250 8" Square LED Snap-In Downlight, 18W | 5000 | 80 | 1400 | 107.6923 |  | 13 | 1 | 32.46 | 32.46 | 38.1418 | 2020Q3 | https://www.platt.com/platt-electric-supply/LED-Downlighting-Downlight/TCP/DDR80250/product.aspx?zpid=1275195 | Platt | 2020 | Yes
LED Lighting | Downlight | Cree Lighting | True |  |  |  |  | Home Lighting, Lighting Controls Indoor Lighting - Recessed LED Downlighting LED Modules Premium LED 4" Disk Light, 11 Watts, 120V, Lumens: 950, CRI: = 90, Color Temperature: 3000K, Dimmable Cree Lighting C-DS6-A-950L-30K Premium LED 4" Disk Light, 950L/3000K | 3000 |  | 950 | 86.3636 |  | 11 | 1 | 15.07 | 15.07 | 17.7078 | 2020Q3 | https://www.platt.com/platt-electric-supply/LED-Downlighting-Modules/Cree-Lighting/C-DS6-A-950L-30K/product.aspx?zpid=1837199 | Platt | 2020 | Yes
LED Lighting | Downlight | Cree Lighting | True |  |  |  |  | Home Lighting, Lighting Controls Indoor Lighting - Recessed LED Downlighting LED Modules Premium LED 4" Disk Light, 11 Watts, 120V, Lumens: 650, CRI: = 90, Color Temperature: 3000K, Dimmable Cree Lighting CDS4A650L30K Premium LED 4" Disk Light, 650L/3000K | 3000 |  | 650 | 59.0909 |  | 11 | 1 | 12.92 | 12.92 | 15.1815 | 2020Q3 | https://www.platt.com/platt-electric-supply/LED-Downlighting-Modules/Cree-Lighting/CDS4A650L30K/product.aspx?zpid=1835571 | Platt | 2020 | Yes
LED Lighting | Downlight | Cree Lighting | True |  |  |  |  | Home Lighting, Lighting Controls Indoor Lighting - Recessed LED Downlighting LED Modules LED Downlight, 4", 8W, 50k, 120V, 575 Lumen, Dimmable, Wet Location Cree Lighting CLLDR4575L50KB1 4" LED Downlight, 575L, 5000K, 120V, E26 Base, 90+ CRI | 5000 |  | 575 | 67.6471 |  | 8.5 | 1 | 12 | 12 | 14.1005 | 2020Q3 | https://www.platt.com/platt-electric-supply/LED-Downlighting-Modules/Cree-Lighting/CLLDR4575L50KB1/product.aspx?zpid=201949 | Platt | 2020 | Yes
LED Lighting | Downlight | Halo | [5 empty] | Home Lighting, Lighting Controls Indoor Lighting - Recessed LED Downlighting LED Modules LED Slope Light Engine: 19W, 1556 Lumens, 4000K, 90 CRI, White. For use in the HL6 LED Housing (HL612ICAT). Order "Lens Optics" separately (see .pdf Catalog Page). Halo HLM6940 HL6 LED ALLSLOPE Light Engine | 4000 | 90 | 1550 | 81.5789 |  | 19 | 1 | 110.39 | 110.39 | 129.7125 | 2020Q3 | https://www.platt.com/platt-electric-supply/LED-Downlighting-Modules/Halo/HLM6940/product.aspx?zpid=180116 | Platt | 2020 | Yes
LED Lighting | Downlight | Halo | [5 empty] | Home Lighting, Lighting Controls Indoor Lighting - Recessed LED Downlighting LED Modules HALO PDM6A835 Downlight LED module for PD6 housing, provides 1,000, 1,500, 2,000, or 3,000 lumens (nominal)depending on connected housing type Halo PDM6A835 ETNCL PDM6A835 PD6 LED LIGHT ENGINE |  |  | 3000 | 76.9231 |  | 39 | 1 | 76.98 | 76.98 | 90.4545 | 2020Q3 | https://www.platt.com/platt-electric-supply/LED-Downlighting-Modules/Halo/PDM6A835/product.aspx?zpid=173450 | Platt | 2020 | Yes
LED Lighting | Downlight | Halo |  |  |  |  | Medium Screw (E26), Medium Screw (E26), Medium Screw (E26) | Home Lighting, Lighting Controls Indoor Lighting - Recessed LED Downlighting LED Modules 4” 12W Surface LED Downlight, 90 CRI, 670 Lumens, 3000K - 50,000 Hours. Replaces a 40W R20, Damp Location Ceiling/Wall Wet Location Ceiling Only Halo SLD405930WH LED Downlight, 4", 12W | 3000 | 90 | 670 | 55.8333 | 50000 | 12 | 1 | 49.5 | 49.5 | 58.1644 | 2020Q3 | https://www.platt.com/platt-electric-supply/LED-Downlighting-Modules/Halo/SLD405930WH/product.aspx?zpid=94799 | Platt | 2020 | Yes
LED Lighting | Downlight | Lithonia Lighting | [5 empty] | Home Lighting, Lighting Controls Indoor Lighting - Recessed LED Downlighting LED Modules LED Wafer Module, 4" Diameter, 10.5W, 120V, Switchable Color Temperature: 2700K (730 Lumens), 3000K (800 Lumens), 3500K (780 Lumens), CRI: 90, Color: Matte Black Lithonia Lighting WF4 LED 27K30K35K MB M6 LED Wafer Module, 4", 27/30/35K | 2700 |  | 730 | 146 |  | 5 | 1 | 19.61 | 19.61 | 23.0425 | 2020Q3 | https://www.platt.com/platt-electric-supply/LED-Downlighting-Modules/Lithonia-Lighting/WF4-LED-27K30K35K-MB-M6/product.aspx?zpid=1425663 | Platt | 2020 | Yes
LED Lighting | Downlight | Lithonia Lighting | [5 empty] | Home Lighting, Lighting Controls Indoor Lighting - Recessed LED Downlighting LED Modules LED Wafer Module, 6" Diameter, 10W, 120V, Switchable Color Temperature: 3000K (850 Lumens), 4000K (920 Lumens), 5000K (880 Lumens), CRI: 80, Color: Oil-Rubbed Bronze Lithonia Lighting WF6LED 30K40K50K 90CRI ORB M6 6" LED Wafer Light | 3000 | 90 | 850 | 85 |  | 10 | 1 | 36.07 | 36.07 | 42.3836 | 2020Q3 | https://www.platt.com/platt-electric-supply/LED-Downlighting-Modules/Lithonia-Lighting/WF6LED-30K40K50K-90CRI-ORB-M6/product.aspx?zpid=1385191 | Platt | 2020 | Yes
LED Lighting | Downlight | Philips Lighting |  |  |  |  | Medium Screw (E26), Medium Screw (E26), Medium Screw (E26) | Home Lighting, Lighting Controls Indoor Lighting - Recessed LED Downlighting LED Modules LED Recessed Downlight for 4" cans, 8.5 Watt, 120 Volt, Lumens: 680, Color Temperature: 5000K, Philips P/N 80002-9. UL Wet design suitable for both indoor and outdoor applications. This lamp is ENERGY STAR® Certified. Philips Lighting HATTON US 4" day light recessed LED white 8.5 Watt, 120V, 2700K | 5000 | 83 | 680 | 68 |  | 10 | 1 | 25.35 | 25.35 | 29.7872 | 2020Q3 | https://www.platt.com/platt-electric-supply/LED-Downlighting-Modules/Philips-Lighting/HATTON-US-4-day-light-recessed-LED-white/product.aspx?zpid=75592 | Platt | 2020 | Yes
LED Lighting | Downlight | TCP | [5 empty] | Home Lighting, Lighting Controls Indoor Lighting - Recessed LED Downlighting LED Modules LED Downlight Retrofit, 11 Watt, 5/6" Recessed, 120 Volt, 750 Lumens, 3000K, 35,000 Life Hours TCP L11DR56D3530K95 LED Downlight Retrofit, 11W, 5/6" Recessed, 120V | 3000 |  | 750 | 68.1818 | 35000 | 11 | 1 | 24.12 | 24.12 | 28.3419 | 2020Q3 | https://www.platt.com/platt-electric-supply/LED-Downlighting-Modules/TCP/L11DR56D3530K95/product.aspx?zpid=378257 | Platt | 2020 | Yes
LED Lighting | Downlight | TCP | True |  |  |  |  | Home Lighting, Lighting Controls Indoor Lighting - Recessed LED Downlighting LED Modules 5"/6" LED Downlight, Retrofit, Line Voltage: 120V, Watts: 12, Lumens: 850, Color Temperature: 3000K, Color: White Trim. Life: 35,000 Hours. Replaces up to 75W Incandescent. Dimmable TCP L75DR56D3530K LED Recessed Downlight | 3000 | 80 | 850 | 94.4444 | 35000 | 9 | 1 | 9.41 | 9.41 | 11.0571 | 2020Q3 | https://www.platt.com/platt-electric-supply/LED-Downlighting-Modules/TCP/L75DR56D3530K/product.aspx?zpid=1275478 | Platt | 2020 | Yes
LED Lighting | Downlight | TCP |  |  |  |  | Medium Screw (E26), Medium Screw (E26), Medium Screw (E26) | Home Lighting, Lighting Controls Indoor Lighting - Recessed LED Downlighting LED Modules 4" LED Downlight, Retrofit, Line Voltage: 120V, Watts: 10, Lumens: 750, Color Temperature: 3000K, Color: White Trim. TCP LED10DR430K LED Retrofit Downlight, 4", 10W, 120V, 3000K | 3000 |  | 750 | 75 |  | 10 | 1 | 15.46 | 15.46 | 18.1661 | 2020Q3 | https://www.platt.com/platt-electric-supply/LED-Downlighting-Modules/TCP/LED10DR430K/product.aspx?zpid=27956 | Platt | 2020 | Yes
LED Lighting | Downlight | TCP |  |  |  |  | Medium Screw (E26), Medium Screw (E26), Medium Screw (E26) | Home Lighting, Lighting Controls Indoor Lighting - Recessed LED Downlighting LED Modules TCP LED10DR410K LED 10W 4 IN TCP LED10DR441K TCP LED10DR441K | 410 | 80 | 800 | 80 |  | 10 | 1 | 15.46 | 15.46 | 18.1661 | 2020Q3 | https://www.platt.com/platt-electric-supply/LED-Downlighting-Modules/TCP/LED10DR441K/product.aspx?zpid=199784 | Platt | 2020 | Yes
LED Lighting | Reflector | Green Creative | True |  | MR16 (Mini Reflector) |  |  | Home Lamps, Bulbs, Ballasts Bulbs - LED LED - Reflective Lamps - MR16 Compact Fluorescent Lamp, 6.5W, Bulb: PLS-V, Base: GX23 (2-pin CFL), Lumens: , CRI: 82, Color Temperature: 2700K, Rated Average Life: 50,000 Hrs., Non-Dimming Green Creative 28378 28378 6.5PLSV/827/HYB/GX2 | 2700 |  | 570 | 162.8571 |  | 3.5 | 1 | 7.7 | 7.7 | 9.0478 | 2020Q3 | https://www.platt.com/platt-electric-supply/LED-Reflective-Lamps-MR16/Green-Creative/28378/product.aspx?zpid=1315101 | Platt | 2020 | Yes
LED Lighting | Reflector | Green Creative | True |  | MR16 (Mini Reflector) |  | 2-Pin Twist Lock (GU10) | Home Lamps, Bulbs, Ballasts Bulbs - LED LED - Reflective Lamps - MR16 Dimmable LED Lamp, 6W, 120V, Bulb: MR16, Base: GU10, Lumens: 480, CRI: 80, Color Temperature: 2700K, Beam Angle: 35°, Rated Average Life: Up to 25,000 Hrs. 50W Equivalent. Green Creative 57987 Dimmable LED Lamp, 6W, 120V, 2700K | 2700 | 80 | 480 | 80 |  | 6 | 1 | 9.71 | 9.71 | 11.4096 | 2020Q3 | https://www.platt.com/platt-electric-supply/LED-Reflective-Lamps-MR16/Green-Creative/57987/product.aspx?zpid=207466 | Platt | 2020 | Yes
LED Lighting | Reflector | Green Creative | True |  | MR16 (Mini Reflector) |  | 2-Pin Twist Lock (GU10) | Home Lamps, Bulbs, Ballasts Bulbs - LED LED - Reflective Lamps - MR16 Dimmable LED Lamp, 6W, 120V, Bulb: MR16, Base: GU10, Lumens: 500, CRI: 83, Color Temperature: 3000K, Beam Angle: 35°, Rated Average Life: Up to 25,000 Hrs. 50W Equivalent. Green Creative 57988 Dimmable LED Lamp, 6W, 120V, 3000K | 3000 | 83 | 500 | 83.3333 |  | 6 | 1 | 8.71 | 8.71 | 10.2346 | 2020Q3 | https://www.platt.com/platt-electric-supply/LED-Reflective-Lamps-MR16/Green-Creative/57988/product.aspx?zpid=201772 | Platt | 2020 | Yes
LED Lighting | Reflector | Green Creative | True |  | MR16 (Mini Reflector) |  | 2-Pin (GU5.3) | Home Lamps, Bulbs, Ballasts Bulbs - LED LED - Reflective Lamps - MR16 Dimmable LED Lamp, 6W, 12V, Bulb: MR16, Base: GU5.3, Lumens: 450, CRI: 82, Color Temperature: 3000K (Warm White), Rated Life: 25,000 Hrs. Green Creative 58286 Dimmable Lamp, 6W, 12V, 3000K, 450L | 3000 | 82 | 450 | 75 |  | 6 | 1 | 5.01 | 5.01 | 5.8869 | 2020Q3 | https://www.platt.com/platt-electric-supply/LED-Reflective-Lamps-MR16/Green-Creative/58286/product.aspx?zpid=242400 | Platt | 2020 | Yes
LED Lighting | Reflector | Green Creative | True |  | MR16 (Mini Reflector) |  |  | Home Lamps, Bulbs, Ballasts Bulbs - LED LED - Reflective Lamps - MR16 Dimmable LED Lamp, 7W, 12V, Bulb: MR16, Base: GU5.3, Lumens: 580, Color Temperature: 2700K, Beam Angle: 15° Green Creative 98481 Dimmable LED Lamp, 7.5W, 12V, 2700K, Angle: 15° | 2700 |  | 580 | 82.8571 |  | 7 | 1 | 14.92 | 14.92 | 17.5316 | 2020Q3 | https://www.platt.com/platt-electric-supply/LED-Reflective-Lamps-MR16/Green-Creative/98481/product.aspx?zpid=1385108 | Platt | 2020 | Yes
LED Lighting | Reflector | Green Creative | True |  | MR16 (Mini Reflector) |  |  | Home Lamps, Bulbs, Ballasts Bulbs - LED LED - Reflective Lamps - MR16 Dimmable LED Lamp, 7.5W, 12V, Bulb: MR16, Base: GU5.3, Lumens: 580, Color Temperature: 2700K, Beam Angle: 35° Green Creative 98483 Dimmable LED Lamp, 7.5W, 12V, 2700K, Angle: 35° | 2700 |  | 580 | 116 |  | 5 | 1 | 14.92 | 14.92 | 17.5316 | 2020Q3 | https://www.platt.com/platt-electric-supply/LED-Reflective-Lamps-MR16/Green-Creative/98483/product.aspx?zpid=1385104 | Platt | 2020 | Yes
LED Lighting | Reflector | Green Creative | True |  | MR16 (Mini Reflector) |  |  | Home Lamps, Bulbs, Ballasts Bulbs - LED LED - Reflective Lamps - MR16 Dimmable LED Lamp, 7W, 12V, Bulb: MR16, Base: GU5.3, Lumens: 580, Color Temperature: 3000K, Beam Angle: 15° Green Creative 98484 Dimmable LED Lamp, 7.5W, 12V, 3000K, Angle: 15° | 3000 |  | 580 | 105.4545 |  | 5.5 | 1 | 14.92 | 14.92 | 17.5316 | 2020Q3 | https://www.platt.com/platt-electric-supply/LED-Reflective-Lamps-MR16/Green-Creative/98484/product.aspx?zpid=1385111 | Platt | 2020 | Yes
LED Lighting | Reflector | Green Creative | True |  | MR16 (Mini Reflector) |  |  | Home Lamps, Bulbs, Ballasts Bulbs - LED LED - Reflective Lamps - MR16 Dimmable LED Lamp, 7.5W, 12V, Bulb: MR16, Base: GU5.3, Lumens: 580, Color Temperature: 3000K, Beam Angle: 25° Green Creative 98485 Dimmable LED Lamp, 7.5W, 12V, 3000K, Angle: 25° | 3000 |  | 580 | 82.8571 |  | 7 | 1 | 14.92 | 14.92 | 17.5316 | 2020Q3 | https://www.platt.com/platt-electric-supply/LED-Reflective-Lamps-MR16/Green-Creative/98485/product.aspx?zpid=1385107 | Platt | 2020 | Yes
LED Lighting | Reflector | Green Creative | True |  | MR16 (Mini Reflector) |  |  | Home Lamps, Bulbs, Ballasts Bulbs - LED LED - Reflective Lamps - MR16 Dimmable LED Lamp, 7.5W, 12V, Bulb: MR16, Base: GU5.3, Lumens: 580, Color Temperature: 3000K, Beam Angle: 35° Green Creative 98486 Dimmable LED Lamp, 7.5W, 12V, 3000K, Angle: 35° | 3000 |  | 580 | 77.3333 |  | 7.5 | 1 | 19.96 | 19.96 | 23.4538 | 2020Q3 | https://www.platt.com/platt-electric-supply/LED-Reflective-Lamps-MR16/Green-Creative/98486/product.aspx?zpid=1385106 | Platt | 2020 | Yes
LED Lighting | Reflector | Lite The Nite | True |  | MR16 (Mini Reflector) |  | 2-Pin (GU5.3) | Home Lamps, Bulbs, Ballasts Bulbs - LED LED - Reflective Lamps - MR16 LED MR16, 5 Watt, 12 Volt, 40º Beam Spread, 3000K, Dimmable Lite The Nite L11534D LED MR16, 5W, 12V, 40 Deg Beam | 3000 | 80 | 430 | 86 |  | 5 | 1 | 12.36 | 12.36 | 14.5235 | 2020Q3 | https://www.platt.com/platt-electric-supply/LED-Reflective-Lamps-MR16/Lite-The-Nite/L11534D/product.aspx?zpid=347872 | Platt | 2020 | Yes
LED Lighting | Reflector | Philips Lighting | True |  | MR16 (Mini Reflector) |  | 2-Pin (GU5.3) | Home Lamps, Bulbs, Ballasts Bulbs - LED LED - Reflective Lamps - MR16 Dimmable LED Lamp, 6.4W, 12 V, Bulb: MR16 (Mini Reflector), Base: 2-Pin (GU5.3), Lumens: 450, CRI: 80, Color Temperature: 3000K, Beam Angle: 35°, Rated Average Life: 25000 Hours, *Philips Part # 470344* 34 Watt Equivalent Philips Lighting 470344 Dimmable LED Lamp, MR16, 6.4W, 12V, 3000K | 3000 | 80 | 450 | 112.5 | 25000 | 4 | 1 | 10.73 | 10.73 | 12.6082 | 2020Q3 | https://www.platt.com/platt-electric-supply/LED-Reflective-Lamps-MR16/Philips-Lighting/470344/product.aspx?zpid=269460 | Platt | 2020 | Yes
LED Lighting | Reflector | Philips Lighting | True |  | MR16 (Mini Reflector) |  | 2-Pin (GU5.3) | Home Lamps, Bulbs, Ballasts Bulbs - LED LED - Reflective Lamps - MR16 Dimmable LED, 6.4W, 12V, Bulb: MR16, Base: GU5.3, Lumens: 450, CRI: 80, Color Temperature: 3000K, Beam Angle: 25º, Rated Average Life: 25,000 Hrs. *Philips PN# 47033-6. Up to a 35W halogen MR16 Replacement. Philips Lighting 6.4MR16/F25/3000 DIM 12V 6.4W MR16 25° 3000K Dimmable LED | 3000 | 80 | 450 | 112.5 |  | 4 | 1 | 10.73 | 10.73 | 12.6082 | 2020Q3 | https://www.platt.com/platt-electric-supply/LED-Reflective-Lamps-MR16/Philips-Lighting/6-4MR16-F25-3000-DIM-12V/product.aspx?zpid=329245 | Platt | 2020 | Yes
LED Lighting | Reflector | Philips Lighting | True |  | MR16 (Mini Reflector) |  | 2-Pin (GU5.3) | Home Lamps, Bulbs, Ballasts Bulbs - LED LED - Reflective Lamps - MR16 Dimmable LED Lamp with warm glow effect, 6.5W, 12V, Bulb: MR16, Base: GU5.3, Lumens: 410, CRI: 80, Color Temperature: 2700-2200K, Beam Angle: 25°, Rated Average Life: 25,000 Hrs. *Philips PN# 45453-8, 35W Equivalent. Philips Lighting 6.5MR16/F25/2700-2200 DIM 12V 6.5W 25° 27-22K Dimming | 2700 | 80 | 410 | 63.0769 |  | 6.5 | 1 | 12.68 | 12.68 | 14.8995 | 2020Q3 | https://www.platt.com/platt-electric-supply/LED-Reflective-Lamps-MR16/Philips-Lighting/6-5MR16-F25-2700-2200-DIM-12V/product.aspx?zpid=156279 | Platt | 2020 | Yes
LED Lighting | Reflector | Philips Lighting | True |  | MR16 (Mini Reflector) |  | 2-Pin (GU5.3) | Home Lamps, Bulbs, Ballasts Bulbs - LED LED - Reflective Lamps - MR16 Dimmable LED Lamp with warm glow effect, 6.5W, 12V, Bulb: MR16, Base: GU5.3, Lumens: 410, CRI: 80, Color Temperature: 2700-2200K, Beam Angle: 35°, Rated Average Life: 25,000 Hrs. *Philips PN# 45454-6. 35W Equivalent. Philips Lighting 6.5MR16/F35/2700-2200 DIM 12V 6.5W 35° 27-22K Dimming MR16 | 2700 | 80 | 410 | 82 |  | 5 | 1 | 12.68 | 12.68 | 14.8995 | 2020Q3 | https://www.platt.com/platt-electric-supply/LED-Reflective-Lamps-MR16/Philips-Lighting/6-5MR16-F35-2700-2200-DIM-12V/product.aspx?zpid=156280 | Platt | 2020 | Yes
LED Lighting | Reflector | Philips Lighting | True |  | MR16 (Mini Reflector) |  | GU5.3 (2-Pin) | Home Lamps, Bulbs, Ballasts Bulbs - LED LED - Reflective Lamps - MR16 Dimmable LED Lamp, 6.5W, 12V, Bulb: MR16, Base: GU5.3, Lumens: 485, CRI: 91, Color Temperature: 3000K, Beam Angle: 25°, Rated Average Life: 25,000 Hrs. *Philips PN# 47914-7, 35W Equivalent. *CALIFORNIA TITLE 20 COMPLIANT* Philips Lighting 6.5MR16/LED/F25/930/D/EC/12V Dimmable LED Lamp, 6.5W | 3000 | 91 | 410 | 63.0769 |  | 6.5 | 1 | 19.4 | 19.4 | 22.7957 | 2020Q3 | https://www.platt.com/platt-electric-supply/LED-Reflective-Lamps-MR16/Philips-Lighting/6-5MR16-LED-F25-930-D-EC-12V/product.aspx?zpid=1303585 | Platt | 2020 | Yes
LED Lighting | Reflector | Philips Lighting | True |  | MR16 (Mini Reflector) |  | GU5.3 (2-Pin) | Home Lamps, Bulbs, Ballasts Bulbs - LED LED - Reflective Lamps - MR16 Dimmable LED Lamp, 6.5W, 12V, Bulb: MR16, Base: GU5.3, Lumens: 485, CRI: 91, Color Temperature: 2700K, Beam Angle: 35°, Rated Average Life: 25,000 Hrs. *Philips PN# 479162, Mdl #9290018545. 35-42W Equivalent. *CALIFORNIA TITLE 20 COMPLIANT* Philips Lighting 6.5MR16/LED/F35/927/D/EC/12V Dimmable LED Lamp, 6.5W | 2700 | 90 | 485 | 74.6154 |  | 6.5 | 1 | 19.4 | 19.4 | 22.7957 | 2020Q3 | https://www.platt.com/platt-electric-supply/LED-Reflective-Lamps-MR16/Philips-Lighting/6-5MR16-LED-F35-927-D-EC-12V/product.aspx?zpid=1303586 | Platt | 2020 | Yes
LED Lighting | Reflector | Philips Lighting | True |  | MR16 (Mini Reflector) |  | GU5.3 (2-Pin) | Home Lamps, Bulbs, Ballasts Bulbs - LED LED - Reflective Lamps - MR16 Dimmable LED Lamp, 6.5W, 12V, Bulb: MR16, Base: GU5.3, Lumens: 485, CRI: 91, Color Temperature: 3000K, Beam Angle: 35°, Rated Average Life: 25,000 Hrs. *Philips PN# 47917-0, 35-42W Equivalent. *CALIFORNIA TITLE 20 COMPLIANT* Philips Lighting 6.5MR16/LED/F35/930/D/EC/12V Dimmable LED Lamp, 6.5W | 3000 | 90 | 485 | 74.6154 |  | 6.5 | 1 | 19.4 | 19.4 | 22.7957 | 2020Q3 | https://www.platt.com/platt-electric-supply/LED-Reflective-Lamps-MR16/Philips-Lighting/6-5MR16-LED-F35-930-D-EC-12V/product.aspx?zpid=1303587 | Platt | 2020 | Yes
LED Lighting | Reflector | Philips Lighting | True |  | MR16 (Mini Reflector) |  | 2-Pin (GU5.3) | Home Lamps, Bulbs, Ballasts Bulbs - LED LED - Reflective Lamps - MR16 Dimmable LED, 6.6W, 12V, Bulb: MR16, Base: GU5.3, Lumens: 420, CRI: 80, Color Temperature: 3000K, Beam Angle: 25°, Rated Average Life: 25,000 Hrs. *Philips PN# 45478-5. Up to a 35W halogen MR16 Replacement. NOTE: NO LONGER MADE - SUB AVAILABLE. Philips Lighting 6.6MR16/F25/3000 DIM 12V 6.6W 25° 30K - OBSOLETE | 3000 | 80 | 420 | 70 |  | 6 | 1 | 11.7 | 11.7 | 13.748 | 2020Q3 | https://www.platt.com/platt-electric-supply/LED-Reflective-Lamps-MR16/Philips-Lighting/6-6MR16-F25-3000-DIM-12V/product.aspx?zpid=156287 | Platt | 2020 | Yes
LED Lighting | Reflector | Philips Lighting | True |  | MR16 (Mini Reflector) |  | GU5.3 (2-Pin) | Home Lamps, Bulbs, Ballasts Bulbs - LED LED - Reflective Lamps - MR16 Dimmable LED Lamp, 7.3W, 12V, Bulb: MR16, Base: GU5.3, Lumens: 515, CRI: 80, Color Temperature: 2700K, Beam Angle: 25°, Rated Average Life: 25,000 Hrs. *Philips PN# 533117, 50W Equivalent. Philips Lighting 7.3MR16/LED/827/F25/DIM 12V Dimmable LED Lamp, 7.3W | 2700 | 80 | 515 | 70.5479 |  | 7.3 | 1 | 13.65 | 13.65 | 16.0393 | 2020Q3 | https://www.platt.com/platt-electric-supply/LED-Reflective-Lamps-MR16/Philips-Lighting/7-3MR16-LED-827-F25-DIM-12V/product.aspx?zpid=1307529 | Platt | 2020 | Yes
LED Lighting | Reflector | Philips Lighting | True |  | MR16 (Mini Reflector) |  | 2-Pin (GU5.3) | Home Lamps, Bulbs, Ballasts Bulbs - LED LED - Reflective Lamps - MR16 Dimmable LED Lamp, 7.3W, 12V, Bulb: MR16, Base: GU5.3, Lumens: 515, CRI: 80, Color Temperature: 2700K, Beam Angle: 35°, Rated Average Life: 25,000 Hrs. *Philips PN# 47917-0, 50W Equivalent. ** NON TITLE 20 COMPLIANT ** ** NOT FOR SALE IN CA ** Philips Lighting 7.3MR16/LED/827/F35/DIM 12V Dimmable LED Lamp, 7.3W | 2700 | 80 | 515 | 70.5479 |  | 7.3 | 1 | 13.65 | 13.65 | 16.0393 | 2020Q3 | https://www.platt.com/platt-electric-supply/LED-Reflective-Lamps-MR16/Philips-Lighting/7-3MR16-LED-827-F35-DIM-12V/product.aspx?zpid=1307520 | Platt | 2020 | Yes
LED Lighting | Reflector | Philips Lighting | True |  | MR16 (Mini Reflector) |  | GU5.3 (2-Pin), GU5.3 (2-Pin) | Home Lamps, Bulbs, Ballasts Bulbs - LED LED - Reflective Lamps - MR16 Dimmable LED Lamp, 7.3W, 12V, Bulb: MR16, Base: GU5.3, Lumens: 515, CRI: 80, Color Temperature: 3000K, Beam Angle: 35°, Rated Average Life: 25,000 Hrs. *Philips PN#533158, 50W Equivalent. ** NOT FOR SALE IN CA ** ** DUE TO REGULATIONS ** Philips Lighting 7.3MR16/LED/830/F35/DIM 12V Dimmable LED Lamp, 7.3W | 3000 | 80 | 515 | 70.5479 |  | 7.3 | 1 | 13.65 | 13.65 | 16.0393 | 2020Q3 | https://www.platt.com/platt-electric-supply/LED-Reflective-Lamps-MR16/Philips-Lighting/7-3MR16-LED-830-F35-DIM-12V/product.aspx?zpid=1307533 | Platt | 2020 | Yes
LED Lighting | Reflector | Philips Lighting | True |  | MR16 (Mini Reflector) |  | 2-Pin (GU5.3) | Home Lamps, Bulbs, Ballasts Bulbs - LED LED - Reflective Lamps - MR16 Dimmable LED Lamp, 7W, 12V, Bulb: MR16, Base: GU5.3, Lumens: 350, CRI: 85, Color Temperature: 4000K, Beam Angle: 24º, Rated Average Life: 40,000 Hrs. *Philips Part # 41470-6* 50W Equivalent. Philips Lighting 7MR16/END/F24 4000 12V DIM 7W EnduraLED Retrofit MR16 LED Bulb | 4000 | 85 | 350 | 50 |  | 7 | 1 | 17.06 | 17.06 | 20.0462 | 2020Q3 | https://www.platt.com/platt-electric-supply/LED-Reflective-Lamps-MR16/Philips-Lighting/7MR16-END-F24-4000-12V-DIM/product.aspx?zpid=878125 | Platt | 2020 | Yes
LED Lighting | Reflector | Philips Lighting | True |  | MR16 (Mini Reflector) |  | 2-Pin (GU5.3) | Home Lamps, Bulbs, Ballasts Bulbs - LED LED - Reflective Lamps - MR16 Dimmable LED Lamp, 7W, 12V, Bulb: MR16, Base: GU5.3, Lumens: 500, CRI: 91, Color Temperature: 3000K, Beam Angle: 35°, Rated Average Life: 25,000 Hrs. *Philips PN# 53187-1, 50W Equivalent. Philips Lighting 7MR16/LED/F35/830/DIM AF2 10/1 Dimmable LED Lamp, 7W | 3000 | 80 | 500 | 71.4286 |  | 7 | 1 | 17.55 | 17.55 | 20.6219 | 2020Q3 | https://www.platt.com/platt-electric-supply/LED-Reflective-Lamps-MR16/Philips-Lighting/7MR16-LED-F35-830-DIM-AF2-10-1/product.aspx?zpid=1199793 | Platt | 2020 | Yes
LED Lighting | Reflector | Philips Lighting | True |  | MR16 (Mini Reflector) |  | 2-Pin (GU5.3) | Home Lamps, Bulbs, Ballasts Bulbs - LED LED - Reflective Lamps - MR16 Dimmable LED Lamp, 7w, 12V, Bulb: MR16, Base: GU5.3, Lumens: 500, CRI: 80, Color Temperature: 3000K, Beam Angle: 15°, Rated Average Life: 40,000 Hrs. Energy Star Rated. *Philips Part # 46153-3* 12NC: 929001 1526. Philips Lighting 7MR16/LED/S15/830/DIM AF2 Dimming 7W MR16 | 3000 | 80 | 500 | 71.4286 |  | 7 | 1 | 17.55 | 17.55 | 20.6219 | 2020Q3 | https://www.platt.com/platt-electric-supply/LED-Reflective-Lamps-MR16/Philips-Lighting/7MR16-LED-S15-830-DIM-AF2/product.aspx?zpid=121028 | Platt | 2020 | Yes
LED Lighting | Reflector | Philips Lighting | True |  | MR16 (Mini Reflector) |  | GU5.3 (2-Pin) | Home Lamps, Bulbs, Ballasts Bulbs - LED LED - Reflective Lamps - MR16 Dimmable LED Lamp, 8.5W, 12V, Bulb: MRX16, Base: GU5.3, Lumens: 600, CRI: 80, Color Temperature: 2700K, Beam Angle: 25°, Rated Average Life: 40,000 Hrs. *Philips Part #533513, 12NC 929001881304. Up to a 50W halogen MR16 Replacement. Philips Lighting 8.5MR16/LED/827/F25/DIM 12V Dimming 8.5W 25° 2700K LED MR16 | 2700 | 80 | 600 | 70.5882 |  | 8.5 | 1 | 16.58 | 16.58 | 19.4821 | 2020Q3 | https://www.platt.com/platt-electric-supply/LED-Reflective-Lamps-MR16/Philips-Lighting/8-5MR16-LED-827-F25-DIM-12V/product.aspx?zpid=1311392 | Platt | 2020 | Yes
LED Lighting | Reflector | Philips Lighting | True |  | MR16 (Mini Reflector) |  | 2-Pin (GU5.3) | Home Lamps, Bulbs, Ballasts Bulbs - LED LED - Reflective Lamps - MR16 Dimmable LED Lamp, 8.5W, 12V, Bulb: MR16, Base: GU5.3, Lumens: 600, CRI: 80, Color Temperature: 2700K, Beam Angle: 35°, Rated Average Life: 40,000 Hrs. *Philips Part #53318-2, Up to a 50W halogen MR16 Replacement. Philips Lighting 8.5MR16/LED/827/F35/DIM 12V 8.5W 35° 2700K LED MR16 | 2700 | 80 | 600 | 70.5882 |  | 8.5 | 1 | 16.58 | 16.58 | 19.4821 | 2020Q3 | https://www.platt.com/platt-electric-supply/LED-Reflective-Lamps-MR16/Philips-Lighting/8-5MR16-LED-827-F35-DIM-12V/product.aspx?zpid=1330337 | Platt | 2020 | Yes
LED Lighting | Reflector | Philips Lighting | True |  | MR16 (Mini Reflector) |  | GU5.3 (2-Pin) | Home Lamps, Bulbs, Ballasts Bulbs - LED LED - Reflective Lamps - MR16 Dimmable LED Lamp, 8.5W, 12V, Bulb: MR16, Base: GU5.3, Lumens: 620, CRI: 80, Color Temperature: 3000K, Beam Angle: 25°, Rated Average Life: 40,000 Hrs. *Philips Part #53317-4, Up to a 50W halogen MR16 Replacement. Philips Lighting 8.5MR16/LED/830/F25/DIM 12V 8.5W 25° 3000K LED MR16 | 3000 | 80 | 620 | 72.9412 |  | 8.5 | 1 | 16.58 | 16.58 | 19.4821 | 2020Q3 | https://www.platt.com/platt-electric-supply/LED-Reflective-Lamps-MR16/Philips-Lighting/8-5MR16-LED-830-F25-DIM-12V/product.aspx?zpid=1330338 | Platt | 2020 | Yes
LED Lighting | Reflector | Philips Lighting | True |  | MR16 (Mini Reflector) |  | 2-Pin (GU5.3) | Home Lamps, Bulbs, Ballasts Bulbs - LED LED - Reflective Lamps - MR16 Dimmable LED Lamp, 8.5W, 12V, Bulb: MRX16, Base: GU5.3, Lumens: 635, CRI: 80, Color Temperature: 2700K, Beam Angle: 25°, Rated Average Life: 40,000 Hrs. *Philips Part # 45750-7 Up to a 75W halogen MR16 Replacement. *** Not for Sale in California *** Philips Lighting 8.5MRX16/F25 2700 DIM AF Dimmable LED Lamp, 8.5W 25° 2700K MR16 | 2700 | 80 | 635 | 70.5556 |  | 9 | 1 | 23.4 | 23.4 | 27.4959 | 2020Q3 | https://www.platt.com/platt-electric-supply/LED-Reflective-Lamps-MR16/Philips-Lighting/8-5MRX16-F25-2700-DIM-AF/product.aspx?zpid=27800 | Platt | 2020 | Yes
LED Lighting | Reflector | Philips Lighting | True |  | MR16 (Mini Reflector) |  | 2-Pin (GU5.3) | Home Lamps, Bulbs, Ballasts Bulbs - LED LED - Reflective Lamps - MR16 Dimmable LED Lamp, 8.5W, 12V, Bulb: MRX16, Base: GU5.3, Lumens: 635, CRI: 80, Color Temperature: 2700K, Beam Angle: 35°, Rated Average Life: 40,000 Hrs. *Philips PN# 457531, 75W Equivalent. Mdl# 9290011501A. This lamp is ENERGY STAR® Certified. *** Not for Sale in California *** Philips Lighting 8.5MRX16/F35 2700 DIM AF 10/1 Dimmable LED Lamp, 8.5W LED MR16 | 2700 | 80 | 635 | 127 |  | 5 | 1 | 23.4 | 23.4 | 27.4959 | 2020Q3 | https://www.platt.com/platt-electric-supply/LED-Reflective-Lamps-MR16/Philips-Lighting/8-5MRX16-F35-2700-DIM-AF-10-1/product.aspx?zpid=4823 | Platt | 2020 | Yes
LED Lighting | Reflector | Philips Lighting | True |  | MR16 (Mini Reflector) |  | 2-Pin (GU5.3) | Home Lamps, Bulbs, Ballasts Bulbs - LED LED - Reflective Lamps - MR16 Dimmable LED Lamp, 8.5W, 12V, Bulb: MRX16, Base: GU5.3, Lumens: 660, CRI: 80, Color Temperature: 3000K, Beam Angle: 35°, Rated Average Life: 40,000 Hrs. *Philips PN# 45754-9, 75W Equivalent. Mdl# 9290011502A. This lamp is ENERGY STAR® Certified. *** Not for Sale in California *** Philips Lighting 8.5MRX16/F35 3000 DIM AF 10/1 DImmable LED Lamp, 8.5W LED MR16 | 3000 | 80 | 660 | 132 |  | 5 | 1 | 23.4 | 23.4 | 27.4959 | 2020Q3 | https://www.platt.com/platt-electric-supply/LED-Reflective-Lamps-MR16/Philips-Lighting/8-5MRX16-F35-3000-DIM-AF-10-1/product.aspx?zpid=187893 | Platt | 2020 | Yes
LED Lighting | Reflector | TCP |  |  | MR16 (Mini Reflector) |  | 2-Pin (GU5.3) | Home Lamps, Bulbs, Ballasts Bulbs - LED LED - Reflective Lamps - MR16 TCP LED512VMR1627KNFL LED 5W TCP LED512VMR1627KNFL TCP LED512VMR1627KNFL 5W LED MR16 2 | 1627 |  | 350 | 70 |  | 5 | 1 | 8.94 | 8.94 | 10.5048 | 2020Q3 | https://www.platt.com/platt-electric-supply/LED-Reflective-Lamps-MR16/TCP/LED512VMR1627KNFL/product.aspx?zpid=282285 | Platt | 2020 | Yes
LED Lighting | Reflector | TCP | True |  | MR16 (Mini Reflector) |  | 2-Pin (GU5.3) | Home Lamps, Bulbs, Ballasts Bulbs - LED LED - Reflective Lamps - MR16 Dimmable Elite LED Lamp, Dimming 7W, 12V, Bulb: MR16, Base: 2-Pin GU5.3, Lumens: 500, CRI: 82, Color Temperature: 3000K, Beam Angle: 20°, Rated Average Life: 25,000 Hrs. Energy Star Rated. TCP LED712VMR16830KNFL Dimmable LED Lamp, MR16, 7W, 12V | 3000 | 82 | 500 | 71.4286 |  | 7 | 1 | 18.12 | 18.12 | 21.2917 | 2020Q3 | https://www.platt.com/platt-electric-supply/LED-Reflective-Lamps-MR16/TCP/LED712VMR16830KNFL/product.aspx?zpid=78998 | Platt | 2020 | Yes
LED Lighting | Reflector | TCP | True |  | MR16 (Mini Reflector) |  | 2-Pin (GU5.3) | Home Lamps, Bulbs, Ballasts Bulbs - LED LED - Reflective Lamps - MR16 Dimmable LED Lamp, 7W, 12V, Bulb: MR16, Base: GU5.3, Lumens: 425, CRI: 80, Color Temperature: 2700K, Beam Angle: 40°, Rated Average Life: 25,000 Hrs. TCP LED712VMR16927KFL 7 Watt Dimmable LED MR16 | 2700 | 80 | 425 | 60.7143 |  | 7 | 1 | 20.14 | 20.14 | 23.6653 | 2020Q3 | https://www.platt.com/platt-electric-supply/LED-Reflective-Lamps-MR16/TCP/LED712VMR16927KFL/product.aspx?zpid=10408 | Platt | 2020 | Yes
LED Lighting | Reflector | TCP | True |  | MR16 (Mini Reflector) |  | 2-Pin (GU5.3) | Home Lamps, Bulbs, Ballasts Bulbs - LED LED - Reflective Lamps - MR16 Dimmable LED Lamp, 7W, 12V, Bulb: MR16, Base: GU5.3, Lumens: 425, CRI: 80, Color Temperature: 2700K, Beam Angle: 20°, Rated Average Life: 25,000 Hrs. TCP LED712VMR16927KNFL 7 Watt Dimmable LED MR16 | 2700 | 80 | 425 | 60.7143 |  | 7 | 1 | 20.14 | 20.14 | 23.6653 | 2020Q3 | https://www.platt.com/platt-electric-supply/LED-Reflective-Lamps-MR16/TCP/LED712VMR16927KNFL/product.aspx?zpid=282292 | Platt | 2020 | Yes
LED Lighting | Reflector | TCP |  |  | MR16 (Mini Reflector) |  | 2-Pin (GU5.3) | Home Lamps, Bulbs, Ballasts Bulbs - LED LED - Reflective Lamps - MR16 TCO LED7 12V MR16 930 KFL TCP LED712VMR16930KFL TCP LED712VMR16930KFL 7W 12V DIM MR | 3000 |  | 425 | 60.7143 |  | 7 | 1 | 20.14 | 20.14 | 23.6653 | 2020Q3 | https://www.platt.com/platt-electric-supply/LED-Reflective-Lamps-MR16/TCP/LED712VMR16930KFL/product.aspx?zpid=218578 | Platt | 2020 | Yes
LED Lighting | Reflector | TCP | True |  | MR16 (Mini Reflector) |  | 2-Pin (GU5.3) | Home Lamps, Bulbs, Ballasts Bulbs - LED LED - Reflective Lamps - MR16 LED Dimmable MR16 Lamp, 7 Watts, 12V, Lumens: 425, Color Temperature: 3000K, CRI: 90 TCP LED712VMR16930KNFL LED Dimmable MR16 Lamp, 7W | 3000 | 90 | 425 | 60.7143 |  | 7 | 1 | 20.14 | 20.14 | 23.6653 | 2020Q3 | https://www.platt.com/platt-electric-supply/LED-Reflective-Lamps-MR16/TCP/LED712VMR16930KNFL/product.aspx?zpid=292558 | Platt | 2020 | Yes
LED Lighting | Reflector | TCP | True |  | MR16 (Mini Reflector) |  | 2-Pin (GU5.3) | Home Lamps, Bulbs, Ballasts Bulbs - LED LED - Reflective Lamps - MR16 LED Lamp, Dimmable, 7 Watt, 12 Volt, Bulb: MR16 (Mini Reflector), Base: 2-Pin (GU5.3), Lumens: 446, CRI: 92, Color Temperature: 4100K, Beam Angle: Flood 40 Degree TCP LED712VMR16941KFL LED Lamp, Dimmable, MR16, 7W, 12V, FL40 | 4100 | 90 | 445 | 63.5714 |  | 7 | 1 | 20.14 | 20.14 | 23.6653 | 2020Q3 | https://www.platt.com/platt-electric-supply/LED-Reflective-Lamps-MR16/TCP/LED712VMR16941KFL/product.aspx?zpid=282294 | Platt | 2020 | Yes
LED Lighting | Reflector | TCP | True |  | MR16 (Mini Reflector) |  | 2-Pin Twist Lock (GU10) | Home Lamps, Bulbs, Ballasts Bulbs - LED LED - Reflective Lamps - MR16 Dimmable Elite LED Lamp, 7W, 120V, Bulb: MR16, Base:GU10, Lumens: 500, CRI: 82, Color Temperature: 2700K, Beam Angle: 40°, Lamp Life: 25,000 Hrs. 50W Equivalent. TCP LED7MR16GU1027KFL Dimmable LED Lamp, MR16, 7W, 120V, FL40 | 2700 | 82 | 500 | 71.4286 |  | 7 | 1 | 5.65 | 5.65 | 6.639 | 2020Q3 | https://www.platt.com/platt-electric-supply/LED-Reflective-Lamps-MR16/TCP/LED7MR16GU1027KFL/product.aspx?zpid=936771 | Platt | 2020 | Yes
LED Lighting | Reflector | TCP | True |  | MR16 (Mini Reflector) |  | 2-Pin Twist Lock (GU10) | Home Lamps, Bulbs, Ballasts Bulbs - LED LED - Reflective Lamps - MR16 LED Lamp, Dimmable, 7 Watt, 120 Volt, Bulb: MR16 (Mini Reflector), Base: 2-Pin Twist Lock (GU10), Lumens: 500, CRI: 82, Color Temperature: 3000K, Beam Angle: Flood 40° TCP LED7MR16GU1030KFL LED Lamp, Dimmable, MR16, 7W, 120V, FL40 | 3000 | 82 | 525 | 75 |  | 7 | 1 | 5.65 | 5.65 | 6.639 | 2020Q3 | https://www.platt.com/platt-electric-supply/LED-Reflective-Lamps-MR16/TCP/LED7MR16GU1030KFL/product.aspx?zpid=141953 | Platt | 2020 | Yes
LED Lighting | Reflector | TCP | True |  | MR16 (Mini Reflector) |  | 2-Pin Twist Lock (GU10) | Home Lamps, Bulbs, Ballasts Bulbs - LED LED - Reflective Lamps - MR16 Dimmable Elite LED Lamp, 7W, 120V, Bulb: MR16, Base:GU10, Lumens: 525, CRI: 82, Color Temperature: 3000K, Beam Angle: 20°, Lamp Life: 25,000 Hrs. 50W Equivalent. TCP LED7MR16GU1030KNFL 7W MR16 Dimmable LED Bulb | 3000 | 82 | 525 | 75 |  | 7 | 1 | 5.65 | 5.65 | 6.639 | 2020Q3 | https://www.platt.com/platt-electric-supply/LED-Reflective-Lamps-MR16/TCP/LED7MR16GU1030KNFL/product.aspx?zpid=918501 | Platt | 2020 | Yes
LED Lighting | Reflector | TCP | True |  | MR16 (Mini Reflector) |  | 2-Pin Twist Lock (GU10) | Home Lamps, Bulbs, Ballasts Bulbs - LED LED - Reflective Lamps - MR16 TCP LED7MR16GU1041KNFL DIMMABLE 7W GU10 MR16 - 4100K 20° TCP LED7MR16GU1041KNFL TCP LED7MR16GU1041KNFL | 1041 | 82 | 550 | 78.5714 |  | 7 | 1 | 5.65 | 5.65 | 6.639 | 2020Q3 | https://www.platt.com/platt-electric-supply/LED-Reflective-Lamps-MR16/TCP/LED7MR16GU1041KNFL/product.aspx?zpid=144852 | Platt | 2020 | Yes
LED Lighting | Reflector | Green Creative | True |  | PAR16 (Sealed Beam) |  | Medium Screw (E26), Medium Screw (E26), Medium Screw (E26) | Home Lamps, Bulbs, Ballasts Bulbs - LED LED - Reflective Lamps - PAR16 Dimmable LED Lamp, 6W, 120V, Bulb: PAR16, Base: E26, Lumens: 500, CRI: 82, Color Temperature: 3000K, Beam Angle: FL 35º, Rated Average Life: 25,000 Hrs. Green Creative 57991 Dimmable LED Lamp, 6W, 120V, 3000K, E26 | 3000 | 82 | 500 | 58.8235 |  | 8.5 | 1 | 8.71 | 8.71 | 10.2346 | 2020Q3 | https://www.platt.com/platt-electric-supply/LED-Reflective-Lamps-PAR16/Green-Creative/57991/product.aspx?zpid=242436 | Platt | 2020 | Yes
LED Lighting | Reflector | Philips Lighting | True |  | PAR16 (Sealed Beam) |  | 2-Pin Twist Lock (GU10) | Home Lamps, Bulbs, Ballasts Bulbs - LED LED - Reflective Lamps - PAR16 LED Lamp, Dimmable, 4.5 Watt, 12 Volt, Bulb: MR16 (Mini Reflector), Base: 2-Pin Twist Lock (GU10), Lumens: 315, CRI: 80, Color Temperature: 3000K, Beam Angle: Flood 25° *Philips Part # 45440-5* Philips Lighting 4.5GU10/F25 3000 DIM 10/1 LED Lamp, Dimmable, MR16, 4.5W, 120V, FL25 | 3000 | 80 | 315 | 63 |  | 5 | 1 | 7.7 | 7.7 | 9.0478 | 2020Q3 | https://www.platt.com/platt-electric-supply/LED-Reflective-Lamps-PAR16/Philips-Lighting/4-5GU10-F25-3000-DIM-10-1/product.aspx?zpid=151974 | Platt | 2020 | Yes
LED Lighting | Reflector | Philips Lighting | True |  | PAR16 (Sealed Beam) |  | GU10 (2-Pin Twistlock) | Home Lamps, Bulbs, Ballasts Bulbs - LED LED - Reflective Lamps - PAR16 Dimmable LED Lamp, 4.5W, 120V, Bulb: PAR16, Base: GU10, Lumens: 380, CRI: 80, Color Temperature: Warm Glow; 2700-2200K, Beam Angle: 35º, Rated Average Life: 25,000 Hrs. Philips p/n 47156-5 / Mdl.# 929001358204. Philips Lighting 471565 4.5W LED PAR16 GU10 Bulb | 2200 | 80 | 380 | 84.4444 |  | 4.5 | 1 | 9.65 | 9.65 | 11.3391 | 2020Q3 | https://www.platt.com/platt-electric-supply/LED-Reflective-Lamps-PAR16/Philips-Lighting/471565/product.aspx?zpid=502697 | Platt | 2020 | Yes
LED Lighting | Reflector | Philips Lighting | True |  | PAR16 (Sealed Beam) |  | 2-Pin Twist Lock (GU10) | Home Lamps, Bulbs, Ballasts Bulbs - LED LED - Reflective Lamps - PAR16 Dimmable LED Lamp, 5W, 120V, Bulb: PAR16, Base: GU10, Lumens: 400, CRI: 80, Color Temperature: Warm Glow; 2700-2200K, Beam Angle: 25º, Rated Average Life: 25,000 Hrs. Philips p/n 45765-5 / Mdl.# 9290011565. Philips Lighting 5GU10/LED/827-22/F25 DIM 5W LED PAR16 GU10 Bulb | 2700 | 80 | 400 | 80 |  | 5 | 1 | 12.68 | 12.68 | 14.8995 | 2020Q3 | https://www.platt.com/platt-electric-supply/LED-Reflective-Lamps-PAR16/Philips-Lighting/5GU10-LED-827-22-F25-DIM/product.aspx?zpid=26717 | Platt | 2020 | Yes
LED Lighting | Reflector | Satco | True |  | PAR16 (Sealed Beam) |  | Medium Screw (E26), Medium Screw (E26), Medium Screw (E26) | Home Lamps, Bulbs, Ballasts Bulbs - LED LED - Reflective Lamps - PAR16 Dimmable LED Lamp, 4.5W, 120V, Bulb: PAR16, Base: Medium Screw (E26), Lumens: 370, CRI: 80+, Color Temperature: 3000K, Beam Angle: 40°, Rated Average Life: 25,000 Hrs. Satco S9386 LED Lamp, Dimmable, MR16, 4.5W, 120V | 3000 | 80 | 370 | 74 |  | 5 | 1 | 8.54 | 8.54 | 10.0348 | 2020Q3 | https://www.platt.com/platt-electric-supply/LED-Reflective-Lamps-PAR16/Satco/S9386/product.aspx?zpid=185087 | Platt | 2020 | Yes
LED Lighting | Reflector | Green Creative | True |  | PAR20 (Sealed Beam) |  | Medium Screw (E26), Medium Screw (E26), Medium Screw (E26) | Home Lamps, Bulbs, Ballasts Bulbs - LED LED - Reflective Lamps - PAR20 Dimmable LED Lamp, 8W, 120V, Bulb: PAR20, Base: Medium Screw (E26), Lumens: 550, CRI: 90, Color Temperature: 3000K, Beam Angle: 15º, Rated Average Life: 50,000 Hrs. Green Creative 58107 Dimmable LED Lamp, 8W, 120V, E26, 3000K, Angle: 15° | 3000 | 90 | 550 | 57.8947 |  | 9.5 | 1 | 13.42 | 13.42 | 15.769 | 2020Q3 | https://www.platt.com/platt-electric-supply/LED-Reflective-Lamps-PAR20/Green-Creative/58107/product.aspx?zpid=242445 | Platt | 2020 | Yes
LED Lighting | Reflector | Green Creative | True |  | PAR20 (Sealed Beam) |  | Medium Screw (E26), Medium Screw (E26), Medium Screw (E26) | Home Lamps, Bulbs, Ballasts Bulbs - LED LED - Reflective Lamps - PAR20 Dimmable LED Lamp, 8W, 120V, Bulb: PAR20, Base: Medium Screw (E26), Lumens: 550, CRI: 90, Color Temperature: 3000K, Beam Angle: 25º, Rated Average Life: 50,000 Hrs. Green Creative 58108 Dimmable LED Lamp, 8W, 120V, E26, 3000K, Angle: 25° | 3000 | 90 | 550 | 68.75 |  | 8 | 1 | 5.05 | 5.05 | 5.9339 | 2020Q3 | https://www.platt.com/platt-electric-supply/LED-Reflective-Lamps-PAR20/Green-Creative/58108/product.aspx?zpid=242444 | Platt | 2020 | Yes
LED Lighting | Reflector | Green Creative | True |  | PAR20 (Sealed Beam) |  | Medium Screw (E26), Medium Screw (E26), Medium Screw (E26) | Home Lamps, Bulbs, Ballasts Bulbs - LED LED - Reflective Lamps - PAR20 Dimmable LED Lamp, 8W, 120V, Bulb: PAR20, Base: Medium Screw (E26), Lumens: 570, CRI: 90, Color Temperature: 4000K, Beam Angle: 40º, Rated Average Life: 50,000 Hrs. Green Creative 58112 Dimmable LED Lamp, 8W, 120V, E26, 4000K, Angle: 40° | 4000 | 90 | 570 | 71.25 |  | 8 | 1 | 11.56 | 11.56 | 13.5834 | 2020Q3 | https://www.platt.com/platt-electric-supply/LED-Reflective-Lamps-PAR20/Green-Creative/58112/product.aspx?zpid=321835 | Platt | 2020 | Yes
LED Lighting | Reflector | Philips Lighting | True | Scene Controls, | PAR20 (Sealed Beam) |  |  | Home Lamps, Bulbs, Ballasts Bulbs - LED LED - Reflective Lamps - PAR20 LED PAR20 Lamp, 7 Watt, 120 Volt, 500 Lumens, Color Temperature: 2200-2700K: 822-827 (tunable warm white), 80 CRI, Dimmable. Signify p/n 471102, 12NC 929001317204. Philips Lighting 7PAR20/LED/F25/827-822/E26/GL/DIM 1PK 6/1 LED PAR20 Lamp, 7W, 120V | 2700 | 80 | 500 | 71.4286 |  | 7 | 1 | 12.19 | 12.19 | 14.3237 | 2020Q3 | https://www.platt.com/platt-electric-supply/LED-Reflective-Lamps-PAR20/Philips-Lighting/7PAR20-LED-F25-827-822-E26-GL-DIM-1PK-6-1/product.aspx?zpid=780326 | Platt | 2020 | Yes
LED Lighting | Reflector | Philips Lighting | True |  | PAR20 (Sealed Beam) |  | E26 (Medium Screw) | Home Lamps, Bulbs, Ballasts Bulbs - LED LED - Reflective Lamps - PAR20 Dimmable LED Lamp, Single Optic Design. Watts: 7, Volts: 120, Bulb: PAR20, Base: Medium Screw (E26), Lumens: 500, CRI: 80, Color Temperature: 3000K, Beam Angle: 25°, Rated Average Life: 25,000 Hrs. *Philips Part # 47111-0* 7W PAR20 saves 43 Watts of energy when compared to a 50W halogen PAR20. Philips Lighting 7PAR20/LED/F25/830/E26/GL/DIM 120V 7PAR20/LED/F25/830/E26/GL/DIM 120V | 3000 | 80 | 500 | 71.4286 |  | 7 | 1 | 11.7 | 11.7 | 13.748 | 2020Q3 | https://www.platt.com/platt-electric-supply/LED-Reflective-Lamps-PAR20/Philips-Lighting/7PAR20-LED-F25-830-E26-GL-DIM-120V/product.aspx?zpid=734215 | Platt | 2020 | Yes
LED Lighting | Reflector | Philips Lighting | True |  | PAR20 (Sealed Beam) |  | E26 (Medium Screw) | Home Lamps, Bulbs, Ballasts Bulbs - LED LED - Reflective Lamps - PAR20 Dimmable LED Lamp, Single Optic Design. Watts: 7, Volts: 120, Bulb: PAR20, Base: Medium Screw (E26), Lumens: 520, CRI: 80, Color Temperature: 4000K, Beam Angle: 25°, Rated Average Life: 25,000 Hrs. *Philips Part # 47112-8* 6W PAR20 saves 43 Watts of energy when compared to a 50W halogen PAR20. Philips Lighting 7PAR20/LED/F25/840/E26/GL/DIM 120V 7PAR20/LED/F25/840/E26/GL/DIM 120V 6/1 | 4000 | 80 | 500 | 71.4286 |  | 7 | 1 | 11.7 | 11.7 | 13.748 | 2020Q3 | https://www.platt.com/platt-electric-supply/LED-Reflective-Lamps-PAR20/Philips-Lighting/7PAR20-LED-F25-840-E26-GL-DIM-120V/product.aspx?zpid=780370 | Platt | 2020 | Yes
LED Lighting | Reflector | Philips Lighting | True |  | PAR20 (Sealed Beam) |  | E26 (Medium Screw) | Home Lamps, Bulbs, Ballasts Bulbs - LED LED - Reflective Lamps - PAR20 Dimmable LED Lamp, Single Optic Design. Watts: 7-50, Volts: 120, Bulb: PAR20, Base: Medium Screw (E26), Lumens: 500, CRI: 80, Color Temperature: 2700K-2200K (Warm-Glow), Beam Angle: 40°, Rated Average Life: 25,000 Hrs. *Philips Part # 47113-6* 7W PAR20 saves 43 Watts of energy when compared to a 50W halogen PAR20. Philips Lighting 7PAR20/LED/F40/827-822/E26/GL/DIM 120V Dimmable LED Lamp, Warm-Glow | 2200 | 80 | 500 | 71.4286 |  | 7 | 1 | 12.19 | 12.19 | 14.3237 | 2020Q3 | https://www.platt.com/platt-electric-supply/LED-Reflective-Lamps-PAR20/Philips-Lighting/7PAR20-LED-F40-827-822-E26-GL-DIM-120V/product.aspx?zpid=780387 | Platt | 2020 | Yes
LED Lighting | Reflector | Philips Lighting | True |  | PAR20 (Sealed Beam) |  | E26 (Medium Screw) | Home Lamps, Bulbs, Ballasts Bulbs - LED LED - Reflective Lamps - PAR20 LED Lamp, 7 Watt, PAR20, 500 Lumen, 3000K, Frosted, 120 Volt, Medium Base, Dimmable, Replaces 50 Watt Incandescent *Philips Part # 471149* Philips Lighting 7PAR20/LED/F40/830/E26/GL/DIM 120V LED Lamp, 7W, PAR20, 500 Lumen, 3000K, Frosted, 120V | 3000 | 80 | 500 | 71.4286 |  | 7 | 1 | 11.7 | 11.7 | 13.748 | 2020Q3 | https://www.platt.com/platt-electric-supply/LED-Reflective-Lamps-PAR20/Philips-Lighting/7PAR20-LED-F40-830-E26-GL-DIM-120V/product.aspx?zpid=734436 | Platt | 2020 | Yes
LED Lighting | Reflector | Green Creative | True |  | PAR30 (Sealed Beam) |  | Medium Screw (E26), Medium Screw (E26), Medium Screw (E26) | Home Lamps, Bulbs, Ballasts Bulbs - LED LED - Reflective Lamps - PAR30 Dimmable LED Lamp, 12.5W, 120V, Bulb: PAR30, Base: Medium Screw (E26), Lumens: 815, CRI: 90, Color Temperature: 2700K, Beam Angle: 25°, Rated Average Life: 40,000 Hrs. Green Creative 16112 Dimmable LED Lamp, 12.5W, 120V | 2700 | 90 | 815 | 163 |  | 5 | 1 | 8.41 | 8.41 | 9.8821 | 2020Q3 | https://www.platt.com/platt-electric-supply/LED-Reflective-Lamps-PAR30/Green-Creative/16112/product.aspx?zpid=185777 | Platt | 2020 | Yes
LED Lighting | Reflector | Green Creative | True |  | PAR30 (Sealed Beam) |  |  | Home Lamps, Bulbs, Ballasts Bulbs - LED LED - Reflective Lamps - PAR30 Dimmable LED Lamp, 13W, 120V, Bulb: PAR30, Base: Medium Screw (E26), Lumens: 1000, CRI: 90, Color Temperature: 2700K, Beam Angle: 40°, Rated Average Life: 50,000 Hrs. Green Creative 58115 Dimmable LED Lamp, 13W, 120V, E26, 2700K, Angle: 40° | 2700 |  | 1000 | 76.9231 |  | 13 | 1 | 10.09 | 10.09 | 11.8561 | 2020Q3 | https://www.platt.com/platt-electric-supply/LED-Reflective-Lamps-PAR30/Green-Creative/58115/product.aspx?zpid=362809 | Platt | 2020 | Yes
LED Lighting | Reflector | Green Creative |  |  | PAR30 (Sealed Beam) |  |  | Home Lamps, Bulbs, Ballasts Bulbs - LED LED - Reflective Lamps - PAR30 LED Lamp, 13W, 120V, Bulb: PAR30, Base: Medium Screw (E26), Lumens: 1050, CRI: 90, Color Temperature: 3000K, Beam Angle: 40°, Rated Average Life: 50,000 Hrs. Green Creative 58127 LED Lamp, 13W, 120V, E26, 3000K, Angle: 40° | 3000 |  | 1050 | 80.7692 |  | 13 | 1 | 29.04 | 29.04 | 34.1231 | 2020Q3 | https://www.platt.com/platt-electric-supply/LED-Reflective-Lamps-PAR30/Green-Creative/58127/product.aspx?zpid=362806 | Platt | 2020 | Yes
LED Lighting | Reflector | Green Creative | True |  | PAR30 (Sealed Beam) |  |  | Home Lamps, Bulbs, Ballasts Bulbs - LED LED - Reflective Lamps - PAR30 Dimmable LED Lamp, 13W, 120V, Bulb: PAR30, Base: Medium Screw (E26), Lumens: 880, CRI: 90, Color Temperature: 3000K, Rated Average Life: 50,000 Hrs. Green Creative 58143 Dimmable LED Lamp, 13W, 120V, 3000K | 3000 |  | 880 | 67.6923 |  | 13 | 1 | 10.09 | 10.09 | 11.8561 | 2020Q3 | https://www.platt.com/platt-electric-supply/LED-Reflective-Lamps-PAR30/Green-Creative/58143/product.aspx?zpid=362819 | Platt | 2020 | Yes
LED Lighting | Reflector | Green Creative | True |  | PAR30 (Sealed Beam) |  | Medium Screw (E26), Medium Screw (E26), Medium Screw (E26) | Home Lamps, Bulbs, Ballasts Bulbs - LED LED - Reflective Lamps - PAR30 Dimmable LED Lamp, 13W, 120V, Bulb: PAR30, Base: Medium Screw (E26), Lumens: 1050, CRI: 90, Color Temperature: 3000K, Beam Angle: FL 40º, Rated Average Life: 50,000 Hrs. Green Creative 58144 Dimmable LED Lamp, 13W, 120V, 3000K, Angle: 40° | 3000 | 90 | 1050 | 80.7692 |  | 13 | 1 | 19.13 | 19.13 | 22.4785 | 2020Q3 | https://www.platt.com/platt-electric-supply/LED-Reflective-Lamps-PAR30/Green-Creative/58144/product.aspx?zpid=233486 | Platt | 2020 | Yes
LED Lighting | Reflector | Green Creative | True |  | PAR30 (Sealed Beam) |  | Medium Screw (E26), Medium Screw (E26), Medium Screw (E26) | Home Lamps, Bulbs, Ballasts Bulbs - LED LED - Reflective Lamps - PAR30 Dimmable LED Lamp, 13W, 120V, Bulb: PAR30, Base: Medium Screw (E26), Lumens: 1050, CRI: 90, Color Temperature: 3000K, Beam Angle: FL 40º, Rated Average Life: 50,000 Hrs. Green Creative 58145 Dimmable LED Lamp, 13W, 120V, 3000K, Angle: 40° | 3000 | 90 | 1050 | 80.7692 |  | 13 | 1 | 10.09 | 10.09 | 11.8561 | 2020Q3 | https://www.platt.com/platt-electric-supply/LED-Reflective-Lamps-PAR30/Green-Creative/58145/product.aspx?zpid=242420 | Platt | 2020 | Yes
LED Lighting | Reflector | Green Creative | True |  | PAR38 (Sealed Beam) |  | Medium Screw (E26), Medium Screw (E26), Medium Screw (E26) | Home Lamps, Bulbs, Ballasts Bulbs - LED LED - Reflective Lamps - PAR30 Dimmable LED Lamp, 13W, 120V, Bulb: PAR30, Base: Medium Screw (E26), Lumens: 1100, CRI: 90, Color Temperature: 4000K, Beam Angle: FL 40º, Rated Average Life: 50,000 Hrs. Green Creative 58148 Dimmable LED Lamp, 13W, 120V, 4000K, Angle: 40° | 4000 | 90 | 1100 | 84.6154 |  | 13 | 1 | 10.09 | 10.09 | 11.8561 | 2020Q3 | https://www.platt.com/platt-electric-supply/LED-Reflective-Lamps-PAR30/Green-Creative/58148/product.aspx?zpid=233140 | Platt | 2020 | Yes
LED Lighting | Reflector | Green Creative | True |  |  |  |  | Home Lamps, Bulbs, Ballasts Bulbs - LED LED - Reflective Lamps - PAR30 LED Lamp, 19.5W, 120-277V, Bulb: PAR30, Base: Medium Screw (E26), Lumens: 1800, CRI: 92, Color Temperature: 3000K, Beam Angle: 25º, Rated Average Life: 50,000 Hrs. Green Creative 98206 LED Lamp, 19.5W, 120V, E26, 3000K, Angle: 25° | 3000 |  | 1800 | 92.3077 |  | 19.5 | 1 | 35.26 | 35.26 | 41.4319 | 2020Q3 | https://www.platt.com/platt-electric-supply/LED-Reflective-Lamps-PAR30/Green-Creative/98206/product.aspx?zpid=1212446 | Platt | 2020 | Yes
LED Lighting | Reflector | Green Creative |  |  | PAR30 (Sealed Beam) |  |  | Home Lamps, Bulbs, Ballasts Bulbs - LED LED - Reflective Lamps - PAR30 LED Lamp, 19.5W, 120V, Bulb: PAR30, Base: Medium Screw (E26), Lumens: 1800, CRI: 92, Color Temperature: 3000K, Beam Angle: 25°, Rated Average Life: 50,000 Hrs. Green Creative 98208 LED Lamp, 19.5W, 120V, E26, 3000K, Angle: 25° | 3000 |  | 1800 | 92.3077 |  | 19.5 | 1 | 35.26 | 35.26 | 41.4319 | 2020Q3 | https://www.platt.com/platt-electric-supply/LED-Reflective-Lamps-PAR30/Green-Creative/98208/product.aspx?zpid=1212449 | Platt | 2020 | Yes
LED Lighting | Reflector | Philips Lighting | True |  | PAR30L (Sealed Beam Long) |  | E26 (Medium Screw) | Home Lamps, Bulbs, Ballasts Bulbs - LED LED - Reflective Lamps - PAR30 Dimmable LED Lamp, 10W, 120V, Bulb: PAR30L, Base: Medium Screw (E26), Lumens: 800, CRI: 80, Color Temperature: 2700K, Beam Angle: 25°, Rated Average Life: 25,000 Hrs. *Philips Part # 52970-1, Philips Lighting 10PAR30L/LED/827/F25/DIM/ULW Dimmable LED Lamp, 10W | 2700 | 80 | 800 | 80 |  | 10 | 1 | 12.19 | 12.19 | 14.3237 | 2020Q3 | https://www.platt.com/platt-electric-supply/LED-Reflective-Lamps-PAR30/Philips-Lighting/10PAR30L-LED-827-F25-DIM-ULW/product.aspx?zpid=1224878 | Platt | 2020 | Yes
LED Lighting | Reflector | Philips Lighting | True |  | PAR30L (Sealed Beam Long) |  | E26 (Medium Screw) | Home Lamps, Bulbs, Ballasts Bulbs - LED LED - Reflective Lamps - PAR30 Dimmable LED Lamp, 10W, 120V, Bulb: PAR30L, Base: Medium Screw (E26), Lumens: 800, CRI: 80, Color Temperature: 2700K, Beam Angle: 40°, Rated Average Life: 25,000 Hrs. *Philips Part # 52973-5, Mdl # 9290013220. Rated for Wet Locations. ENERGY STAR® Qualified LED Lamp, 75W Equivalent. Philips Lighting 10PAR30L/LED/827/F40/DIM/ULW/1 Dimmable LED Lamp, 10W, 120V, 40°, PAR30L | 2700 | 80 | 800 | 80 |  | 10 | 1 | 12.19 | 12.19 | 14.3237 | 2020Q3 | https://www.platt.com/platt-electric-supply/LED-Reflective-Lamps-PAR30/Philips-Lighting/10PAR30L-LED-827-F40-DIM-ULW-1/product.aspx?zpid=1214291 | Platt | 2020 | Yes
LED Lighting | Reflector | Philips Lighting | True |  | PAR30L (Sealed Beam Long) |  | E26 (Medium Screw) | Home Lamps, Bulbs, Ballasts Bulbs - LED LED - Reflective Lamps - PAR30 Dimmable LED Lamp, 10W, 120V, Bulb: PAR30L, Base: Medium Screw (E26), Lumens: 850, CRI: 80, Color Temperature: 3000K, Beam Angle: 40°, Rated Average Life: 25,000 Hrs. *Philips Part # 52974-3, Mdl # 929001322104. Rated for Wet Locations. ENERGY STAR® Qualified LED Lamp, 75W Equivalent. Philips Lighting 10PAR30L/LED/830/F40/DIM/ULW Dimmable LED Lamp, 10W, 120V, 40°, PAR30L | 3000 | 80 | 800 | 80 |  | 10 | 1 | 12.19 | 12.19 | 14.3237 | 2020Q3 | https://www.platt.com/platt-electric-supply/LED-Reflective-Lamps-PAR30/Philips-Lighting/10PAR30L-LED-830-F40-DIM-ULW/product.aspx?zpid=1224884 | Platt | 2020 | Yes
LED Lighting | Reflector | Philips Lighting | True |  | PAR30L (Sealed Beam Long) |  | E26 (Medium Screw) | Home Lamps, Bulbs, Ballasts Bulbs - LED LED - Reflective Lamps - PAR30 Dimmable LED Lamp, 10W, 120V, Bulb: PAR30L, Base: Medium Screw (E26), Lumens: 850, CRI: 80, Color Temperature: 4000K, Beam Angle: 40°, Rated Average Life: 25,000 Hrs. *Philips Part # 52975-0, Mdl # 9290013223. Rated for Wet Locations. ENERGY STAR® Qualified LED Lamp, 75W Equivalent. Philips Lighting 10PAR30L/LED/840/F40/DIM/ULW Dimmable LED Lamp, 10W | 4000 | 80 | 850 | 85 |  | 10 | 1 | 12.19 | 12.19 | 14.3237 | 2020Q3 | https://www.platt.com/platt-electric-supply/LED-Reflective-Lamps-PAR30/Philips-Lighting/10PAR30L-LED-840-F40-DIM-ULW/product.aspx?zpid=1224889 | Platt | 2020 | Yes
LED Lighting | Reflector | Philips Lighting | True |  | PAR30S (Sealed Beam Short) |  | E26 (Medium Screw) | Home Lamps, Bulbs, Ballasts Bulbs - LED LED - Reflective Lamps - PAR30 Dimmable LED Lamp, 10W, 120V, Bulb: PAR30S, Base: Medium Screw (E26), Lumens: 800, CRI: 80, Color Temperature: 2700K, Beam Angle: 25°, Rated Average Life: 25,000 Hrs. *Philips Part # 52976-8, Mdl # 9290013204. Rated for Wet Locations. ENERGY STAR® Qualified LED Lamp, 75W Equivalent. Philips Lighting 10PAR30S/LED/827/F25/DIM/ULW 10 Watt, LED, PAR30S, 2700K | 2700 | 80 | 800 | 80 |  | 10 | 1 | 12.19 | 12.19 | 14.3237 | 2020Q3 | https://www.platt.com/platt-electric-supply/LED-Reflective-Lamps-PAR30/Philips-Lighting/10PAR30S-LED-827-F25-DIM-ULW/product.aspx?zpid=1224942 | Platt | 2020 | Yes
LED Lighting | Reflector | Philips Lighting | True |  | PAR30S (Sealed Beam Short) |  | Medium Screw (E26), Medium Screw (E26), Medium Screw (E26) | Home Lamps, Bulbs, Ballasts Bulbs - LED LED - Reflective Lamps - PAR30 Dimmable LED Lamp, 10W, 120V, Bulb: PAR30S, Base: Medium Screw (E26), Lumens: 800, CRI: 80, Color Temperature: 2700K, Beam Angle: 40°, Rated Average Life: 25,000 Hrs. *Philips Part # 52979-2, Mdl # 929001320904. Rated for Wet Locations. ENERGY STAR® Qualified LED Lamp, 75W Equivalent. Philips Lighting 10PAR30S/LED/827/F40/DIM/ULW/1 Dimmable LED Lamp, 10W, 120V, 40°, PAR30S | 2700 | 80 | 800 | 53.3333 |  | 15 | 1 | 12.19 | 12.19 | 14.3237 | 2020Q3 | https://www.platt.com/platt-electric-supply/LED-Reflective-Lamps-PAR30/Philips-Lighting/10PAR30S-LED-827-F40-DIM-ULW-1/product.aspx?zpid=1221923 | Platt | 2020 | Yes
LED Lighting | Reflector | Philips Lighting | True |  | PAR30S (Sealed Beam Short) |  | E26 (Medium Screw) | Home Lamps, Bulbs, Ballasts Bulbs - LED LED - Reflective Lamps - PAR30 Dimmable LED Lamp, 12W, 120V, Short Neck, Bulb: PAR30S, Base: Medium Screw (E26), Lumens: 850, CRI: 80, Color Temperature: 3000K, Beam Angle: 25º, Rated Average Life: 25,000-50,000 Hrs. *Philips Part # 52977-6, Mdl # 9290013205. 75W Equivalent. Suitable for Use in Wet Locations. This lamp is ENERGY STAR® Certified. Philips Lighting 10PAR30S/LED/830/F25/DIM/ULW Dimmable LED Lamp, PAR30S, 10W, 120V, 25° | 3000 | 80 | 850 | 85 |  | 10 | 1 | 12.19 | 12.19 | 14.3237 | 2020Q3 | https://www.platt.com/platt-electric-supply/LED-Reflective-Lamps-PAR30/Philips-Lighting/10PAR30S-LED-830-F25-DIM-ULW/product.aspx?zpid=1224958 | Platt | 2020 | Yes
LED Lighting | Reflector | Philips Lighting | True |  | PAR30S (Sealed Beam Short) |  | Medium Screw (E26), Medium Screw (E26), Medium Screw (E26) | Home Lamps, Bulbs, Ballasts Bulbs - LED LED - Reflective Lamps - PAR30 Dimmable LED Lamp, 10W, 120V, Short Neck, Bulb: PAR30S, Base: Medium Screw (E26), Lumens: 850, CRI: 80, Color Temperature: 3000K, Beam Angle: 40º, Rated Average Life: 25,000-50,000 Hrs. *Philips Part # 52980-0, Mdl # 929001321004. 75W Equivalent. Suitable for Use in Wet Locations. This lamp is ENERGY STAR® Certified. Philips Lighting 10PAR30S/LED/830/F40/DIM/ULW Dimmable LED Lamp, PAR30S, 10W, 120V, 40° | 3000 | 80 | 850 | 85 |  | 10 | 1 | 12.19 | 12.19 | 14.3237 | 2020Q3 | https://www.platt.com/platt-electric-supply/LED-Reflective-Lamps-PAR30/Philips-Lighting/10PAR30S-LED-830-F40-DIM-ULW/product.aspx?zpid=1224994 | Platt | 2020 | Yes
LED Lighting | Reflector | Philips Lighting | True |  | PAR30S (Sealed Beam Short) |  | E26 (Medium Screw) | Home Lamps, Bulbs, Ballasts Bulbs - LED LED - Reflective Lamps - PAR30 Dimmable LED Lamp, 12W, 120V, Short Neck, Bulb: PAR30S, Base: Medium Screw (E26), Lumens: 850, CRI: 80, Color Temperature: 4000K, Beam Angle: 40º, Rated Average Life: 25,000-50,000 Hrs. *Philips Part # 52981-8, Mdl # 9290013212. 75W Equivalent. Suitable for Use in Wet Locations. This lamp is ENERGY STAR® Certified. Philips Lighting 10PAR30S/LED/840/F40/DIM/ULW Dimmable LED Lamp, PAR30S, 12W, 120V, 40° | 4000 | 80 | 850 | 85 |  | 10 | 1 | 12.19 | 12.19 | 14.3237 | 2020Q3 | https://www.platt.com/platt-electric-supply/LED-Reflective-Lamps-PAR30/Philips-Lighting/10PAR30S-LED-840-F40-DIM-ULW/product.aspx?zpid=1225006 | Platt | 2020 | Yes
LED Lighting | Reflector | Philips Lighting | True |  | PAR30S (Sealed Beam Short) |  | Medium Screw (E26), Medium Screw (E26), Medium Screw (E26) | Home Lamps, Bulbs, Ballasts Bulbs - LED LED - Reflective Lamps - PAR30 Dimmable LED Lamp, 11.3W, 120V, Short Neck, Bulb: PAR30S, Base: Medium Screw (E26), Lumens: 850, CRI: 90, Color Temperature: 3000K, Beam Angle: 40º, Rated Average Life: 25,000Hrs. *Philips Part #535400 , Mdl #9290018642. 75W Equivalent. *CALIFORNIA TITLE 20 COMPLIANT* Philips Lighting 11.3PAR30S/PER/930/F40/DIM/120 11.3W PAR30S LED Lamp | 3000 | 90 | 850 | 51.5152 |  | 16.5 | 1 | 23.3 | 23.3 | 27.3784 | 2020Q3 | https://www.platt.com/platt-electric-supply/LED-Reflective-Lamps-PAR30/Philips-Lighting/11-3PAR30S-PER-930-F40-DIM-120/product.aspx?zpid=1303593 | Platt | 2020 | Yes
LED Lighting | Reflector | Philips Lighting | True |  | PAR30L (Sealed Beam Long) |  | Medium Screw (E26), Medium Screw (E26), Medium Screw (E26) | Home Lamps, Bulbs, Ballasts Bulbs - LED LED - Reflective Lamps - PAR30 Dimmable LED Lamp, 12.5W, 120V, Bulb: PAR30L, Base: Medium Screw (E26), Lumens: 850, CRI: 80, Color Temperature: 2700K, Beam Angle: 25°, Rated Average Life: 25,000 - 50,000 Hrs. *Philips Part # 45466-0. ENERGY STAR® Certified LED Lamp, 75W Equivalent. NOTE: No Longer Made. See Sub, Platt # 1224878: 10PAR30L/LED/827/F25/DIM/ULW Philips Lighting 12.5PAR30L/F25 2700 DIM SO *OBSOLETE* Sub Exists | 2700 | 80 | 850 | 170 |  | 5 | 1 | 24.38 | 24.38 | 28.6474 | 2020Q3 | https://www.platt.com/platt-electric-supply/LED-Reflective-Lamps-PAR30/Philips-Lighting/12-5PAR30L-F25-2700-DIM-SO/product.aspx?zpid=169485 | Platt | 2020 | Yes
LED Lighting | Reflector | Philips Lighting | True |  | PAR30S (Sealed Beam Short) |  | Medium Screw (E26), Medium Screw (E26), Medium Screw (E26) | Home Lamps, Bulbs, Ballasts Bulbs - LED LED - Reflective Lamps - PAR30 Dimmable LED Lamp, 12.5W, 120V, Bulb: PAR30S, Short Neck, Base: Medium Screw (E26), Lumens: 850, CRI: 80, Color Temperature: 3000K, Beam Angle: 25°, Rated Average Life: 25,000-50,000Hrs. *Philips Part # 43530-5. 75W Equivalent. This lamp is ENERGY STAR® Certified. Philips Lighting 12.5PAR30S/F25/830 DIM AF SO Dimmable LED Lamp, PAR30S, 12.5W, 120V, FL25 | 3000 | 80 | 850 | 170 |  | 5 | 1 | 14.5 | 14.5 | 17.0381 | 2020Q3 | https://www.platt.com/platt-electric-supply/LED-Reflective-Lamps-PAR30/Philips-Lighting/12-5PAR30S-F25-830-DIM-AF-SO/product.aspx?zpid=146187 | Platt | 2020 | Yes
LED Lighting | Reflector | Philips Lighting | True |  | PAR30L (Sealed Beam Long) |  | Medium Screw (E26), Medium Screw (E26), Medium Screw (E26) | Home Lamps, Bulbs, Ballasts Bulbs - LED LED - Reflective Lamps - PAR30 Dimmable LED Lamp, 12W, 120V, Bulb: PAR30L, Base: Medium Screw (E26), Lumens: 850, CRI: 80, Color Temperature: 3000K, Beam Angle: 25°, Rated Average Life: 25,000 Hrs. *Philips Part # 46782-9, Mdl # 9290012941. Suitable for Use in Wet Locations. ENERGY STAR® Certified LED Lamp, 75W Equivalent. *** Not for Sale in California *** Philips Lighting 12PAR30L/AMB/F25/830/DIM ULW Dimmable LED Lamp, PAR30L, 12W, 120V, 25° | 3000 | 80 | 850 | 70.8333 |  | 12 | 1 | 17.45 | 17.45 | 20.5044 | 2020Q3 | https://www.platt.com/platt-electric-supply/LED-Reflective-Lamps-PAR30/Philips-Lighting/12PAR30L-AMB-F25-830-DIM-ULW/product.aspx?zpid=220292 | Platt | 2020 | Yes
LED Lighting | Reflector | Philips Lighting | True |  | PAR30L (Sealed Beam Long) |  | Medium Screw (E26), Medium Screw (E26), Medium Screw (E26) | Home Lamps, Bulbs, Ballasts Bulbs - LED LED - Reflective Lamps - PAR30 Dimmable LED Lamp, 12W, 120V, Bulb: PAR30L, Base: Medium Screw (E26), Lumens: 850, CRI: 80, Color Temperature: 3000K, Beam Angle: 40°, Rated Average Life: 25,000 Hrs. *Philips Part # 46785-2, Mdl # 9290012945. Suitable for Use in Wet Locations. ENERGY STAR® Certified LED Lamp, 75W Equivalent. *** Not for Sale in California *** Philips Lighting 12PAR30L/AMB/F40/830/DIM ULW Dimmable LED Lamp, PAR30L, 12W, 120V, 40° | 3000 | 80 | 850 | 70.8333 |  | 12 | 1 | 17.45 | 17.45 | 20.5044 | 2020Q3 | https://www.platt.com/platt-electric-supply/LED-Reflective-Lamps-PAR30/Philips-Lighting/12PAR30L-AMB-F40-830-DIM-ULW/product.aspx?zpid=220405 | Platt | 2020 | Yes
LED Lighting | Reflector | Philips Lighting | True |  | PAR30L (Sealed Beam Long) |  | Medium Screw (E26), Medium Screw (E26), Medium Screw (E26) | Home Lamps, Bulbs, Ballasts Bulbs - LED LED - Reflective Lamps - PAR30 Dimmable LED Lamp, 12W, 120V, Bulb: PAR30L, Base: Medium Screw (E26), Lumens: 700, CRI: 85, Color Temperature: 3000K, Beam Angle: 22°, Rated Average Life: 45,000 Hrs. *Philips Part # 41015-9* 50W Equivalent. Philips Lighting 12PAR30L/END/F22 3000 DIM 12 W Dimmable LED PAR30L Bulb | 3000 | 85 | 700 | 58.3333 |  | 12 | 1 | 30.4 | 30.4 | 35.7212 | 2020Q3 | https://www.platt.com/platt-electric-supply/LED-Reflective-Lamps-PAR30/Philips-Lighting/12PAR30L-END-F22-3000-DIM/product.aspx?zpid=848073 | Platt | 2020 | Yes
LED Lighting | Reflector | Philips Lighting | True |  | PAR30S (Sealed Beam Short) |  | Medium Screw (E26), Medium Screw (E26), Medium Screw (E26) | Home Lamps, Bulbs, Ballasts Bulbs - LED LED - Reflective Lamps - PAR30 Dimmable LED Lamp, 12W, 120V, Short Neck, Bulb: PAR30S, Base: Medium Screw (E26), Lumens: 850, CRI: 80, Color Temperature: 3000K, Beam Angle: 25º, Rated Average Life: 25,000-50,000 Hrs. *Philips Part # 46788-6, Mdl # 9290012949. 75W Equivalent. Suitable for Use in Wet Locations. This lamp is ENERGY STAR® Certified. *** Not for Sale in California *** Philips Lighting 12PAR30S/AMB/F25/830/DIM ULW Dimmable LED Lamp, PAR30S, 12W, 120V, 25° | 3000 | 80 | 850 | 70.8333 |  | 12 | 1 | 17.45 | 17.45 | 20.5044 | 2020Q3 | https://www.platt.com/platt-electric-supply/LED-Reflective-Lamps-PAR30/Philips-Lighting/12PAR30S-AMB-F25-830-DIM-ULW/product.aspx?zpid=220457 | Platt | 2020 | Yes
LED Lighting | Reflector | Philips Lighting | True |  | PAR30S (Sealed Beam Short) |  | Medium Screw (E26), Medium Screw (E26), Medium Screw (E26) | Home Lamps, Bulbs, Ballasts Bulbs - LED LED - Reflective Lamps - PAR30 Dimmable LED Lamp, 12W, 120V, Short Neck, Bulb: PAR30S, Base: Medium Screw (E26), Lumens: 850, CRI: 80, Color Temperature: 3000K, Beam Angle: 40º, Rated Average Life: 25,000-50,000 Hrs. *Philips Part # 46791-0, Mdl # 9290012953. 75W Equivalent. Suitable for Use in Wet Locations. This lamp is ENERGY STAR® Certified. *** Not for Sale in California *** Philips Lighting 12PAR30S/AMB/F40/830/DIM ULW Dimmable LED Lamp, PAR30S, 12W, 120V, 40° | 3000 | 80 | 850 | 70.8333 |  | 12 | 1 | 17.45 | 17.45 | 20.5044 | 2020Q3 | https://www.platt.com/platt-electric-supply/LED-Reflective-Lamps-PAR30/Philips-Lighting/12PAR30S-AMB-F40-830-DIM-ULW/product.aspx?zpid=220467 | Platt | 2020 | Yes
LED Lighting | Reflector | Philips Lighting | True |  | PAR30 (Sealed Beam) |  | Medium Screw (E26), Medium Screw (E26), Medium Screw (E26) | Home Lamps, Bulbs, Ballasts Bulbs - LED LED - Reflective Lamps - PAR30 Dimmable LED Lamp, 12W, 120V, Short Neck, Bulb: PAR30S, Base: Medium Screw (E26), Lumens: 850, CRI: 80, Color Temperature: 2700K, Beam Angle: 10º, Rated Average Life: 40,000 Hrs. Philips Lighting 470898 12PAR30S/EC/S10/927/DIM/120V 6/1 | 2700 | 80 | 850 | 70.8333 |  | 12 | 1 | 22.43 | 22.43 | 26.3561 | 2020Q3 | https://www.platt.com/platt-electric-supply/LED-Reflective-Lamps-PAR30/Philips-Lighting/470898/product.aspx?zpid=573808 | Platt | 2020 | Yes
LED Lighting | Reflector | TCP | True |  | PAR30S (Sealed Beam Short) |  | Medium Screw (E26), Medium Screw (E26), Medium Screw (E26) | Home Lamps, Bulbs, Ballasts Bulbs - LED LED - Reflective Lamps - PAR30 Dimmable LED Lamp, 12W, 120V, Bulb: PAR30S, Base: Medium Screw (E26), Lumens: 800, CRI: 82, Color Temperature: 2700K, Beam Angle: 40°, Rated Average Life: 25,000 Hrs TCP LED12P30SD27KFL Dimmable LED Lamp, PAR30S, 12W, 120V, FL40 | 2700 | 82 | 800 | 66.6667 |  | 12 | 1 | 18.42 | 18.42 | 21.6442 | 2020Q3 | https://www.platt.com/platt-electric-supply/LED-Reflective-Lamps-PAR30/TCP/LED12P30SD27KFL/product.aspx?zpid=105828 | Platt | 2020 | Yes
LED Lighting | Reflector | TCP | True |  | PAR30S (Sealed Beam Short) |  | Medium Screw (E26), Medium Screw (E26), Medium Screw (E26) | Home Lamps, Bulbs, Ballasts Bulbs - LED LED - Reflective Lamps - PAR30 Dimmable LED Lamp, 12W, 120V, Bulb: PAR30S, Base: Medium Screw (E26), Lumens: 800, CRI: 83, Color Temperature: 2700K, Beam Angle: 25°, Rated Average Life: 25,000. TCP LED12P30SD27KNFL 12 W Dimmable LED PAR30 Bulb | 2700 | 83 | 800 | 66.6667 |  | 12 | 1 | 18.42 | 18.42 | 21.6442 | 2020Q3 | https://www.platt.com/platt-electric-supply/LED-Reflective-Lamps-PAR30/TCP/LED12P30SD27KNFL/product.aspx?zpid=144952 | Platt | 2020 | Yes
LED Lighting | Reflector | TCP | True |  | PAR30S (Sealed Beam Short) |  | Medium Screw (E26), Medium Screw (E26), Medium Screw (E26) | Home Lamps, Bulbs, Ballasts Bulbs - LED LED - Reflective Lamps - PAR30 Dimmable LED Lamp, 12W, 120V, Bulb: PAR30S, Base: Medium Screw (E26), Lumens: 825, CRI: 82, Color Temperature: 3000K, 2Beam Angle: 40°, Rated Average Life: 25,000. Energy Star: Yes TCP LED12P30SD30KFL Dimmable LED Lamp, PAR30S, 12W, 120V, FL40 | 3000 | 82 | 825 | 68.75 |  | 12 | 1 | 18.42 | 18.42 | 21.6442 | 2020Q3 | https://www.platt.com/platt-electric-supply/LED-Reflective-Lamps-PAR30/TCP/LED12P30SD30KFL/product.aspx?zpid=68995 | Platt | 2020 | Yes
LED Lighting | Reflector | TCP | True |  | PAR30S (Sealed Beam Short) |  | Medium Screw (E26), Medium Screw (E26), Medium Screw (E26) | Home Lamps, Bulbs, Ballasts Bulbs - LED LED - Reflective Lamps - PAR30 Dimmable LED Lamp, 12W, 120V, Bulb: PAR30S - Black Body, Base: Medium Screw (E26), Lumens: 800, CRI: 82, Color Temperature: 3000K, Beam Angle: 40°, Rated Average Life: 25,000. TCP LED12P30SD30KFLB 12 W Dimmable LED PAR30 Bulb - Black | 3000 | 83 | 800 | 66.6667 |  | 12 | 1 | 20.34 | 20.34 | 23.9003 | 2020Q3 | https://www.platt.com/platt-electric-supply/LED-Reflective-Lamps-PAR30/TCP/LED12P30SD30KFLB/product.aspx?zpid=124005 | Platt | 2020 | Yes
LED Lighting | Reflector | TCP | [5 empty] | Home Lamps, Bulbs, Ballasts Bulbs - LED LED - Reflective Lamps - PAR30 TCP LED12P30SD30KNFLB BLK 25D 12W SMOOTH PAR30S 3000K 25° BLACK BODY TCP LED12P30SD30KNFLB TCP LED12P30SD30KNFLB 12W P30SN DIM | 3000 |  | 825 | 68.75 |  | 12 | 1 | 20.34 | 20.34 | 23.9003 | 2020Q3 | https://www.platt.com/platt-electric-supply/LED-Reflective-Lamps-PAR30/TCP/LED12P30SD30KNFLB/product.aspx?zpid=417376 | Platt | 2020 | Yes
LED Lighting | Reflector | TCP | True |  | PAR30L (Sealed Beam Long) |  | Medium Screw (E26), Medium Screw (E26), Medium Screw (E26) | Home Lamps, Bulbs, Ballasts Bulbs - LED LED - Reflective Lamps - PAR30 Dimmable LED Lamp, 14W, 120V, Bulb: PAR30L (Sealed Beam), Base: Medium Screw (E26), Lumens: 1050, CRI: 82, Color Temperature: 2700K, Beam Angle: Flood 40° TCP LED14P30D27KFL Dimmable LED Lamp, PAR30, 14W, 120V, FL40, Limited Quantities Available | 2700 | 83 | 1050 | 75 |  | 14 | 1 | 19.38 | 19.38 | 22.7722 | 2020Q3 | https://www.platt.com/platt-electric-supply/LED-Reflective-Lamps-PAR30/TCP/LED14P30D27KFL/product.aspx?zpid=80410 | Platt | 2020 | Yes
LED Lighting | Reflector | TCP | True |  | PAR30L (Sealed Beam Long) |  | Medium Screw (E26), Medium Screw (E26), Medium Screw (E26) | Home Lamps, Bulbs, Ballasts Bulbs - LED LED - Reflective Lamps - PAR30 Dimmable LED Lamp, 14W, 120V, Bulb: PAR30L (Sealed Beam), Base: Medium Screw (E26), Lumens: 1100, CRI: 82, Color Temperature: 3000K, Beam Angle: Flood 40° TCP LED14P30D30KFL Dimmable LED Lamp, PAR30, 14W, 120V, FL40 | 3000 | 82 | 1100 | 78.5714 |  | 14 | 1 | 19.38 | 19.38 | 22.7722 | 2020Q3 | https://www.platt.com/platt-electric-supply/LED-Reflective-Lamps-PAR30/TCP/LED14P30D30KFL/product.aspx?zpid=93342 | Platt | 2020 | Yes
LED Lighting | Reflector | TCP | True |  | PAR30 (Sealed Beam) |  | Medium Screw (E26), Medium Screw (E26), Medium Screw (E26) | Home Lamps, Bulbs, Ballasts Bulbs - LED LED - Reflective Lamps - PAR30 Dimmable LED Lamp, 14 W, 120V, Bulb: PAR30 (Sealed Beam), Base: Medium Screw (E26), Lumens: 1050, CRI: 82, Color Temperature: 5000K, Beam Angle: Flood 40°, Rated Average Life: 50000 Hours. TCP LED14P30D50KFL Dimmable LED Lamp, PAR30, 14W, 120V, FL40 | 5000 | 82 | 1150 | 82.1429 | 50000 | 14 | 1 | 19.38 | 19.38 | 22.7722 | 2020Q3 | https://www.platt.com/platt-electric-supply/LED-Reflective-Lamps-PAR30/TCP/LED14P30D50KFL/product.aspx?zpid=138267 | Platt | 2020 | Yes
LED Lighting | Reflector | Cree Lighting | True |  | PAR38 (Sealed Beam) |  | E26 (Medium Screw) | Home Lamps, Bulbs, Ballasts Bulbs - LED LED - Reflective Lamps - PAR38 LED Lamp, 19 Watt, 1500 Lumen, 40° Flood, PAR 38, 3000K, 120 Volt, Dimmable, 150 Watt Replacement Cree Lighting PAR38-150W-P1-30K-40FL-E26-U1 LED Lamp, 19 Watt, 1500 Lumen, PAR 38, 3000K, 120V | 3000 | 90 | 1500 | 78.9474 |  | 19 | 1 | 21 | 21 | 24.6758 | 2020Q3 | https://www.platt.com/platt-electric-supply/LED-Reflective-Lamps-PAR38/Cree-Lighting/PAR38-150W-P1-30K-40FL-E26-U1/product.aspx?zpid=1233093 | Platt | 2020 | Yes
LED Lighting | Reflector | Green Creative | True |  | PAR38 (Sealed Beam) |  | Medium Screw (E26), Medium Screw (E26), Medium Screw (E26) | Home Lamps, Bulbs, Ballasts Bulbs - LED LED - Reflective Lamps - PAR38 Dimmable LED Lamp, 17W, 120V, Bulb: PAR38, Base: Medium Screw (E26), Lumens: 1430, CRI: 90, Color Temperature: 3000K, Beam Angle: NF 25º, Rated Average Life: 40,000 Hrs. Suitable for use in totally enclosed fixtures. 17W Replaces 120W Hal. Green Creative 58153 Dimmable LED Lamp, 17W, 120V, PAR38 | 3000 | 90 | 1430 | 84.1176 |  | 17 | 1 | 13.45 | 13.45 | 15.8043 | 2020Q3 | https://www.platt.com/platt-electric-supply/LED-Reflective-Lamps-PAR38/Green-Creative/58153/product.aspx?zpid=242427 | Platt | 2020 | Yes
LED Lighting | Reflector | Green Creative | True |  | PAR38 (Sealed Beam) |  | Medium Screw (E26), Medium Screw (E26), Medium Screw (E26) | Home Lamps, Bulbs, Ballasts Bulbs - LED LED - Reflective Lamps - PAR38 Dimmable LED Lamp, 17W, 120V, Bulb: PAR38, Base: Medium Screw (E26), Lumens: 1430, CRI: 90, Color Temperature: 3000K, Beam Angle: FL 40º, Rated Average Life: 40,000 Hrs. Suitable for use in totally enclosed fixtures. 17W Replaces 120W Hal. Green Creative 58154 Dimmable LED Lamp, 17W, 120V, PAR38 | 3000 | 90 | 1430 | 84.1176 |  | 17 | 1 | 24.67 | 24.67 | 28.9882 | 2020Q3 | https://www.platt.com/platt-electric-supply/LED-Reflective-Lamps-PAR38/Green-Creative/58154/product.aspx?zpid=242425 | Platt | 2020 | Yes
LED Lighting | Reflector | Green Creative |  |  | PAR38 (Sealed Beam) |  | Medium Screw (E26), Medium Screw (E26), Medium Screw (E26) | Home Lamps, Bulbs, Ballasts Bulbs - LED LED - Reflective Lamps - PAR38 LED Lamp, 19 Watt, 120-277 Volt, Bulb: PAR38, Base: Medium Screw (E26), Lumens: 1850, CRI: 80, Color Temperature: 4000K, Beam Angle: 25°, Rated Average Life: 40,000 Hrs. ***Replaced by Item# 98212*** Green Creative 97778 LED Lamp, 19W, 120-277V | 4000 | 80 | 1850 | 97.3684 |  | 19 | 1 | 28 | 28 | 32.9011 | 2020Q3 | https://www.platt.com/platt-electric-supply/LED-Reflective-Lamps-PAR38/Green-Creative/97778/product.aspx?zpid=5572 | Platt | 2020 | Yes
LED Lighting | Reflector | Green Creative |  |  | PAR38 (Sealed Beam) |  |  | Home Lamps, Bulbs, Ballasts Bulbs - LED LED - Reflective Lamps - PAR38 LED Lamp, 25W, 120-277V, Bulb: PAR38, Base: Medium Screw (E26), Lumens: 2500, CRI: 92, Color Temperature: 3000K, Beam Angle: 25°, Rated Average Life: 50,000 Hrs. Green Creative 98210 LED Lamp, 25W, 120-277V, 3000K, Angle: 25° | 3000 |  | 2500 | 100 |  | 25 | 1 | 41.98 | 41.98 | 49.3281 | 2020Q3 | https://www.platt.com/platt-electric-supply/LED-Reflective-Lamps-PAR38/Green-Creative/98210/product.aspx?zpid=1315187 | Platt | 2020 | Yes
LED Lighting | Reflector | Green Creative |  |  | PAR38 (Sealed Beam) |  |  | Home Lamps, Bulbs, Ballasts Bulbs - LED LED - Reflective Lamps - PAR38 LED Lamp, 25W, 120-277V, Bulb: PAR38, Base: Medium Screw (E26), Lumens: 2500, CRI: 92, Color Temperature: 3000K, Beam Angle: 40°, Rated Average Life: 50,000 Hrs. Green Creative 98211 LED Lamp, 25W, 120-277V, 3000K, Angle: 40° | 3000 |  | 2500 | 100 |  | 25 | 1 | 41.98 | 41.98 | 49.3281 | 2020Q3 | https://www.platt.com/platt-electric-supply/LED-Reflective-Lamps-PAR38/Green-Creative/98211/product.aspx?zpid=1315188 | Platt | 2020 | Yes
LED Lighting | Reflector | Green Creative |  |  | PAR38 (Sealed Beam) |  |  | Home Lamps, Bulbs, Ballasts Bulbs - LED LED - Reflective Lamps - PAR38 LED Lamp, 25W, 120-277V, Bulb: PAR38, Base: Medium Screw (E26), Lumens: 2500, CRI: 92, Color Temperature: 4000K, Beam Angle: 25°, Rated Average Life: 50,000 Hrs. Green Creative 98212 LED Lamp, 25W, 120-277V, 4000K, Angle: 25° | 4000 |  | 2500 | 100 |  | 25 | 1 | 41.98 | 41.98 | 49.3281 | 2020Q3 | https://www.platt.com/platt-electric-supply/LED-Reflective-Lamps-PAR38/Green-Creative/98212/product.aspx?zpid=1315189 | Platt | 2020 | Yes
LED Lighting | Reflector | Green Creative |  |  | PAR38 (Sealed Beam) |  |  | Home Lamps, Bulbs, Ballasts Bulbs - LED LED - Reflective Lamps - PAR38 LED Lamp, 25W, 120-277V, Bulb: PAR38, Base: Medium Screw (E26), Lumens: 2500, CRI: 92, Color Temperature: 4000K, Beam Angle: 40°, Rated Average Life: 50,000 Hrs. Green Creative 98213 LED Lamp, 25W, 120-277V, 4000K, Angle: 40° | 4000 |  | 2500 | 100 |  | 25 | 1 | 41.98 | 41.98 | 49.3281 | 2020Q3 | https://www.platt.com/platt-electric-supply/LED-Reflective-Lamps-PAR38/Green-Creative/98213/product.aspx?zpid=1315190 | Platt | 2020 | Yes
LED Lighting | Reflector | Philips Lighting | False |  | PAR38 (Sealed Beam) |  | Medium Screw (E26), Medium Screw (E26), Medium Screw (E26) | Home Lamps, Bulbs, Ballasts Bulbs - LED LED - Reflective Lamps - PAR38 Non-Dimmable LED Lamp, 11W, 120V, Bulb: PAR38, Base: Medium Screw (E26), Lumens: 950, CRI: >80, Color Temperature: 3000K, Beam Angle: 25°, Rated Average Life: 10,950 Hrs. *Philips Part # 45799-3. 90W Non-Dim Equivalent. ** NON TITLE 20 COMPLIANT ** ** NOT FOR SALE IN CA ** Philips Lighting 11PAR38/F25/830 ND 120V 11 W LED PAR38 Bulb | 3000 | 80 | 950 | 105.5556 |  | 9 | 1 | 10.73 | 10.73 | 12.6082 | 2020Q3 | https://www.platt.com/platt-electric-supply/LED-Reflective-Lamps-PAR38/Philips-Lighting/11PAR38-F25-830-ND-120V/product.aspx?zpid=173585 | Platt | 2020 | Yes
LED Lighting | Reflector | Philips Lighting | True |  | PAR38 (Sealed Beam) |  | E26 (Medium Screw) | Home Lamps, Bulbs, Ballasts Bulbs - LED LED - Reflective Lamps - PAR38 Dimmable LED Lamp, 12W, 120V, Bulb: PAR38, Base: Medium Screw (E26), Lumens: 850, CRI: 80, Color Temperature: 2700K, Rated Life: 25,000 Hrs. Philips Lighting 12PAR38/LED/827/F25/DIM/ULW Dimmable LED Lamp, 12W | 2700 |  | 850 | 70.8333 |  | 12 | 1 | 13.16 | 13.16 | 15.4635 | 2020Q3 | https://www.platt.com/platt-electric-supply/LED-Reflective-Lamps-PAR38/Philips-Lighting/12PAR38-LED-827-F25-DIM-ULW/product.aspx?zpid=1277153 | Platt | 2020 | Yes
LED Lighting | Reflector | Philips Lighting | True |  | PAR38 (Sealed Beam) |  | E26 (Medium Screw) | Home Lamps, Bulbs, Ballasts Bulbs - LED LED - Reflective Lamps - PAR38 Dimmable LED Lamp, 12W, 120V, Bulb: PAR38, Base: Medium Screw (E26), Lumens: 1100, CRI: 80, Color Temperature: 2700K, Beam Angle: 40°, Rated Average Life: 25,000 Hrs. *Philips Part # 52966-9* Standard Halogen PAR38 90W Equivalent. Philips Lighting 12PAR38/LED/827/F40/DIM/ULW Dimmable LED Lamp, 12W | 2700 | 80 | 1100 | 91.6667 |  | 12 | 1 | 13.16 | 13.16 | 15.4635 | 2020Q3 | https://www.platt.com/platt-electric-supply/LED-Reflective-Lamps-PAR38/Philips-Lighting/12PAR38-LED-827-F40-DIM-ULW/product.aspx?zpid=1277157 | Platt | 2020 | Yes
LED Lighting | Reflector | Philips Lighting | True |  | PAR38 (Sealed Beam) |  | E26 (Medium Screw) | Home Lamps, Bulbs, Ballasts Bulbs - LED LED - Reflective Lamps - PAR38 Dimmable LED Lamp, 12W, 120V, Bulb: PAR38, Base: Medium Screw (E26), Lumens: 1100, CRI: 80, Color Temperature: 3000K, Beam Angle: 40°, Rated Average Life: 25,000 Hrs. *Philips Part # 52967-7* Standard Halogen PAR38 90W Equivalent. Philips Lighting 12PAR38/LED/830/F40/DIM/ULW Dimmable LED Lamp, 12W | 3000 | 80 | 1100 | 91.6667 |  | 12 | 1 | 13.16 | 13.16 | 15.4635 | 2020Q3 | https://www.platt.com/platt-electric-supply/LED-Reflective-Lamps-PAR38/Philips-Lighting/12PAR38-LED-830-F40-DIM-ULW/product.aspx?zpid=1276924 | Platt | 2020 | Yes
LED Lighting | Reflector | Philips Lighting | True |  | PAR38 (Sealed Beam) |  | Medium Screw (E26), Medium Screw (E26), Medium Screw (E26) | Home Lamps, Bulbs, Ballasts Bulbs - LED LED - Reflective Lamps - PAR38 Outdoor LED Lamp, 12W, 120V, Bulb: PAR38, Base: Medium Screw (E26), Lumens: 1200, CRI: 80, Color Temperature: 5000K, Beam Angle: 35°, Rated Average Life: 25,000 Hrs. Energy Star Rated. *Philips Part # 46104-6* 100W Halogen replacement*. UL WET RATED, Dimmable using leading and trailing edge dimmers. See 'Compatibility Sheet'. Philips Lighting 12PAR38/LED/850/ F35/DIM ULW SO 120V 12 W Outdoor LED PAR38 | 5000 | 80 | 1200 | 100 |  | 12 | 1 | 21.45 | 21.45 | 25.2046 | 2020Q3 | https://www.platt.com/platt-electric-supply/LED-Reflective-Lamps-PAR38/Philips-Lighting/12PAR38-LED-850-F35-DIM-ULW-SO-120V/product.aspx?zpid=36500 | Platt | 2020 | Yes
LED Lighting | Reflector | Philips Lighting | True |  | PAR38 (Sealed Beam) |  | Medium Screw (E26), Medium Screw (E26), Medium Screw (E26) | Home Lamps, Bulbs, Ballasts Bulbs - LED LED - Reflective Lamps - PAR38 Dimmable LED Lamp, 13W, 120V, Bulb: PAR38, Base: Medium Screw (E26), Lumens: 950, CRI: 80, Color Temperature: 2700K, Beam Angle: 25º, Rated Average Life: 25,000 Hrs. *Philips Part # 46775-3, Mdl # 9290012920. 90W Equivalent. Suitable for Use in Wet Locations. This lamp is ENERGY STAR® Certified. *** Not for Sale in California *** Philips Lighting 13.5PAR38/AMB/F25/827/DIM ULW 13W Dimmable LED PAR38 Bulb | 2700 | 80 | 950 | 73.0769 |  | 13 | 1 | 18.53 | 18.53 | 21.7735 | 2020Q3 | https://www.platt.com/platt-electric-supply/LED-Reflective-Lamps-PAR38/Philips-Lighting/13-5PAR38-AMB-F25-827-DIM-ULW/product.aspx?zpid=221574 | Platt | 2020 | Yes
LED Lighting | Reflector | Philips Lighting | True |  | PAR38 (Sealed Beam) |  | Medium Screw (E26), Medium Screw (E26), Medium Screw (E26) | Home Lamps, Bulbs, Ballasts Bulbs - LED LED - Reflective Lamps - PAR38 Dimmable LED Lamp, 13W, 120V, Bulb: PAR38, Base: Medium Screw (E26), Lumens: 950, CRI: 80, Color Temperature: 3000K, Beam Angle: 40°, Rated Average Life: 25,000 Hrs. *Philips Part # 46779-5, Mdl # 9290012925. 90W Equivalent. Suitable for Use in Wet Locations. This lamp is ENERGY STAR® Certified. Philips Lighting 13.5PAR38/AMB/F40/830/DIM ULW Dimmable LED Lamp, 13W, PAR38, 120V | 3000 | 80 | 950 | 73.0769 |  | 13 | 1 | 18.53 | 18.53 | 21.7735 | 2020Q3 | https://www.platt.com/platt-electric-supply/LED-Reflective-Lamps-PAR38/Philips-Lighting/13-5PAR38-AMB-F40-830-DIM-ULW/product.aspx?zpid=221588 | Platt | 2020 | Yes
LED Lighting | Reflector | Philips Lighting | True |  | PAR38 (Sealed Beam) |  | Medium Screw (E26), Medium Screw (E26), Medium Screw (E26) | Home Lamps, Bulbs, Ballasts Bulbs - LED LED - Reflective Lamps - PAR38 Dimmable LED Lamp, 13W, 120V, Bulb: PAR38, Base: Medium Screw (E26), Lumens: 950, CRI: 80, Color Temperature: 3000K, Beam Angle: 25º, Rated Average Life: 25,000Hrs. *Philips Part # 45473-6. Up to 75W Equivalent. This lamp is ENERGY STAR® Certified Philips Lighting 13PAR38/F25/830/ DIM AF SO 13W Dimmable LED PAR38 Bulb | 3000 | 80 | 950 | 73.0769 |  | 13 | 1 | 15 | 15 | 17.6256 | 2020Q3 | https://www.platt.com/platt-electric-supply/LED-Reflective-Lamps-PAR38/Philips-Lighting/13PAR38-F25-830-DIM-AF-SO/product.aspx?zpid=155592 | Platt | 2020 | Yes
LED Lighting | Reflector | Philips Lighting | True |  | PAR38 (Sealed Beam) |  | Medium Screw (E26), Medium Screw (E26), Medium Screw (E26) | Home Lamps, Bulbs, Ballasts Bulbs - LED LED - Reflective Lamps - PAR38 Dimmable LED Lamp, 14W, 120V, Bulb: PAR38, Base: Medium Screw (E26), Lumens: 1100, CRI: 80, Color Temperature: 2700K, Beam Angle: 25°, Rated Average Life: 25,000 Hrs. *Philips Part # 52950-3* Standard Halogen PAR38 90W Equivalent. Philips Lighting 14PAR38/LED/827/F25/DIM/ULW Dimmable LED Lamp, 14W | 2700 | 80 | 1100 | 78.5714 |  | 14 | 1 | 14.14 | 14.14 | 16.615 | 2020Q3 | https://www.platt.com/platt-electric-supply/LED-Reflective-Lamps-PAR38/Philips-Lighting/14PAR38-LED-827-F25-DIM-ULW/product.aspx?zpid=1277159 | Platt | 2020 | Yes
LED Lighting | Reflector | Philips Lighting | True |  | PAR38 (Sealed Beam) |  | E26 (Medium Screw) | Home Lamps, Bulbs, Ballasts Bulbs - LED LED - Reflective Lamps - PAR38 Dimmable LED Lamp, 14W, 120V, Bulb: PAR38, Base: Medium Screw (E26), Lumens: 1100, CRI: 80, Color Temperature: 2700K, Beam Angle: 40°, Rated Average Life: 25,000 Hrs. *Philips Part # 52655-2* Standard Halogen PAR38 90W Equivalent. Philips Lighting 14PAR38/LED/827/F40/DIM/ULW Dimmable LED Lamp, 14W | 2700 | 80 | 1100 | 78.5714 |  | 14 | 1 | 14.14 | 14.14 | 16.615 | 2020Q3 | https://www.platt.com/platt-electric-supply/LED-Reflective-Lamps-PAR38/Philips-Lighting/14PAR38-LED-827-F40-DIM-ULW/product.aspx?zpid=1277162 | Platt | 2020 | Yes
LED Lighting | Reflector | Philips Lighting | True |  | PAR38 (Sealed Beam) |  | E26 (Medium Screw) | Home Lamps, Bulbs, Ballasts Bulbs - LED LED - Reflective Lamps - PAR38 Dimmable LED Lamp, 14W, 120V, Bulb: PAR38, Base: Medium Screw (E26), Lumens: 1200, CRI: 80, Color Temperature: 3000K, Beam Angle: 40°, Rated Average Life: 25,000 Hrs. *Philips Part # 529594, Mdl # 929001318904. 120W Equivalent. Dimmable when using leading and trailing edge dimmers. (See http://www.philips.com/ledtechguide for compatible dimmers.) Suitable for Use in Wet Locations. This lamp is ENERGY STAR® Certified. Philips Lighting 14PAR38/LED/830/F40/DIM/ULW 14W Dimmable LED PAR38 Bulb | 3000 | 80 | 1200 | 85.7143 |  | 14 | 1 | 14.14 | 14.14 | 16.615 | 2020Q3 | https://www.platt.com/platt-electric-supply/LED-Reflective-Lamps-PAR38/Philips-Lighting/14PAR38-LED-830-F40-DIM-ULW/product.aspx?zpid=1274489 | Platt | 2020 | Yes
LED Lighting | Reflector | Philips Lighting | True |  | PAR38 (Sealed Beam) |  | E26 (Medium Screw) | Home Lamps, Bulbs, Ballasts Bulbs - LED LED - Reflective Lamps - PAR38 Dimmable LED Lamp, 14W, 120V, Bulb: PAR38, Base: Medium Screw (E26), Lumens: 1200, CRI: 80, Color Temperature: 4000K, Beam Angle: 25º, Rated Average Life: 25,000 Hrs. *Philips Part # 52953-7, Mdl # 929001318604. 120W Equivalent. Suitable for Use in Wet Locations. This lamp is ENERGY STAR® Certified. Philips Lighting 14PAR38/LED/840/F25/DIM/ULW 14W Dimmable LED PAR38 Bulb | 4000 | 80 | 1200 | 85.7143 |  | 14 | 1 | 14.14 | 14.14 | 16.615 | 2020Q3 | https://www.platt.com/platt-electric-supply/LED-Reflective-Lamps-PAR38/Philips-Lighting/14PAR38-LED-840-F25-DIM-ULW/product.aspx?zpid=1277161 | Platt | 2020 | Yes
LED Lighting | Reflector | Philips Lighting | True |  | PAR38 (Sealed Beam) |  | Medium Screw (E26), Medium Screw (E26), Medium Screw (E26) | Home Lamps, Bulbs, Ballasts Bulbs - LED LED - Reflective Lamps - PAR38 Dimmable LED Lamp, 14W, 120V, Bulb: PAR38, Base: Medium Screw (E26), Lumens: 1100, CRI: 80, Color Temperature: 5000K, Beam Angle: 25°, Rated Average Life: 25,000 Hrs. *Philips Part # 52954-5* Standard Halogen PAR38 90W Equivalent. Philips Lighting 14PAR38/LED/850/F25/DIM/ULW Dimmable LED Lamp, 14W | 5000 | 80 | 1100 | 78.5714 |  | 14 | 1 | 14.14 | 14.14 | 16.615 | 2020Q3 | https://www.platt.com/platt-electric-supply/LED-Reflective-Lamps-PAR38/Philips-Lighting/14PAR38-LED-850-F25-DIM-ULW/product.aspx?zpid=1199757 | Platt | 2020 | Yes
LED Lighting | Reflector | Philips Lighting | True |  | PAR38 (Sealed Beam) |  | Medium Screw (E26), Medium Screw (E26), Medium Screw (E26) | Home Lamps, Bulbs, Ballasts Bulbs - LED LED - Reflective Lamps - PAR38 Outdoor LED Lamp, 15W, 120V, Bulb: PAR38, Base: Medium Screw (E26), Lumens: 1050, CRI: 81, Color Temperature: 3000K, Beam Angle: 25°, Rated Average Life: 25,000 Hrs. Energy Star Rated. *Philips Part # 453431* 90W Halogen replacement*. UL WET RATED, Dimmable using leading and trailing edge dimmers. * This 15W, 4400 Candela (candlepower) LED PAR38 uses 75Ws less than a 90 W, 3966 Candela (candlepower) halogen PAR38. Percent energy saved = 75W / 90W = 83.3% Philips Lighting 15PAR38/F25 3000 ULW DIM LED Lamp, PAR38, 15W, 120V, FL25 | 3000 | 81 | 1050 | 70 |  | 15 | 1 | 21.45 | 21.45 | 25.2046 | 2020Q3 | https://www.platt.com/platt-electric-supply/LED-Reflective-Lamps-PAR38/Philips-Lighting/15PAR38-F25-3000-ULW-DIM/product.aspx?zpid=141398 | Platt | 2020 | Yes
LED Lighting | Reflector | Philips Lighting | True |  | PAR38 (Sealed Beam) |  | Medium Screw (E26), Medium Screw (E26), Medium Screw (E26) | Home Lamps, Bulbs, Ballasts Bulbs - LED LED - Reflective Lamps - PAR38 Dimmable LED Lamp, 16.5W, 120V, Bulb: PAR38, Base: Medium Screw (E26), Lumens: 1150, CRI: 95, Color Temperature: 3000K, Beam Angle: 25º, Rated Average Life: 25,000 Hrs. *Philips Part # 534859, Mdl # 9290018537. 120W Equivalent. *CALIFORNIA TITLE 20 COMPLIANT* Philips Lighting 16.5PAR38/PER/930/F25/DIM/120V 16W LED PAR38 Bulb | 3000 | 90 | 1150 | 69.697 |  | 16.5 | 1 | 24.38 | 24.38 | 28.6474 | 2020Q3 | https://www.platt.com/platt-electric-supply/LED-Reflective-Lamps-PAR38/Philips-Lighting/16-5PAR38-PER-930-F25-DIM-120V/product.aspx?zpid=1303588 | Platt | 2020 | Yes
LED Lighting | Reflector | Philips Lighting | True |  | PAR38 (Sealed Beam) |  | Medium Screw (E26), Medium Screw (E26), Medium Screw (E26) | Home Lamps, Bulbs, Ballasts Bulbs - LED LED - Reflective Lamps - PAR38 Dimmable LED Lamp, 16W, 120V, Bulb: PAR38, Base: Medium Screw (E26), Lumens: 1200, CRI: 80, Color Temperature: 3000K, Beam Angle: 25°, Rated Average Life: 25,000 Hrs. *Philips Part # 46770-4, Mdl # 9290012913. 120W Equivalent. Suitable for Use in Wet Locations. This lamp is ENERGY STAR® Certified. *Does Not Qualify for Utility Rebates* Philips Lighting 16PAR38/AMB/F25/830/DIM ULW 16W Dimmable LED PAR38 Bulb | 3000 | 80 | 1200 | 75 |  | 16 | 1 | 19.4 | 19.4 | 22.7957 | 2020Q3 | https://www.platt.com/platt-electric-supply/LED-Reflective-Lamps-PAR38/Philips-Lighting/16PAR38-AMB-F25-830-DIM-ULW/product.aspx?zpid=206720 | Platt | 2020 | Yes
LED Lighting | Reflector | Philips Lighting | True |  | PAR38 (Sealed Beam) |  | Medium Screw (E26), Medium Screw (E26), Medium Screw (E26) | Home Lamps, Bulbs, Ballasts Bulbs - LED LED - Reflective Lamps - PAR38 Dimmable LED Lamp, 16W, 120V, Bulb: PAR38, Base: Medium Screw (E26), Lumens: 1200, CRI: 80, Color Temperature: 4000K, Beam Angle: 25º, Rated Average Life: 25,000 Hrs. *Philips Part # 46771-2, Mdl # 9290012914. 120W Equivalent. Suitable for Use in Wet Locations. This lamp is ENERGY STAR® Certified. Philips Lighting 16PAR38/AMB/F25/840/DIM ULW 16W Dimmable LED PAR38 Bulb | 4000 | 80 | 1200 | 75 |  | 16 | 1 | 19.4 | 19.4 | 22.7957 | 2020Q3 | https://www.platt.com/platt-electric-supply/LED-Reflective-Lamps-PAR38/Philips-Lighting/16PAR38-AMB-F25-840-DIM-ULW/product.aspx?zpid=220499 | Platt | 2020 | Yes
LED Lighting | Reflector | Philips Lighting | True |  | PAR38 (Sealed Beam) |  | Medium Screw (E26), Medium Screw (E26), Medium Screw (E26) | Home Lamps, Bulbs, Ballasts Bulbs - LED LED - Reflective Lamps - PAR38 Dimmable LED Lamp, 16W, 120V, Bulb: PAR38, Base: Medium Screw (E26), Lumens: 1200, CRI: 80, Color Temperature: 3000K, Beam Angle: 40°, Rated Average Life: 25,000 Hrs. *Philips Part # 46773-8, Mdl # 9290012917. 120W Equivalent. Dimmable when using leading and trailing edge dimmers. (See http://www.philips.com/ledtechguide for compatible dimmers.) Suitable for Use in Wet Locations. This lamp is ENERGY STAR® Certified. Philips Lighting 16PAR38/AMB/F40/830/DIM ULW 16W Dimmable LED PAR38 Bulb | 3000 | 80 | 1200 | 75 |  | 16 | 1 | 19.4 | 19.4 | 22.7957 | 2020Q3 | https://www.platt.com/platt-electric-supply/LED-Reflective-Lamps-PAR38/Philips-Lighting/16PAR38-AMB-F40-830-DIM-ULW/product.aspx?zpid=220512 | Platt | 2020 | Yes
LED Lighting | Reflector | Philips Lighting | True |  | PAR38 (Sealed Beam) |  | Medium Screw (E26), Medium Screw (E26), Medium Screw (E26) | Home Lamps, Bulbs, Ballasts Bulbs - LED LED - Reflective Lamps - PAR38 LED Lamp, Dimmable, 17 Watt, 120 Volt, Bulb: PAR38 (Sealed Beam), Base: Medium Screw (E26), Lumens: 1200, CRI: 80, Color Temperature: 2700K, Beam Angle: Flood 25°, Standard Case Qty: 6 *Philips Part # 43538-8* Philips Lighting 17PAR38/F25/827 DIM AF SO LED Lamp, Dimmable, PAR38, 17W, 120V, FL25 | 2700 | 80 | 1200 | 70.5882 |  | 17 | 1 | 17 | 17 | 19.9757 | 2020Q3 | https://www.platt.com/platt-electric-supply/LED-Reflective-Lamps-PAR38/Philips-Lighting/17PAR38-F25-827-DIM-AF-SO/product.aspx?zpid=145981 | Platt | 2020 | Yes
LED Lighting | Reflector | Philips Lighting | True |  | PAR38 (Sealed Beam) |  | Medium Screw (E26), Medium Screw (E26), Medium Screw (E26) | Home Lamps, Bulbs, Ballasts Bulbs - LED LED - Reflective Lamps - PAR38 LED Lamp, Dimmable, 17 Watt, 120 Volt, Bulb: PAR38 (Sealed Beam), Base: Medium Screw (E26), Lumens: 1250, CRI: 80, Color Temperature: 3000K, Beam Angle: Flood 25°, Standard Case Qty: 6 *Philips Part # 43539-6* Philips Lighting 17PAR38/F25/830 DIM AF SO LED Lamp, Dimmable, PAR38, 17W, 120V, FL25 | 3000 | 80 | 1250 | 73.5294 |  | 17 | 1 | 28.28 | 28.28 | 33.2301 | 2020Q3 | https://www.platt.com/platt-electric-supply/LED-Reflective-Lamps-PAR38/Philips-Lighting/17PAR38-F25-830-DIM-AF-SO/product.aspx?zpid=119955 | Platt | 2020 | Yes
LED Lighting | Reflector | Philips Lighting | True |  | PAR38 (Sealed Beam) |  | Medium Screw (E26), Medium Screw (E26), Medium Screw (E26) | Home Lamps, Bulbs, Ballasts Bulbs - LED LED - Reflective Lamps - PAR38 LED Lamp, Dimmable, 17 Watt, 120 Volt, Bulb: PAR38 (Sealed Beam), Base: Medium Screw (E26), Lumens: 1300, CRI: 80, Color Temperature: 4000K, Beam Angle: Flood 35°, Standard Case Qty: 6 *Philips Part # 43543-8* Philips Lighting 17PAR38/F35/840 DIM AF SO LED Lamp, Dimmable, PAR38, 17W, 120V, FL35 | 4000 | 80 | 1300 | 76.4706 |  | 17 | 1 | 28.28 | 28.28 | 33.2301 | 2020Q3 | https://www.platt.com/platt-electric-supply/LED-Reflective-Lamps-PAR38/Philips-Lighting/17PAR38-F35-840-DIM-AF-SO/product.aspx?zpid=155589 | Platt | 2020 | Yes
LED Lighting | Reflector | Philips Lighting | True |  | PAR38 (Sealed Beam) |  | Medium Screw (E26), Medium Screw (E26), Medium Screw (E26) | Home Lamps, Bulbs, Ballasts Bulbs - LED LED - Reflective Lamps - PAR38 Dimmable LED Lamp, 33W, 120V, Bulb: PAR38, Base: Medium Screw (E26), Lumens: 3000, CRI: 80, Color Temperature: 3000K, Beam Angle: 15°, Rated Average Life: 25,000 Hrs. *Philips Part # 534602, Mdl # (12NC) 929001916804. 250W Equivalent. Philips Lighting 33PAR38/PER/830/S15/DIM/120V 33W, LED PAR38, Spot | 3000 | 80 | 3000 | 125 |  | 24 | 1 | 39.98 | 39.98 | 46.978 | 2020Q3 | https://www.platt.com/platt-electric-supply/LED-Reflective-Lamps-PAR38/Philips-Lighting/33PAR38-PER-830-S15-DIM-120V/product.aspx?zpid=1416931 | Platt | 2020 | Yes
LED Lighting | Reflector | Philips Lighting | True |  | PAR38 (Sealed Beam) |  | E26 (Medium Screw) | Home Lamps, Bulbs, Ballasts Bulbs - LED LED - Reflective Lamps - PAR38 Dimmable LED Lamp, 12W, 120V, Bulb: PAR38, Base: Medium Screw (E26), Lumens: 1100, CRI: 80, Color Temperature: 4000K, Beam Angle: 40°, Rated Average Life: 25,000 Hrs. *Philips Part # 52968-5* Standard Halogen PAR38 90W Equivalent. Philips Lighting 529685 Dimmable LED Lamp, 12W | 4000 | 80 | 1100 | 91.6667 |  | 12 | 1 | 13.16 | 13.16 | 15.4635 | 2020Q3 | https://www.platt.com/platt-electric-supply/LED-Reflective-Lamps-PAR38/Philips-Lighting/529685/product.aspx?zpid=1211891 | Platt | 2020 | Yes
LED Lighting | Reflector | Philips Lighting | True |  | PAR38 (Sealed Beam) |  | Medium Screw (E26), Medium Screw (E26), Medium Screw (E26) | Home Lamps, Bulbs, Ballasts Bulbs - LED LED - Reflective Lamps - PAR38 Dimmable LED Lamp, 16W, 120V, Bulb: PAR38, Base: Medium Screw (E26), Lumens: 1200, CRI: 80, Color Temperature: 3000K, Beam Angle: 25°, Rated Average Life: 25,000 Hrs. *Philips Part # 53120-0. 120W Equivalent. Suitable for Use in Wet Locations. Philips Lighting 531200 16W Dimmable LED PAR38 Bulb | 3000 | 80 | 1200 | 75 |  | 16 | 1 | 19.4 | 19.4 | 22.7957 | 2020Q3 | https://www.platt.com/platt-electric-supply/LED-Reflective-Lamps-PAR38/Philips-Lighting/531200/product.aspx?zpid=1117241 | Platt | 2020 | Yes
LED Lighting | Reflector | TCP | True |  | PAR38 (Sealed Beam) |  | Medium Screw (E26), Medium Screw (E26), Medium Screw (E26) | Home Lamps, Bulbs, Ballasts Bulbs - LED LED - Reflective Lamps - PAR38 LED PAR38 Lamp, Dimmable, 120 Volt, 13 Watt, 1100 Lumens, 3000K, 80 CRI, E26 Base, 15,000 Hours TCP L90P38D15V30KFL LED PAR38 Lamp, Dimmable | 3000 | 80 | 1100 | 122.2222 | 15000 | 9 | 1 | 7.16 | 7.16 | 8.4133 | 2020Q3 | https://www.platt.com/platt-electric-supply/LED-Reflective-Lamps-PAR38/TCP/L90P38D15V30KFL/product.aspx?zpid=1386544 | Platt | 2020 | Yes
LED Lighting | Reflector | TCP |  |  | PAR38 (Sealed Beam) |  | Medium Screw (E26), Medium Screw (E26), Medium Screw (E26) | Home Lamps, Bulbs, Ballasts Bulbs - LED LED - Reflective Lamps - PAR38 TCP LED14P38D24KNFL LED 14W P TCP LED14P38D24KNFL TCP LED14P38D24KNFL |  | 82 | 1050 | 75 |  | 14 | 1 | 19.38 | 19.38 | 22.7722 | 2020Q3 | https://www.platt.com/platt-electric-supply/LED-Reflective-Lamps-PAR38/TCP/LED14P38D24KNFL/product.aspx?zpid=282450 | Platt | 2020 | Yes
LED Lighting | Reflector | Green Creative | True |  | BR40 (Bulged Reflector) |  | Medium Screw (E26), Medium Screw (E26), Medium Screw (E26) | Home Lamps, Bulbs, Ballasts Bulbs - LED LED - Reflective Lamps - R Type Dimmable LED Lamp, 9W, 120V, Bulb: BR40 (Bulged Reflector), Base: Medium Screw (E26), Lumens: 700, CRI: 82, Color Temperature: 2700K, Beam Angle: 110º, Rated Average Life: 25,000 Hrs. Green Creative 40627 Dimmable LED Lamp, 9W, 120V | 2700 | 82 | 700 | 77.7778 |  | 9 | 1 | 7.5 | 7.5 | 8.8128 | 2020Q3 | https://www.platt.com/platt-electric-supply/LED-Reflective-Lamps-R-Type/Green-Creative/40627/product.aspx?zpid=31217 | Platt | 2020 | Yes
LED Lighting | Reflector | Light Efficient Design | True |  | R30 (Blown Reflector) |  | Medium Screw (E26), Medium Screw (E26), Medium Screw (E26) | Home Lamps, Bulbs, Ballasts Bulbs - LED LED - Reflective Lamps - R Type Dimmable LED Lamp, 11W, 120V, Bulb: R30 (Blown Reflector), Base: Medium Screw (E26), Lumens: 927, CRI: 85, Color Temperature: 2700K, Beam Angle: 105°, Rated Average Life: 55,000 Hrs. 65W Equivalent. Light Efficient Design LED-1694 11 W R30 Dimmable LED Bulb | 2700 | 85 | 927 | 77.25 |  | 12 | 1 | 26 | 26 | 30.551 | 2020Q3 | https://www.platt.com/platt-electric-supply/LED-Reflective-Lamps-R-Type/Light-Efficient-Design/LED-1694/product.aspx?zpid=869303 | Platt | 2020 | Yes
LED Lighting | Reflector | Philips Lighting | True |  | BR30 (Bulged Reflector) |  | E26 (Medium Screw) | Home Lamps, Bulbs, Ballasts Bulbs - LED LED - Reflective Lamps - R Type Dimmable LED Lamp, 11W, 120V, Bulb: BR30 (Bulged Reflector), Base: Medium Screw (E26), Lumens: 650, CRI: >80, Color Temperature: 2700, Rated Average Life: Hrs. *Philips Part # 47384-3 * Mdl.# 9290013916* 65W Equivalent. *Does Not Qualify for Utility Rebate* ***Price good for stock on hand - No longer available *** Philips Lighting 11BR30/827/DIM 11BR30/827/DIM | 2700 | 80 | 650 | 59.0909 |  | 11 | 1 | 4 | 4 | 4.7002 | 2020Q3 | https://www.platt.com/platt-electric-supply/LED-Reflective-Lamps-R-Type/Philips-Lighting/11BR30-827-DIM/product.aspx?zpid=829386 | Platt | 2020 | Yes
LED Lighting | Reflector | Philips Lighting | True |  | R20 (Blown Reflector) |  | Medium Screw (E26), Medium Screw (E26), Medium Screw (E26) | Home Lamps, Bulbs, Ballasts Bulbs - LED LED - Reflective Lamps - R Type Dimmable LED Lamp, 5W, 120V, Bulb: R20 (Bulged Reflector), Base: Medium Screw (E26), Lumens: 450, CRI: 80, Color Temperature: 2700K-2200K (WarmGlow), Beam Angle: 25°, Rated Average Life: 15,000 Hrs. *Philips Part # 456979, 12NC 929002008904. Formally known as: 6R20/LED/827-22/DIM 120V; Old P/N: 456979 MDL 9290011557. Philips Lighting 5R20/PER/927-22/P/E26/WG Dimmable LED Lamp, R20, 5W, 120V | 2700 | 90 | 450 | 62.5 |  | 7.2 | 1 | 6.83 | 6.83 | 8.0255 | 2020Q3 | https://www.platt.com/platt-electric-supply/LED-Reflective-Lamps-R-Type/Philips-Lighting/5R20-PER-927-22-P-E26-WG/product.aspx?zpid=178729 | Platt | 2020 | Yes
LED Lighting | Reflector | Philips Lighting | True |  | BR30 (Bulged Reflector) |  | E26 (Medium Screw) | Home Lamps, Bulbs, Ballasts Bulbs - LED LED - Reflective Lamps - R Type Dimmable LED Lamp, 7.2W, 120V, Bulb: BR30 (Bulged Reflector), Base: Medium Screw (E26), Lumens: 650, CRI: 90, Color Temperature: 5000, Rated Average Life: Hrs. *Philips Part # 548107* Mdl.# 929002204163* 65W Equivalent. California Title 20 Compliant. Philips Lighting 7.2BR30/PER/950/P/E26/DIM 6/1FB T20 LED BR30 Flood | 5000 | 90 | 650 | 90.2778 |  | 7.2 | 1 | 6.44 | 6.44 | 7.5672 | 2020Q3 | https://www.platt.com/platt-electric-supply/LED-Reflective-Lamps-R-Type/Philips-Lighting/7-2BR30-PER-950-P-E26-DIM-6-1FB-T20/product.aspx?zpid=1532625 | Platt | 2020 | Yes
LED Lighting | Reflector | Philips Lighting | True |  | BR40 (Bulged Reflector) |  | Medium Screw (E26), Medium Screw (E26), Medium Screw (E26) | Home Lamps, Bulbs, Ballasts Bulbs - LED LED - Reflective Lamps - R Type Dimmable LED Lamp, 8.8W, Lumens: 800, Voltage: 120V, Bulb: BR40, Base: E26 Medium Screw, CRI: 90, Color Temperature 2700-2200 (Light dims to a warm glow, similar to incandescent), Beam Angle: 90°, Rated Avg. Life: 15,000Hr. Philips order code: 457010, 12NC 929002009104. Title 20 Compliant for sale in California. ### NOTE: OLD DESCRIPTION: 9W, 120V, Bulb: BR40 (Bulged Reflector), Base: Medium Screw (E26), Lumens: 650, CRI: 80, Color Temperature: 2700-2200 (Light dims to a warm glow, similar to incandescent), Beam Angle: 90°, *Philips Part # 45701-0* 65W Equivalent. Suitable for use in enclosed fixtures. Philips Lighting 8.8BR40/PER/927-22/P/E26/WG 6/1FB T20 Dimmable LED BR40 | 2700 | 90 | 800 | 100 |  | 8 | 1 | 8.78 | 8.78 | 10.3168 | 2020Q3 | https://www.platt.com/platt-electric-supply/LED-Reflective-Lamps-R-Type/Philips-Lighting/8-8BR40-PER-927-22-P-E26-WG-6-1FB-T20/product.aspx?zpid=174293 | Platt | 2020 | Yes
LED Lighting | Reflector | Philips Lighting | True |  | BR30 (Bulged Reflector) |  | Medium Screw (E26), Medium Screw (E26), Medium Screw (E26) | Home Lamps, Bulbs, Ballasts Bulbs - LED LED - Reflective Lamps - R Type Dimmable LED Lamp, 8 Watt, 120 Volt, Bulb: BR30 (Bulged Reflector), Base: Medium Screw (E26), Lumens: 650, CRI: 80, Color Temperature: 5000K, Rated Average Life: 25,000 Hrs. *Philips Part # 458067. This Lamp is ENERGY STAR® Certified. *** Not for Sale in California *** Philips Lighting 8BR30/LED/850/DIM 120V Dimmable LED Lamp, BR30, 8W, 120V | 5000 | 80 | 650 | 81.25 |  | 8 | 1 | 6.83 | 6.83 | 8.0255 | 2020Q3 | https://www.platt.com/platt-electric-supply/LED-Reflective-Lamps-R-Type/Philips-Lighting/8BR30-LED-850-DIM-120V/product.aspx?zpid=159795 | Platt | 2020 | Yes
LED Lighting | Reflector | Satco | [5 empty] | Home Lamps, Bulbs, Ballasts Bulbs - LED LED - Reflective Lamps - R Type SAT S9217 9W BR30 FLAT LITE Satco S9217 SATCO S9217 9 watt BR30 LED; Medium base; 2700K; 660 lumens; 120 volts | 2700 |  | 660 | 73.3333 |  | 9 | 1 | 2.4 | 2.4 | 2.8201 | 2020Q3 | https://www.platt.com/platt-electric-supply/LED-Reflective-Lamps-R-Type/Satco/S9217/product.aspx?zpid=81508 | Platt | 2020 | Yes
LED Lighting | Reflector | TCP | [5 empty] | Home Lamps, Bulbs, Ballasts Bulbs - LED LED - Reflective Lamps - R Type LED10R20D41K TCP LED10R20D41K TCP LED10R20D41K DIM 10W SMOOTH R20 |  |  | 700 | 70 |  | 10 | 1 | 9.13 | 9.13 | 10.7281 | 2020Q3 | https://www.platt.com/platt-electric-supply/LED-Reflective-Lamps-R-Type/TCP/LED10R20D41K/product.aspx?zpid=68002 | Platt | 2020 | Yes
LED Lighting | Reflector | TCP | True |  | BR40 (Bulged Reflector) |  | Medium Screw (E26), Medium Screw (E26), Medium Screw (E26) | Home Lamps, Bulbs, Ballasts Bulbs - LED LED - Reflective Lamps - R Type Dimmable LED Lamp, 12W, 120V, Bulb: BR40 (Bulged Reflector), Base: Medium Screw (E26), Lumens: 850, CRI: 82, Color Temperature: 2700K, Beam Angle: 40°, Rated Average Life: 25,000 Hrs. 50W Equivalent. TCP LED12BR40D27K Dimmable LED Lamp, BR40, 12W, 120V | 2700 | 82 | 850 | 60.7143 |  | 14 | 1 | 8.94 | 8.94 | 10.5048 | 2020Q3 | https://www.platt.com/platt-electric-supply/LED-Reflective-Lamps-R-Type/TCP/LED12BR40D27K/product.aspx?zpid=80228 | Platt | 2020 | Yes
LED Lighting | Downlight | TCP | True |  | Round |  | E26 (Medium Screw) | Home Lamps, Bulbs, Ballasts Bulbs - LED LED - Reflective Lamps - Utility LED Screw-in Downlight: Starlight series; 120V, 22W (160W equiv.), 2450 lmn, 80 CRI, 5000K Color, 110° Beam Angle. E26 Medium Screw Base. MOL: 4.8, DIA: 8.9. TCP L22SL22D3050K Starlight LED lamp | 3000 | 80 | 2450 | 111.3636 |  | 22 | 1 | 31.43 | 31.43 | 36.9315 | 2020Q3 | https://www.platt.com/platt-electric-supply/LED-Reflective-Lamps-Utility/TCP/L22SL22D3050K/product.aspx?zpid=1512392 | Platt | 2020 | Yes
LED Lighting | Reflector | Green Creative |  |  | PAR38 (Sealed Beam) |  | 2-Pin (G23) | Home Lamps, Bulbs, Ballasts Bulbs - LED LED - Retrofit Retrofit - Compact Flourescent LED Lamp, 3.5W, Bulb: PLS, Base: G23 (2-pin CFL), Lumens: 320, CRI: 82, Color Temperature: 4000K, Rated Average Life: 50,000 Hrs. Green Creative 57815 LED Lamp, 3.5W, 4000K, G23 | 4000 |  | 320 | 64 |  | 5 | 1 | 13.75 | 13.75 | 16.1568 | 2020Q3 | https://www.platt.com/platt-electric-supply/LED-Retrofit-Compact-Flourescent/Green-Creative/57815/product.aspx?zpid=1315103 | Platt | 2020 | Yes
LED Lighting | Downlight | Lunera |  |  | PL-C (Quad Tube), CFQ (Quad Tube) |  | 2-Pin (G24d) | Home Lamps, Bulbs, Ballasts Bulbs - LED LED - Retrofit Retrofit - Compact Flourescent LED Replacement Lamp, 13W LED Horizontal Lamp sub for 2-PIN G24d-series (magnetic ballast) CFL Downlights. Overall length: 5.39", Color: 4000K, CRI: 84. Directly replaces 26W CFLs (2-pin) Lunera HN-H-G24D-26W-4000-G2 LED Helen Lamp, 2-Pin, Horizontal Orientation, 13W, 4000K | 4000 | 84 | 900 | 69.2308 |  | 13 | 1 | 20 | 20 | 23.5008 | 2020Q3 | https://www.platt.com/platt-electric-supply/LED-Retrofit-Compact-Flourescent/Lunera/HN-H-G24D-26W-4000-G2/product.aspx?zpid=101159 | Platt | 2020 | Yes
LED Lighting | Downlight | Lunera |  |  | PL-C (Quad Tube), CFQ (Quad Tube) |  | 2-Pin (G24d) | Home Lamps, Bulbs, Ballasts Bulbs - LED LED - Retrofit Retrofit - Compact Flourescent LED Replacement Lamp, 13W LED Vertical Lamp sub for 2-PIN G24d-series (magnetic ballast) CFL Downlights. Overall length: 3.66", Color: 2700K, CRI: 84. Directly replaces 26W CFLs (2-pin) Lunera HN-V-G24D-26W-2700-G2 LED Helen Lamp, 2-Pin, Vertical Orientation, 13W, 2700K | 2700 | 84 | 900 | 69.2308 |  | 13 | 1 | 20 | 20 | 23.5008 | 2020Q3 | https://www.platt.com/platt-electric-supply/LED-Retrofit-Compact-Flourescent/Lunera/HN-V-G24D-26W-2700-G2/product.aspx?zpid=101141 | Platt | 2020 | Yes
LED Lighting | Downlight | Lunera |  |  | PL-C (Quad Tube), CFQ (Quad Tube) |  | 2-Pin (G24d) | Home Lamps, Bulbs, Ballasts Bulbs - LED LED - Retrofit Retrofit - Compact Flourescent LED Replacement Lamp, 13W LED Vertical Lamp sub for 2-PIN G24d-series (magnetic ballast) CFL Downlights. Overall length: 3.66", Color: 3500K, CRI: 84. Directly replaces 26W CFLs (2-pin) Lunera HN-V-G24D-26W-3500-G2 LED Helen Lamp, 2-Pin, Vertical Orientation, 13W, 3500K | 3500 | 84 | 900 | 69.2308 |  | 13 | 1 | 22 | 22 | 25.8509 | 2020Q3 | https://www.platt.com/platt-electric-supply/LED-Retrofit-Compact-Flourescent/Lunera/HN-V-G24D-26W-3500-G2/product.aspx?zpid=101143 | Platt | 2020 | Yes
LED Lighting | Downlight | Lunera |  |  | PL-C (Quad Tube), CFQ (Quad Tube) |  | 2-Pin (G24d) | Home Lamps, Bulbs, Ballasts Bulbs - LED LED - Retrofit Retrofit - Compact Flourescent LED Replacement Lamp, 13W LED Vertical Lamp sub for 2-PIN G24d-series (magnetic ballast) CFL Downlights. Voltage: Ballast Dependent, Lumens: 1255, Color: 4000K, CRI: >80. Directly replaces 18W, 26W, or 32W CFLs (2-pin) Lunera HN-V-G24D-B-13W-840-G4 LED Helen Lamp, 2-Pin, Vertical Orientation, 13W, 4000K | 4000 | 80 | 1250 | 96.1538 |  | 13 | 1 | 10.5 | 10.5 | 12.3379 | 2020Q3 | https://www.platt.com/platt-electric-supply/LED-Retrofit-Compact-Flourescent/Lunera/HN-V-G24D-B-13W-840-G4/product.aspx?zpid=233946 | Platt | 2020 | Yes
LED Lighting | Downlight | Philips Lighting |  |  | PL-C (Quad Tube), CFQ (Quad Tube) |  | 4-Pin (G24q), 4-Pin (GX24) | Home Lamps, Bulbs, Ballasts Bulbs - LED LED - Retrofit Retrofit - Compact Flourescent LED Replacement Lamp, 10.5W LED Horizontal Lamp sub for 4-PIN G24q/GX24-series (electronic ballast) CFL Downlights. Volts (Depending on Ballast) 100-277, 347V, Color: 3000K, CRI: >80. Lumens: 1200, Replaces 26W (32W and 42W socket compatible also) CFLs (4-pin) P/N 45841-4, Mdl# 9290013885, DLC Prod. ID: PGPTBMF9 *** NOTE: Philips LED InstantFit lamps will only operate properly on compatible instant-start ballasts. *** Philips Lighting 10.5PL-C/T LED/26V-3000 IF 4P LED Vertical Lamp, 10.5W, 120-277V | 3000 | 82 | 1200 | 114.2857 |  | 10.5 | 1 | 15.5 | 15.5 | 18.2131 | 2020Q3 | https://www.platt.com/platt-electric-supply/LED-Retrofit-Compact-Flourescent/Philips-Lighting/10-5PL-C-T-LED-26V-3000-IF-4P/product.aspx?zpid=185665 | Platt | 2020 | Yes
LED Lighting | Downlight | Philips Lighting |  |  | PL-C (Quad Tube) |  | 4-Pin (G24q) | Home Lamps, Bulbs, Ballasts Bulbs - LED LED - Retrofit Retrofit - Compact Flourescent LED Replacement Lamp, 10.5W LED Vertical Lamp sub for 4-PIN G24q/GX24-series (electronic ballast) CFL Downlights. Volts (Depending on Ballast): 100-277, 347V, Color: 3500K, CRI: >80. Lumens: 1200, Replaces 26W (32W and 42W socket compatible also) CFLs (4-pin) P/N 458422, Mdl# 9290013886, DLC Prod. ID: PZ1KKRNR *** NOTE: Philips LED InstantFit lamps will only operate properly on compatible instant-start ballasts. *** Philips Lighting 10.5PL-C/T LED/26V-3500 LED Lamp, 4-Pin, Vertical Orientation, 10.5W, 3500K | 3500 | 82 | 1200 | 114.2857 |  | 10.5 | 1 | 15.5 | 15.5 | 18.2131 | 2020Q3 | https://www.platt.com/platt-electric-supply/LED-Retrofit-Compact-Flourescent/Philips-Lighting/10-5PL-C-T-LED-26V-3500/product.aspx?zpid=185666 | Platt | 2020 | Yes
LED Lighting | Downlight | Philips Lighting |  |  | CFQ (Quad Tube), PL-C (Quad Tube) |  | 4-Pin (G24q), 4-Pin (GX24Q) | Home Lamps, Bulbs, Ballasts Bulbs - LED LED - Retrofit Retrofit - Compact Flourescent LED Replacement Lamp, 12W LED Horizontal Lamp sub for 4-PIN G24q/GX24-series (electronic ballast) CFL Downlights. Color: 2700K, CRI: 82. Lumens: 1300, Replaces 26W (32W and 42W socket compatible also) CFLs (4-pin). Philips 12PLC/T LED/32H/827/IF/4P: P/N 47606-9, Mdl# 9290018197, DLC# PIADVYIP. *** NOTE: Philips LED InstantFit lamps will only operate properly on compatible instant-start ballasts. *** Philips Lighting 12PLC/T LED/32H/827/IF/4P/DIM 12w, 4-Pin LED Horizontal Lamp | 2700 | 82 | 1300 | 108.3333 |  | 12 | 1 | 15.5 | 15.5 | 18.2131 | 2020Q3 | https://www.platt.com/platt-electric-supply/LED-Retrofit-Compact-Flourescent/Philips-Lighting/12PLC-T-LED-32H-827-IF-4P-DIM/product.aspx?zpid=961101 | Platt | 2020 | Yes
LED Lighting | Downlight | Philips Lighting |  |  |  |  | 4-Pin (G24q) | Home Lamps, Bulbs, Ballasts Bulbs - LED LED - Retrofit Retrofit - Compact Flourescent LED Replacement Lamp, 8.5W LED Horizontal Lamp sub for 4-PIN G24q/GX24-series (electronic ballast) CFL Downlights. Color: 2700K, CRI: >80. Lumens: 900, Replaces 26W (32W and 42W socket compatible also) CFLs (4-pin) P/N 45836-4, Mdl# 9290013880, DLC Prod.ID: P227UKPG *** NOTE: Philips LED InstantFit lamps will only operate properly on compatible instant-start ballasts. *** Philips Lighting 8.5PL-C/T LED/26H-2700 IF 4P 8.W LED HORIZONTAL LAMP | 2700 | 80 | 900 | 105.8824 |  | 8.5 | 1 | 15.5 | 15.5 | 18.2131 | 2020Q3 | https://www.platt.com/platt-electric-supply/LED-Retrofit-Compact-Flourescent/Philips-Lighting/8-5PL-C-T-LED-26H-2700-IF-4P/product.aspx?zpid=185656 | Platt | 2020 | Yes
LED Lighting | Downlight | Philips Lighting |  |  |  |  | 4-Pin (G24q) | Home Lamps, Bulbs, Ballasts Bulbs - LED LED - Retrofit Retrofit - Compact Flourescent LED Replacement Lamp, 8.5W LED Horizontal Lamp sub for 4-PIN G24q/GX24-series (electronic ballast) CFL Downlights. Color: 3000K, CRI: >80. Lumens: 900, Replaces 26W (32W and 42W socket compatible also) CFLs (4-pin) P/N 45837-2, Mdl# 9290013881, DLC Prod. ID: PYHS75V7 *** NOTE: Philips LED InstantFit lamps will only operate properly on compatible instant-start ballasts. *** Philips Lighting 8.5PL-C/T LED/26H-3000 IF 4P 8.W LED HORIZONTAL LAMP | 3000 | 80 | 900 | 105.8824 |  | 8.5 | 1 | 15.5 | 15.5 | 18.2131 | 2020Q3 | https://www.platt.com/platt-electric-supply/LED-Retrofit-Compact-Flourescent/Philips-Lighting/8-5PL-C-T-LED-26H-3000-IF-4P/product.aspx?zpid=185657 | Platt | 2020 | Yes
LED Lighting | Downlight | Philips Lighting |  |  |  |  | 4-Pin (G24q) | Home Lamps, Bulbs, Ballasts Bulbs - LED LED - Retrofit Retrofit - Compact Flourescent LED Replacement Lamp, 8.5W LED Horizontal Lamp sub for 4-PIN G24q/GX24-series (electronic ballast) CFL Downlights. Color: 3500K, CRI: >80. Lumens: 900, Replaces 26W (32W and 42W socket compatible also) CFLs (4-pin), DLC Qualified P/N 45838-0, Mdl# 9290013882, DLC Prod. ID: P1956NU5 *** NOTE: Philips LED InstantFit lamps will only operate properly on compatible instant-start ballasts. *** Philips Lighting 8.5PL-C/T LED/26H-3500 IF 4P 8.W LED Horizontal Lamp | 3500 | 80 | 900 | 105.8824 |  | 8.5 | 1 | 15.5 | 15.5 | 18.2131 | 2020Q3 | https://www.platt.com/platt-electric-supply/LED-Retrofit-Compact-Flourescent/Philips-Lighting/8-5PL-C-T-LED-26H-3500-IF-4P/product.aspx?zpid=185658 | Platt | 2020 | Yes
LED Lighting | Decorative | Satco | [5 empty] | Home Lamps, Bulbs, Ballasts Bulbs - LED LED - Retrofit Retrofit - Compact Flourescent LED ballast bypass: 23W, 2G11 base; 2600 Lumens; 120-277 volts; 4000K Satco S9951 23W PL-L LED ballast bypass; 2G11 base; 2600 Lumens; 120-277 volts; 4000K | 4000 |  | 2600 | 113.0435 |  | 23 | 1 | 18.29 | 18.29 | 21.4915 | 2020Q3 | https://www.platt.com/platt-electric-supply/LED-Retrofit-Compact-Flourescent/Satco/S9951/product.aspx?zpid=452915 | Platt | 2020 | Yes
LED Lighting | Decorative | Philips Lighting |  |  | T3 (Tubular) |  | 2-Pin Looped (G9) | Home Lamps, Bulbs, Ballasts Bulbs - LED LED - Retrofit Retrofit - Halogen/Xenon LED Capsule Lamp, Wattage: 3, Lumens: 250, Volts: 12, Bulb: T3, Base: G9 Bi-Pin, Color Temperature: 3000K, CRI: 80. P/N 465138, 12NC 929001266825. Title 20 qualified. Suitable for use in enclosed luminaires. Damp Location Rated. Philips Lighting 3T3/PER/830/ND/G9/120V 6/1BC 3 Watt, LED Capsule | 3000 | 80 | 250 | 69.4444 |  | 3.6 | 1 | 10.73 | 10.73 | 12.6082 | 2020Q3 | https://www.platt.com/platt-electric-supply/LED-Retrofit-Halogen-Xenon/Philips-Lighting/3T3-PER-830-ND-G9-120V-6-1BC/product.aspx?zpid=1443774 | Platt | 2020 | Yes
LED Lighting | A-Type | Maxlite | True |  | General Purpose Replacement | A19 | E26 (Medium) | Damp Location Rated Damp Location Rated Home / Light Bulbs / LED / LED A-Line / Maxlite - 14099398 - E9A19DLED40/G6 Enclosed Rated 9W A19 LED Lamp - Universal - 800 Lumens - Cool White (4000K) - 84 CRI - 25000 Hours - E26 (Medium) - 120 to 130V Maxlite - 14099398 - E9A19DLED40/G6 | 4000 | 84 | 800 | 88.8889 | 25000 | 9 | 1 | 3.36 | 3.36 | 3.9481 | 2020Q3 | https://shop.regencylighting.com/lamps/led/a-line/e9a19dled40-g6-mxt.html | Regency Lighting | 2020 | Yes
LED Lighting | A-Type | Maxlite | True |  | General Purpose Replacement | A19 | E26 (Medium) | Damp Location Rated,Recessed Fixtures Damp Location Rated,Recessed Fixtures Home / Light Bulbs / LED / LED A-Line / Maxlite - 14099398 - E9A19DLED40/G7 Suitable for Damp Locations; Suitable for Fully Enclosed Fixtures; Energy Star Qualified 9W A19 LED Lamp - Universal - 800 Lumens - Cool White (4000K) - 80 CRI - 25000 hrs. - E26 (Medium) - 120 to 130V Maxlite - 14099398 - E9A19DLED40/G7 | 4000 | 83 | 800 | 88.8889 | 25000 | 9 | 1 | 3.55 | 3.55 | 4.1714 | 2020Q3 | https://shop.regencylighting.com/lamps/led/a-line/e9a19dled40-g7-mxt.html | Regency Lighting | 2020 | Yes
LED Lighting | A-Type | Maxlite | True |  | General Purpose Replacement | A19 | E26 (Medium) | Damp Location Rated,Recessed Fixtures Damp Location Rated,Recessed Fixtures Home / Light Bulbs / LED / LED A-Line / Maxlite - 14099398 - E9A19DLED40/G8 Enclosed Rated; Damp Location Rated; Energy Star Certified 9W A19 LED Lamp - Universal - 800 Lumens - Cool White (4000K) - 80 CRI - 25000 hrs. - E26 (Medium) - 120 to 130V - Frost Maxlite - 14099398 - E9A19DLED40/G8 | 4000 | 83 | 800 | 88.8889 | 25000 | 9 | 1 | 3.55 | 3.55 | 4.1714 | 2020Q3 | https://shop.regencylighting.com/lamps/led/a-line/e9a19dled40-g8-mxt.html | Regency Lighting | 2020 | Yes
LED Lighting | A-Type | Maxlite | True |  | General Purpose Replacement | A19 | GU24 | Damp Location Rated Damp Location Rated Home / Light Bulbs / LED / LED A-Line / Maxlite - 14099408 - E9A19GUDLED27/G6 Enclosed Rated 9W A19 LED Lamp - Universal - 800 Lumens - Warm White (2700K) - 80 CRI - 25000 Hours - GU24 (Bi-Pin / Twist & Lock) - 120 to 130V Maxlite - 14099408 - E9A19GUDLED27/G6 | 2700 | 82 | 800 | 88.8889 | 25000 | 9 | 1 | 3.74 | 3.74 | 4.3946 | 2020Q3 | https://shop.regencylighting.com/lamps/led/a-line/e9a19gudled27-g6-mxt.html | Regency Lighting | 2020 | Yes
LED Lighting | A-Type | Maxlite | True |  | General Purpose Replacement | A19 | GU24 | Damp Location Rated,Recessed Fixtures Damp Location Rated,Recessed Fixtures Home / Light Bulbs / LED / LED A-Line / Maxlite - 14099408 - E9A19GUDLED27/G7 Suitable for Damp Locations; Suitable for Fully Enclosed Fixtures 9W A19 LED Lamp - Universal - 800 Lumens - Warm White (2700K) - 89 CRI - 25000 hrs. - GU24 (Bi-Pin / Twist & Lock) - 120 to 130V Maxlite - 14099408 - E9A19GUDLED27/G7 | 2700 | 81 | 800 | 88.8889 | 25000 | 9 | 1 | 3.93 | 3.93 | 4.6179 | 2020Q3 | https://shop.regencylighting.com/lamps/led/a-line/e9a19gudled27-g7-mxt.html | Regency Lighting | 2020 | Yes
LED Lighting | A-Type | Maxlite | True |  | General Purpose Replacement | A19 | GU24 | Damp Location Rated,Recessed Fixtures Damp Location Rated,Recessed Fixtures Home / Light Bulbs / LED / LED A-Line / Maxlite - 14099409 - E9A19GUDLED30/G7 Suitable for Damp Locations; Suitable for Fully Enclosed Fixtures; Energy Star Qualified 9W A19 LED Lamp - Universal - 800 Lumens - Warm White (3000K) - 80 CRI - 25000 hrs. - GU24 (Bi-Pin / Twist & Lock) - 120 to 130V Maxlite - 14099409 - E9A19GUDLED30/G7 | 3000 | 82 | 800 | 88.8889 | 25000 | 9 | 1 | 3.74 | 3.74 | 4.3946 | 2020Q3 | https://shop.regencylighting.com/lamps/led/a-line/e9a19gudled30-g7-mxt.html | Regency Lighting | 2020 | Yes
LED Lighting | A-Type | Maxlite | True |  | General Purpose Replacement | A19 | GU24 | Damp Location Rated,Recessed Fixtures Damp Location Rated,Recessed Fixtures Home / Light Bulbs / LED / LED A-Line / Maxlite - 14099410 - E9A19GUDLED40/G7 Approved for Enclosed Fixtures; Damp Location Rated; Energy Star Rated 9W A19 LED Lamp - 800 Lumens - Cool White (4000K) - 80 CRI - 25000 Hours - GU24 (Bi-Pin / Twist & Lock) - 120 to 130V - Frost Maxlite - 14099410 - E9A19GUDLED40/G7 | 4000 | 83 | 800 | 88.8889 | 25000 | 9 | 1 | 3.93 | 3.93 | 4.6179 | 2020Q3 | https://shop.regencylighting.com/lamps/led/a-line/e9a19gudled40-g7-mxt.html | Regency Lighting | 2020 | Yes
LED Lighting | A-Type | Maxlite | False |  | General Purpose Replacement | A19 | E26 (Medium) | Damp Location Rated Damp Location Rated Home / Light Bulbs / LED / LED A-Line / Maxlite - E9A19ND27-149 Enclosed Rated 9W A19 LED Lamp - Universal - 800 Lumens - Warm White (2700K) - 84 CRI - 25000 Hours - E26 (Medium) - 120 to 130V Maxlite - E9A19ND27-149 | 2700 | 84 | 800 | 88.8889 | 15000 | 9 | 1 | 2.84 | 2.84 | 3.3371 | 2020Q3 | https://shop.regencylighting.com/lamps/led/a-line/e9a19nd27-149-mxt.html | Regency Lighting | 2020 | Yes
LED Lighting | A-Type | TCP | False |  | General Purpose Replacement | A19 | E26 (Medium) | Damp Location Rated Damp Location Rated Home / Light Bulbs / LED / LED A-Line / TCP - L60A19N1530K Damp Location Rated; Energy Star Rated 9W A19 LED Lamp - Universal - 800 Lumens - Warm White (3000K) - 80 CRI - 15000 hrs. - E26 (Medium) - 120 to 130V TCP - L60A19N1530K | 3000 | 83 | 800 | 88.8889 | 15000 | 9 | 1 | 2.39 | 2.39 | 2.8083 | 2020Q3 | https://shop.regencylighting.com/lamps/led/a-line/l60a19n1530k-tcp.html | Regency Lighting | 2020 | Yes
LED Lighting | A-Type | TCP | True |  | General Purpose Replacement | A19 | E26 (Medium) | Damp Location Rated Damp Location Rated Home / Light Bulbs / LED / LED A-Line / TCP - L9A19D1527K Energy Star; Durable Plastic Housing; Enclosed Fixture Rated; Damp Location Rated 9W A19 LED Lamp - Universal - 800 Lumens - Warm White (2700K) - 80 CRI - 15000 Hours - E26 (Medium) - 120 to 130V TCP - L9A19D1527K | 2700 | 81 | 800 | 88.8889 | 15000 | 9 | 1 | 3.26 | 3.26 | 3.8306 | 2020Q3 | https://shop.regencylighting.com/lamps/led/a-line/l9a19d1527k-tcp.html | Regency Lighting | 2020 | Yes
LED Lighting | A-Type | TCP | True |  | General Purpose Replacement | A19 | E26 (Medium) | Damp Location Rated Damp Location Rated Home / Light Bulbs / LED / LED A-Line / TCP - L9A19D1530K Energy Star; Durable Plastic Housing; Enclosed Fixture Rated; Damp Location Rated 9W A19 LED Lamp - Universal - 800 Lumens - Warm White (3000K) - 80 CRI - 15000 Hours - E26 (Medium) - 120 to 130V - White TCP - L9A19D1530K | 3000 | 82 | 800 | 88.8889 | 15000 | 9 | 48 | 156.48 | 3.26 | 3.8306 | 2020Q3 | https://shop.regencylighting.com/lamps/led/a-line/l9a19d1530k-tcp.html | Regency Lighting | 2020 | Yes
LED Lighting | A-Type | TCP | True |  | General Purpose Replacement | A19 | E26 (Medium) | Damp Location Rated Damp Location Rated Home / Light Bulbs / LED / LED A-Line / TCP - L9A19D2527K Energy Star; Durable Plastic Housing; Enclosed Fixture Rated; Damp Location Rated 9W A19 LED Lamp - Universal - 800 Lumens - Warm White (2700K) - 80 CRI - 25000 Hours - E26 (Medium) - 120 to 130V - White TCP - L9A19D2527K | 2700 | 81 | 800 | 88.8889 | 25000 | 9 | 48 | 156.48 | 3.26 | 3.8306 | 2020Q3 | https://shop.regencylighting.com/lamps/led/a-line/l9a19d2527k-tcp.html | Regency Lighting | 2020 | Yes
LED Lighting | A-Type | TCP | True |  | General Purpose Replacement | A19 | E26 (Medium) | Damp Location Rated Damp Location Rated Home / Light Bulbs / LED / LED A-Line / TCP - L9A19D2530K Energy Star; Durable Plastic Housing; Enclosed Fixture Rated; Damp Location Rated 9W A19 LED Lamp - Universal - 800 Lumens - Warm White (3000K) - 80 CRI - 25000 Hours - E26 (Medium) - 120 to 130V TCP - L9A19D2530K | 3000 | 82 | 800 | 88.8889 | 20000 | 9 | 1 | 3.26 | 3.26 | 3.8306 | 2020Q3 | https://shop.regencylighting.com/lamps/led/a-line/l9a19d2530k-tcp.html | Regency Lighting | 2020 | Yes
LED Lighting | A-Type | Sylvania | True | Daylighting/Photocell, | General Purpose Replacement | A19 | E26 (Medium) | Damp Location Rated,Use With Timers,Use With Photo and/or Motion Sensors,Recessed Fixtures Damp Location Rated,Use With Timers,Use With Photo and/or Motion Sensors,Recessed Fixtures Home / Light Bulbs / LED / LED A-Line / Sylvania - 74687 - LED9A19DIMO827UB A19 LED Lamp; Suitable for Rough Locations; Instant On; Suitable for Damp Locations 9W A19 LED Lamp - Universal - 800 Lumens - Warm White (2700K) - 80 CRI - 15000 Hours - E26 (Medium) - 120 to 130V - Frost Sylvania - 74687 - LED9A19DIMO827UB | 2700 | 83 | 800 | 88.8889 | 25000 | 9 | 1 | 4.76 | 4.76 | 5.5932 | 2020Q3 | https://shop.regencylighting.com/lamps/led/a-line/led9a19dimo827ub-74687.html | Regency Lighting | 2020 | Yes
LED Lighting | A-Type | Sylvania | True | Daylighting/Photocell, | General Purpose Replacement | A19 | E26 (Medium) | Damp Location Rated,Use With Timers,Not for Use in Recessed Fixtures,Use With Photo and/or Motion Sensors Damp Location Rated,Use With Timers,Not for Use in Recessed Fixtures,Use With Photo and/or Motion Sensors Home / Light Bulbs / LED / LED A-Line / Sylvania - 71185 - LED9A19DIMO835UB 6/CS 1/SKU A19 LED Lamp 9W A19 LED Lamp - Universal - 800 Lumens - Neutral White (3500K) - 80 CRI - 15000 Hours - E26 (Medium) - 120 to 130V - Frost Sylvania - 71185 - LED9A19DIMO835UB 6/CS 1/SKU | 2700 | 83 | 800 | 88.8889 | 15000 | 9 | 1 | 4.76 | 4.76 | 5.5932 | 2020Q3 | https://shop.regencylighting.com/lamps/led/a-line/led9a19dimo835ub-6-cs-1-sku-71185.html | Regency Lighting | 2020 | Yes
LED Lighting | A-Type | Sylvania | True | Daylighting/Photocell, | General Purpose Replacement | A19 | E26 (Medium) | Damp Location Rated,Use With Timers,Not for Use in Recessed Fixtures,Use With Photo and/or Motion Sensors Damp Location Rated,Use With Timers,Not for Use in Recessed Fixtures,Use With Photo and/or Motion Sensors Home / Light Bulbs / LED / LED A-Line / Sylvania - 78037 - LED9A19DIMO835URP Lamp Finish Frosted 9W A19 LED Lamp - Universal - 800 Lumens - Neutral White (3500K) - 80 CRI - 15000 Hours - E26 (Medium) - 120 to 130V - Frost Sylvania - 78037 - LED9A19DIMO835URP | 2700 | 83 | 800 | 88.8889 | 15000 | 9 | 6 | 865.92 | 144.32 | 169.5816 | 2020Q3 | https://shop.regencylighting.com/lamps/led/a-line/led9a19dimo835urp-78037.html | Regency Lighting | 2020 | Yes
LED Lighting | A-Type | Sylvania | True | Daylighting/Photocell, | General Purpose Replacement | A19 | E26 (Medium) | Damp Location Rated,Use With Timers,Not for Use in Recessed Fixtures,Use With Photo and/or Motion Sensors Damp Location Rated,Use With Timers,Not for Use in Recessed Fixtures,Use With Photo and/or Motion Sensors Home / Light Bulbs / LED / LED A-Line / Sylvania - 78066 - LED9A19DIMO850UB A19 LED Lamp 9W A19 LED Lamp - Universal - 800 Lumens - Daylight (5000K) - 80 CRI - 15000 Hours - E26 (Medium) - 120 to 130V - Frost Sylvania - 78066 - LED9A19DIMO850UB | 2700 | 83 | 800 | 88.8889 | 15000 | 9 | 1 | 4.74 | 4.74 | 5.5697 | 2020Q3 | https://shop.regencylighting.com/lamps/led/a-line/led9a19dimo850ub-78066.html | Regency Lighting | 2020 | Yes
LED Lighting | A-Type | Sylvania | True | Daylighting/Photocell, | General Purpose Replacement | A19 | E26 (Medium) | Damp Location Rated,Use With Timers,Not for Use in Recessed Fixtures,Use With Photo and/or Motion Sensors Damp Location Rated,Use With Timers,Not for Use in Recessed Fixtures,Use With Photo and/or Motion Sensors Home / Light Bulbs / LED / LED A-Line / Sylvania - 78039 - LED9A19DIMO850URP Lamp Finish Frosted 9W A19 LED Lamp - Universal - 800 Lumens - Daylight (5000K) - 80 CRI - 15000 Hours - E26 (Medium) - 120 to 130V - Frost Sylvania - 78039 - LED9A19DIMO850URP | 2700 | 83 | 800 | 88.8889 | 15000 | 9 | 1 | 72.16 | 72.16 | 84.7908 | 2020Q3 | https://shop.regencylighting.com/lamps/led/a-line/led9a19dimo850urp-78039.html | Regency Lighting | 2020 | Yes
LED Lighting | A-Type | Cree | True |  | General Purpose Replacement | A19 | E26 (Medium) | Not for Use in Recessed Fixtures Not for Use in Recessed Fixtures Home / Light Bulbs / LED / Cree - C-A19-A-60W-DIM-27K-B2 Damp Location Rated; Not Suitable for Enclosed Fixtures; Energy Star Rated; 2-Pack 9W A19 LED Lamp - Universal - 800 Lumens - Warm White (2700K) - 90 CRI - 15000 hrs. - E26 (Medium) - 120 to 130V - Frost Cree - C-A19-A-60W-DIM-27K-B2 | 2700 | 93 | 800 | 88.8889 | 15000 | 9 | 1 | 9.61 | 9.61 | 11.2921 | 2020Q3 | https://shop.regencylighting.com/lamps/led/c-a19-a-60w-dim-27k-b2-cre.html | Regency Lighting | 2020 | Yes
LED Lighting | A-Type | Maxlite | True |  | General Purpose Replacement | A19 | E26 (Medium) | Damp Location Rated Damp Location Rated Home / Light Bulbs / LED / Maxlite - 14099394 - E9A19DLED27/G6 Enclosed Rated 9W A19 LED Lamp - Universal - 800 Lumens - Warm White (2700K) - 81 CRI - 25000 Hours - E26 (Medium) - 120 to 130V Maxlite - 14099394 - E9A19DLED27/G6 | 2700 | 82 | 800 | 88.8889 | 25000 | 9 | 1 | 3.36 | 3.36 | 3.9481 | 2020Q3 | https://shop.regencylighting.com/lamps/led/e9a19dled27-g6-mxt.html | Regency Lighting | 2020 | Yes
LED Lighting | A-Type | Maxlite | True |  | General Purpose Replacement | A19 | E26 (Medium) | Damp Location Rated,Recessed Fixtures Damp Location Rated,Recessed Fixtures Home / Light Bulbs / LED / Maxlite - 14099394 - E9A19DLED27/G8 Enclosed Rated; Damp Location Rated; Energy Star Certified 9W A19 LED Lamp - 800 Lumens - Warm White (2700K) - 80 CRI - 25000 hrs. - E26 (Medium) - 120 to 130V - Frost Maxlite - 14099394 - E9A19DLED27/G8 | 2700 | 83 | 800 | 88.8889 | 25000 | 9 | 1 | 3.55 | 3.55 | 4.1714 | 2020Q3 | https://shop.regencylighting.com/lamps/led/e9a19dled27-g8-mxt.html | Regency Lighting | 2020 | Yes
LED Lighting | A-Type | Maxlite | True |  | General Purpose Replacement | A19 | E26 (Medium) | Damp Location Rated Damp Location Rated Home / Light Bulbs / LED / Maxlite - 14099397 - E9A19DLED30/G6 Enclosed Rated 9W A19 LED Lamp - Universal - 800 Lumens - Warm White (3000K) - 82 CRI - 25000 Hours - E26 (Medium) - 120 to 130V Maxlite - 14099397 - E9A19DLED30/G6 | 3000 | 83 | 800 | 88.8889 | 25000 | 9 | 1 | 3.36 | 3.36 | 3.9481 | 2020Q3 | https://shop.regencylighting.com/lamps/led/e9a19dled30-g6-mxt.html | Regency Lighting | 2020 | Yes
LED Lighting | A-Type | Maxlite | True |  | General Purpose Replacement | A19 | E26 (Medium) | Damp Location Rated,Recessed Fixtures Damp Location Rated,Recessed Fixtures Home / Light Bulbs / LED / Maxlite - 14099397 - E9A19DLED30/G7 Suitable for Damp Locations; Suitable for Fully Enclosed Fixtures 9W A19 LED Lamp - Universal - 800 Lumens - Warm White (3000K) - 88 CRI - 25000 hrs. - E26 (Medium) - 120 to 130V Maxlite - 14099397 - E9A19DLED30/G7 | 3000 | 82 | 800 | 88.8889 | 25000 | 9 | 1 | 3.36 | 3.36 | 3.9481 | 2020Q3 | https://shop.regencylighting.com/lamps/led/e9a19dled30-g7-mxt.html | Regency Lighting | 2020 | Yes
LED Lighting | A-Type | Maxlite | True |  | General Purpose Replacement | A19 | E26 (Medium) | Damp Location Rated Damp Location Rated Home / Light Bulbs / LED / Maxlite - 14099398 - E9A19DLED40/G6 Enclosed Rated 9W A19 LED Lamp - Universal - 800 Lumens - Cool White (4000K) - 84 CRI - 25000 Hours - E26 (Medium) - 120 to 130V Maxlite - 14099398 - E9A19DLED40/G6 | 4000 | 84 | 800 | 88.8889 | 25000 | 9 | 1 | 3.36 | 3.36 | 3.9481 | 2020Q3 | https://shop.regencylighting.com/lamps/led/e9a19dled40-g6-mxt.html | Regency Lighting | 2020 | Yes
LED Lighting | A-Type | Maxlite | True |  | General Purpose Replacement | A19 | E26 (Medium) | Damp Location Rated,Recessed Fixtures Damp Location Rated,Recessed Fixtures Home / Light Bulbs / LED / Maxlite - 14099398 - E9A19DLED40/G7 Suitable for Damp Locations; Suitable for Fully Enclosed Fixtures; Energy Star Qualified 9W A19 LED Lamp - Universal - 800 Lumens - Cool White (4000K) - 80 CRI - 25000 hrs. - E26 (Medium) - 120 to 130V Maxlite - 14099398 - E9A19DLED40/G7 | 4000 | 83 | 800 | 88.8889 | 25000 | 9 | 1 | 3.55 | 3.55 | 4.1714 | 2020Q3 | https://shop.regencylighting.com/lamps/led/e9a19dled40-g7-mxt.html | Regency Lighting | 2020 | Yes
LED Lighting | A-Type | Maxlite | True |  | General Purpose Replacement | A19 | E26 (Medium) | Damp Location Rated,Recessed Fixtures Damp Location Rated,Recessed Fixtures Home / Light Bulbs / LED / Maxlite - 14099398 - E9A19DLED40/G8 Enclosed Rated; Damp Location Rated; Energy Star Certified 9W A19 LED Lamp - Universal - 800 Lumens - Cool White (4000K) - 80 CRI - 25000 hrs. - E26 (Medium) - 120 to 130V - Frost Maxlite - 14099398 - E9A19DLED40/G8 | 4000 | 83 | 800 | 88.8889 | 25000 | 9 | 1 | 3.55 | 3.55 | 4.1714 | 2020Q3 | https://shop.regencylighting.com/lamps/led/e9a19dled40-g8-mxt.html | Regency Lighting | 2020 | Yes
LED Lighting | A-Type | Maxlite | True |  | General Purpose Replacement | A19 | GU24 | Damp Location Rated Damp Location Rated Home / Light Bulbs / LED / Maxlite - 14099408 - E9A19GUDLED27/G6 Enclosed Rated 9W A19 LED Lamp - Universal - 800 Lumens - Warm White (2700K) - 80 CRI - 25000 Hours - GU24 (Bi-Pin / Twist & Lock) - 120 to 130V Maxlite - 14099408 - E9A19GUDLED27/G6 | 2700 | 82 | 800 | 88.8889 | 25000 | 9 | 1 | 3.74 | 3.74 | 4.3946 | 2020Q3 | https://shop.regencylighting.com/lamps/led/e9a19gudled27-g6-mxt.html | Regency Lighting | 2020 | Yes
LED Lighting | A-Type | Maxlite | True |  | General Purpose Replacement | A19 | GU24 | Damp Location Rated,Recessed Fixtures Damp Location Rated,Recessed Fixtures Home / Light Bulbs / LED / Maxlite - 14099408 - E9A19GUDLED27/G7 Suitable for Damp Locations; Suitable for Fully Enclosed Fixtures 9W A19 LED Lamp - Universal - 800 Lumens - Warm White (2700K) - 89 CRI - 25000 hrs. - GU24 (Bi-Pin / Twist & Lock) - 120 to 130V Maxlite - 14099408 - E9A19GUDLED27/G7 | 2700 | 81 | 800 | 88.8889 | 25000 | 9 | 1 | 3.93 | 3.93 | 4.6179 | 2020Q3 | https://shop.regencylighting.com/lamps/led/e9a19gudled27-g7-mxt.html | Regency Lighting | 2020 | Yes
LED Lighting | A-Type | Maxlite | True |  | General Purpose Replacement | A19 | GU24 | Damp Location Rated,Recessed Fixtures Damp Location Rated,Recessed Fixtures Home / Light Bulbs / LED / Maxlite - 14099409 - E9A19GUDLED30/G7 Suitable for Damp Locations; Suitable for Fully Enclosed Fixtures; Energy Star Qualified 9W A19 LED Lamp - Universal - 800 Lumens - Warm White (3000K) - 80 CRI - 25000 hrs. - GU24 (Bi-Pin / Twist & Lock) - 120 to 130V Maxlite - 14099409 - E9A19GUDLED30/G7 | 3000 | 82 | 800 | 88.8889 | 25000 | 9 | 1 | 3.74 | 3.74 | 4.3946 | 2020Q3 | https://shop.regencylighting.com/lamps/led/e9a19gudled30-g7-mxt.html | Regency Lighting | 2020 | Yes
LED Lighting | A-Type | Maxlite | True |  | General Purpose Replacement | A19 | GU24 | Damp Location Rated,Recessed Fixtures Damp Location Rated,Recessed Fixtures Home / Light Bulbs / LED / Maxlite - 14099410 - E9A19GUDLED40/G7 Approved for Enclosed Fixtures; Damp Location Rated; Energy Star Rated 9W A19 LED Lamp - 800 Lumens - Cool White (4000K) - 80 CRI - 25000 Hours - GU24 (Bi-Pin / Twist & Lock) - 120 to 130V - Frost Maxlite - 14099410 - E9A19GUDLED40/G7 | 4000 | 83 | 800 | 88.8889 | 25000 | 9 | 1 | 3.93 | 3.93 | 4.6179 | 2020Q3 | https://shop.regencylighting.com/lamps/led/e9a19gudled40-g7-mxt.html | Regency Lighting | 2020 | Yes
LED Lighting | A-Type | Maxlite | False |  | General Purpose Replacement | A19 | E26 (Medium) | Damp Location Rated Damp Location Rated Home / Light Bulbs / LED / Maxlite - E9A19ND27-149 Enclosed Rated 9W A19 LED Lamp - Universal - 800 Lumens - Warm White (2700K) - 84 CRI - 25000 Hours - E26 (Medium) - 120 to 130V Maxlite - E9A19ND27-149 | 2700 | 84 | 800 | 88.8889 | 15000 | 9 | 1 | 2.84 | 2.84 | 3.3371 | 2020Q3 | https://shop.regencylighting.com/lamps/led/e9a19nd27-149-mxt.html | Regency Lighting | 2020 | Yes
LED Lighting | A-Type | TCP | False |  | General Purpose Replacement | A19 | E26 (Medium) | Damp Location Rated Damp Location Rated Home / Light Bulbs / LED / TCP - L60A19N1530K Damp Location Rated; Energy Star Rated 9W A19 LED Lamp - Universal - 800 Lumens - Warm White (3000K) - 80 CRI - 15000 hrs. - E26 (Medium) - 120 to 130V TCP - L60A19N1530K | 3000 | 83 | 800 | 88.8889 | 15000 | 9 | 1 | 2.39 | 2.39 | 2.8083 | 2020Q3 | https://shop.regencylighting.com/lamps/led/l60a19n1530k-tcp.html | Regency Lighting | 2020 | Yes
LED Lighting | A-Type | TCP | True |  | General Purpose Replacement | A19 | E26 (Medium) | Damp Location Rated Damp Location Rated Home / Light Bulbs / LED / TCP - L9A19D1527K Energy Star; Durable Plastic Housing; Enclosed Fixture Rated; Damp Location Rated 9W A19 LED Lamp - Universal - 800 Lumens - Warm White (2700K) - 80 CRI - 15000 Hours - E26 (Medium) - 120 to 130V TCP - L9A19D1527K | 2700 | 81 | 800 | 88.8889 | 15000 | 9 | 1 | 3.26 | 3.26 | 3.8306 | 2020Q3 | https://shop.regencylighting.com/lamps/led/l9a19d1527k-tcp.html | Regency Lighting | 2020 | Yes
LED Lighting | A-Type | TCP | True |  | General Purpose Replacement | A19 | E26 (Medium) | Damp Location Rated Damp Location Rated Home / Light Bulbs / LED / TCP - L9A19D1530K Energy Star; Durable Plastic Housing; Enclosed Fixture Rated; Damp Location Rated 9W A19 LED Lamp - Universal - 800 Lumens - Warm White (3000K) - 80 CRI - 15000 Hours - E26 (Medium) - 120 to 130V - White TCP - L9A19D1530K | 3000 | 82 | 800 | 88.8889 | 15000 | 9 | 48 | 156.48 | 3.26 | 3.8306 | 2020Q3 | https://shop.regencylighting.com/lamps/led/l9a19d1530k-tcp.html | Regency Lighting | 2020 | Yes
LED Lighting | A-Type | TCP | True |  | General Purpose Replacement | A19 | E26 (Medium) | Damp Location Rated Damp Location Rated Home / Light Bulbs / LED / TCP - L9A19D2527K Energy Star; Durable Plastic Housing; Enclosed Fixture Rated; Damp Location Rated 9W A19 LED Lamp - Universal - 800 Lumens - Warm White (2700K) - 80 CRI - 25000 Hours - E26 (Medium) - 120 to 130V - White TCP - L9A19D2527K | 2700 | 81 | 800 | 88.8889 | 25000 | 9 | 48 | 156.48 | 3.26 | 3.8306 | 2020Q3 | https://shop.regencylighting.com/lamps/led/l9a19d2527k-tcp.html | Regency Lighting | 2020 | Yes
LED Lighting | A-Type | TCP | True |  | General Purpose Replacement | A19 | E26 (Medium) | Damp Location Rated Damp Location Rated Home / Light Bulbs / LED / TCP - L9A19D2530K Energy Star; Durable Plastic Housing; Enclosed Fixture Rated; Damp Location Rated 9W A19 LED Lamp - Universal - 800 Lumens - Warm White (3000K) - 80 CRI - 25000 Hours - E26 (Medium) - 120 to 130V TCP - L9A19D2530K | 3000 | 82 | 800 | 88.8889 | 20000 | 9 | 1 | 3.26 | 3.26 | 3.8306 | 2020Q3 | https://shop.regencylighting.com/lamps/led/l9a19d2530k-tcp.html | Regency Lighting | 2020 | Yes
LED Lighting | A-Type | Sylvania | True | Daylighting/Photocell, | General Purpose Replacement | A19 | E26 (Medium) | Damp Location Rated,Use With Timers,Use With Photo and/or Motion Sensors,Recessed Fixtures Damp Location Rated,Use With Timers,Use With Photo and/or Motion Sensors,Recessed Fixtures Home / Light Bulbs / LED / Sylvania - 74687 - LED9A19DIMO827UB A19 LED Lamp; Suitable for Rough Locations; Instant On; Suitable for Damp Locations 9W A19 LED Lamp - Universal - 800 Lumens - Warm White (2700K) - 80 CRI - 15000 Hours - E26 (Medium) - 120 to 130V - Frost Sylvania - 74687 - LED9A19DIMO827UB | 2700 | 83 | 800 | 88.8889 | 25000 | 9 | 1 | 4.76 | 4.76 | 5.5932 | 2020Q3 | https://shop.regencylighting.com/lamps/led/led9a19dimo827ub-74687.html | Regency Lighting | 2020 | Yes
LED Lighting | A-Type | Sylvania | True | Daylighting/Photocell, | General Purpose Replacement | A19 | E26 (Medium) | Damp Location Rated,Use With Timers,Not for Use in Recessed Fixtures,Use With Photo and/or Motion Sensors Damp Location Rated,Use With Timers,Not for Use in Recessed Fixtures,Use With Photo and/or Motion Sensors Home / Light Bulbs / LED / Sylvania - 71185 - LED9A19DIMO835UB 6/CS 1/SKU A19 LED Lamp 9W A19 LED Lamp - Universal - 800 Lumens - Neutral White (3500K) - 80 CRI - 15000 Hours - E26 (Medium) - 120 to 130V - Frost Sylvania - 71185 - LED9A19DIMO835UB 6/CS 1/SKU | 2700 | 83 | 800 | 88.8889 | 15000 | 9 | 1 | 4.76 | 4.76 | 5.5932 | 2020Q3 | https://shop.regencylighting.com/lamps/led/led9a19dimo835ub-6-cs-1-sku-71185.html | Regency Lighting | 2020 | Yes
LED Lighting | A-Type | Sylvania | True | Daylighting/Photocell, | General Purpose Replacement | A19 | E26 (Medium) | Damp Location Rated,Use With Timers,Not for Use in Recessed Fixtures,Use With Photo and/or Motion Sensors Damp Location Rated,Use With Timers,Not for Use in Recessed Fixtures,Use With Photo and/or Motion Sensors Home / Light Bulbs / LED / Sylvania - 78037 - LED9A19DIMO835URP Lamp Finish Frosted 9W A19 LED Lamp - Universal - 800 Lumens - Neutral White (3500K) - 80 CRI - 15000 Hours - E26 (Medium) - 120 to 130V - Frost Sylvania - 78037 - LED9A19DIMO835URP | 2700 | 83 | 800 | 88.8889 | 15000 | 9 | 6 | 865.92 | 144.32 | 169.5816 | 2020Q3 | https://shop.regencylighting.com/lamps/led/led9a19dimo835urp-78037.html | Regency Lighting | 2020 | Yes
LED Lighting | A-Type | Sylvania | True | Daylighting/Photocell, | General Purpose Replacement | A19 | E26 (Medium) | Damp Location Rated,Use With Timers,Not for Use in Recessed Fixtures,Use With Photo and/or Motion Sensors Damp Location Rated,Use With Timers,Not for Use in Recessed Fixtures,Use With Photo and/or Motion Sensors Home / Light Bulbs / LED / Sylvania - 78066 - LED9A19DIMO850UB A19 LED Lamp 9W A19 LED Lamp - Universal - 800 Lumens - Daylight (5000K) - 80 CRI - 15000 Hours - E26 (Medium) - 120 to 130V - Frost Sylvania - 78066 - LED9A19DIMO850UB | 2700 | 83 | 800 | 88.8889 | 15000 | 9 | 1 | 4.74 | 4.74 | 5.5697 | 2020Q3 | https://shop.regencylighting.com/lamps/led/led9a19dimo850ub-78066.html | Regency Lighting | 2020 | Yes
LED Lighting | A-Type | Sylvania | True | Daylighting/Photocell, | General Purpose Replacement | A19 | E26 (Medium) | Damp Location Rated,Use With Timers,Not for Use in Recessed Fixtures,Use With Photo and/or Motion Sensors Damp Location Rated,Use With Timers,Not for Use in Recessed Fixtures,Use With Photo and/or Motion Sensors Home / Light Bulbs / LED / Sylvania - 78039 - LED9A19DIMO850URP Lamp Finish Frosted 9W A19 LED Lamp - Universal - 800 Lumens - Daylight (5000K) - 80 CRI - 15000 Hours - E26 (Medium) - 120 to 130V - Frost Sylvania - 78039 - LED9A19DIMO850URP | 2700 | 83 | 800 | 88.8889 | 15000 | 9 | 1 | 72.16 | 72.16 | 84.7908 | 2020Q3 | https://shop.regencylighting.com/lamps/led/led9a19dimo850urp-78039.html | Regency Lighting | 2020 | Yes
LED Lighting | A-Type | TCP | True |  | General Purpose Replacement | A19 | E26 (Medium) | Damp Location Rated Damp Location Rated Description Producing a halogen color, this LED A19 bulb features a standard shape that can be used in a variety of residential applications including table lamps, floor lamps, and ceiling fans. Energy efficient replacement for 60-Watt incandescents Can be used in enclosed fixtures Frosted for diffused lighting Dimmable 800 Lumens - 3000 Kelvin - 120 Volt - TCP L9A19D2530K LED A19 - 9 Watt - 60 Watt Equal - Halogen Match | 3000 | 82 | 800 | 88.8889 | 20000 | 9 | 12 | 27.84 | 2.32 | 2.7261 | 2020Q3 | https://www.1000bulbs.com/product/202193/TCP-10089.html | 1000bulbs.com | 2020 | Yes
LED Lighting | A-Type | TCP |  |  | General Purpose Replacement | A19 | E26 (Medium) | Damp Location Rated Damp Location Rated Description This LED A19 saves up to 85% in energy when replacing an incandescent and lasts longer to reduce the frequency of bulb replacements. Shatter-resistant lens reduces chance of breakage Color provides a welcoming incandescent glow Evenly diffused lighting 800 Lumens - 2700 Kelvin - 120 Volt - TCP L60A19N1527K LED A19 - 9 Watt - 60 Watt Equal - Incandescent Match | 2700 | 82 | 800 | 88.8889 | 15000 | 9 | 12 | 18.12 | 1.51 | 1.7743 | 2020Q3 | https://www.1000bulbs.com/product/210390/TCP-10245.html | 1000bulbs.com | 2020 | Yes
LED Lighting | A-Type | TCP |  |  | General Purpose Replacement | A19 | E26 (Medium) | Damp Location Rated Damp Location Rated Description Improve your lighting by replacing an incandescent or CFL with this LED A19 bulb that provides uniform lighting. Lasts 10 times longer than incandescents Frosted lens is shatter-resistant Energy savings of up to 85% Instant on 800 Lumens - 3000 Kelvin - 120 Volt - TCP L60A19N1530K LED A19 - 9 Watt - 60 Watt Equal - Halogen Match | 3000 | 83 | 800 | 88.8889 | 15000 | 9 | 12 | 18.12 | 1.51 | 1.7743 | 2020Q3 | https://www.1000bulbs.com/product/210391/TCP-10246.html | 1000bulbs.com | 2020 | Yes
LED Lighting | A-Type | 90Plus Lighting | True |  | General Purpose Replacement | A19 | E26 (Medium) | Damp Location Rated,Recessed Fixtures Damp Location Rated,Recessed Fixtures Description A wonderful alternative to 60-Watt incandescents, this LED A19 bulb provides a soft white light for a relaxing and cozy atmosphere in any room. Long-lasting use and fewer bulb replacements High CRI provides accurate color rendering Dimmable for adjustable brightness Steady, constant light Color Corrected - CRI 93 - 800 Lumens - 2700 Kelvin - Medium Base - 120 Volt - 90+ Lighting SE-350.069 LED A19 - 9 Watt - 60 Watt Equal - Incandescent Match | 2700 | 93 | 800 | 88.8889 | 25000 | 9 | 12 | 44.52 | 3.71 | 4.3594 | 2020Q3 | https://www.1000bulbs.com/product/210724/PLT-11449.html | 1000bulbs.com | 2020 | Yes
LED Lighting | A-Type | 90Plus Lighting | True |  | General Purpose Replacement | A19 | E26 (Medium) | Damp Location Rated,Recessed Fixtures Damp Location Rated,Recessed Fixtures Description Save up to 80% in energy costs while maintaining the classic style of your older incandescent bulbs with this LED A19 bulb. 90 CRI for accurate and radiant colors Reliable, steady light Dims down to 1% Color Corrected - CRI 93 - 800 Lumens - 3000 Kelvin - 120 Volt - 90+ Lighting SE-350.070 LED A19 - 9 Watt - 60 Watt Equal - Halogen Match | 3000 | 93 | 800 | 88.8889 | 25000 | 9 | 12 | 41.64 | 3.47 | 4.0774 | 2020Q3 | https://www.1000bulbs.com/product/210740/PLT-11450.html | 1000bulbs.com | 2020 | Yes
LED Lighting | Decorative | Green Creative |  |  | PL-L (Twin Tube Long) |  | 2G11 (4-Pin) | Home Lamps, Bulbs, Ballasts Bulbs - LED LED - Tube Type LED - 4-Pin Base LED Direct PLL Lamp, 13W, Bulb: PL-L (Twin Tube Long), Base: 4-Pin (2G11), Lumens: 2100, CRI: 80, Color Temperature: 3500K, Rated Average Life (L70): 50,000 Hrs, Input Voltage: Ballast Dependent. Replaces 40W/36W PLL Fluorescent lamp. G.C. Prod. # 98478, Mdl.# 13PLL/835/GL/DIR. Compatible with Instant / Program start electronic ballasts. * Ballast dependent, refer to www.greencreative.com for full compatibility list. Green Creative 13PLL/835/GL/DIR (98478) LED Lamp, 13W, 3500K, 2G11 | 3500 | 82 | 2100 | 161.5385 |  | 13 | 1 | 21.64 | 21.64 | 25.4278 | 2020Q3 | https://www.platt.com/platt-electric-supply/LED-Tube-Type-4-Pin-Base/Green-Creative/13PLL-835-GL-DIR-98478-/product.aspx?zpid=1385016 | Platt | 2020 | No
LED Lighting | Decorative | Green Creative |  |  | PL-L (Twin Tube Long) |  | 4-Pin (2G11) | Home Lamps, Bulbs, Ballasts Bulbs - LED LED - Tube Type LED - 4-Pin Base LED Lamp, 13W, Bulb: PL-L (Twin Tube Long), Base: 4-Pin (2G11), Lumens: 2100, CRI: 80, Color Temperature: 4000K, Rated Average Life: 50,000 Hrs, Input Voltage: Ballast Dependent Green Creative 98479 13PLL/840/GL/DIR LED Lamp, 13W, 4000K, 2G11 | 4000 |  | 2100 | 144.8276 |  | 14.5 | 1 | 21.64 | 21.64 | 25.4278 | 2020Q3 | https://www.platt.com/platt-electric-supply/LED-Tube-Type-4-Pin-Base/Green-Creative/98479-13PLL-840-GL-DIR/product.aspx?zpid=1385124 | Platt | 2020 | No
LED Lighting | Decorative | Green Creative |  |  | PL-L (Twin Tube Long) |  | 4-Pin (2G11) | Home Lamps, Bulbs, Ballasts Bulbs - LED LED - Tube Type LED - 4-Pin Base LED Lamp, 14.5W, Bulb: PL-L (Twin Tube Long), Base: 4-Pin (2G11), Lumens: 1950, CRI: 80, Color Temperature: 3500K, Rated Average Life: 50,000 Hrs, Input Voltage: Ballast Dependent Green Creative 98488 14.5PLL/835/GL/DIR LED Lamp, 14.5W, 3500K, 2G11 | 3500 |  | 1950 | 134.4828 |  | 14.5 | 1 | 21.64 | 21.64 | 25.4278 | 2020Q3 | https://www.platt.com/platt-electric-supply/LED-Tube-Type-4-Pin-Base/Green-Creative/98488-14-5PLL-835-GL-DIR/product.aspx?zpid=1385125 | Platt | 2020 | No
LED Lighting | Decorative | Philips Lighting |  |  |  |  | 4-Pin (2G11) | Home Lamps, Bulbs, Ballasts Bulbs - LED LED - Tube Type LED - 4-Pin Base LED PL-L Lamp, 16.5W, 100-277, 347V, Base: 2G11, CRI: 82, Lumens: 2200, Color Temperature: 3000K, Beam: 160, Rated Life: 50,000 Hrs. Philips Lighting 16.5PL-L/PER/22/830/IF22/P 4P LED PL-L Lamp, 16.5W | 3000 | 82 | 2200 | 133.3333 |  | 16.5 | 1 | 18.53 | 18.53 | 21.7735 | 2020Q3 | https://www.platt.com/platt-electric-supply/LED-Tube-Type-4-Pin-Base/Philips-Lighting/16-5PL-L-PER-22-830-IF22-P-4P/product.aspx?zpid=1275900 | Platt | 2020 | No
LED Lighting | Decorative | Philips Lighting |  |  |  |  | 2G11 (4-Pin) | Home Lamps, Bulbs, Ballasts Bulbs - LED LED - Tube Type LED - 4-Pin Base LED Replacement Lamp: 16.5W LED Lamp sub for 4-Pin Base: 2G11, 70-110V, Color: 3500K, CRI: 82. Lumens: 2200, Replaces CFL PL-L Lamp. ***Philips Part #: 53290-3*** Philips Lighting 16.5PL-L/PER/22/835/IF22/P 4P 16.5W LED, PL-L | 3500 | 82 | 2200 | 133.3333 |  | 16.5 | 1 | 18.53 | 18.53 | 21.7735 | 2020Q3 | https://www.platt.com/platt-electric-supply/LED-Tube-Type-4-Pin-Base/Philips-Lighting/16-5PL-L-PER-22-835-IF22-P-4P/product.aspx?zpid=1275891 | Platt | 2020 | No
LED Lighting | Decorative | Philips Lighting |  |  |  |  | 2G11 (4-Pin) | Home Lamps, Bulbs, Ballasts Bulbs - LED LED - Tube Type LED - 4-Pin Base LED PL-L 4pin Lamp, 16.5W, CRI: 82, Lumens: 2300, Color Temperature: 4000K, Rated Life: 50,000 Hrs. Philips p/n 532911 ***Warning: Philips MasterClass LED PL Lamps Will Only Operate Properly On Compatible Electronic Ballasts*** Philips Lighting 16.5PL-L/PER/22/840/IF23/P 4P LED PL-L 4pin Lamp | 4000 | 82 | 2300 | 139.3939 |  | 16.5 | 1 | 18.53 | 18.53 | 21.7735 | 2020Q3 | https://www.platt.com/platt-electric-supply/LED-Tube-Type-4-Pin-Base/Philips-Lighting/16-5PL-L-PER-22-840-IF23-P-4P/product.aspx?zpid=1275902 | Platt | 2020 | No
LED Lighting | Decorative | Satco |  |  | PL-L (Twin Tube Long) |  | 2G11 (4-Pin) | Home Lamps, Bulbs, Ballasts Bulbs - LED LED - Tube Type LED - 4-Pin Base 23 watt PLL LED ballast bypass; 2G11 base; 2600 Lumens; 120-277 volts; 3500K. Replaces 40 watt CFLs. No ballast or driver required. Direct wire 120-277V line voltage. All glass tube. Satco S9950 23W, PL-L LED Ballast Bypass | 3500 | 82 | 2600 | 113.0435 |  | 23 | 1 | 18.29 | 18.29 | 21.4915 | 2020Q3 | https://www.platt.com/platt-electric-supply/LED-Tube-Type-4-Pin-Base/Satco/S9950/product.aspx?zpid=1349747 | Platt | 2020 | No
LED Lighting | Decorative | Philips Lighting | True |  |  | BA11 (Bent Tip) | Candelabra Screw (E12) | Home Lamps, Bulbs, Ballasts Bulbs - LED LED - Decorative Lamps - Bent Tip 4.5BA11/LEDFILAMENT/820/CL-A/DIM-120V Dimmable LED Lamp, 4.5W, 120V, Bulb: Bent Tip Candle (BA11), Base: Candelabra Screw (E12), Lumens: 350. Color Temperature: 2000K. Finish: Clear/Amber. *** No Longer Made *** See Sub, Platt # 1416464: 4.5BA11/VIN/820/E12/CL/GL/DIM 4.1BC T20 *** Dimmable LED Lamp, 4.5W, 120V, Bent Tip, Amber Philips Lighting 4.5BA11/LEDFILAMENT/820/CL-A/DIM-120V Dimmable LED Lamp, 4.5W, 120V, Bent Tip, Amber | 2000 |  | 350 | 70 |  | 5 | 1 | 6.48 | 6.48 | 7.6143 | 2020Q3 | https://www.rexelusa.com/usr/Root-Category/Lamps,-Bulbs,-Ballasts/Bulbs---LED/LED---Decorative/Lamps---Bent-Tip/Philips-Lighting-4-5BA11-LEDFILAMENT-820-CL-A-DIM-120V-Dimmable-LED-Lamp,-4-5W,-120V,-Bent-Tip,-Amber/p/1060149?prevPageNumber=78 | Rexel Energy Solutions | 2020 | Yes
LED Lighting | Decorative | Philips Lighting | True |  |  | B12 (Blunt Tip) | Candelabra Screw (E12) | Home Lamps, Bulbs, Ballasts Bulbs - LED LED - Decorative Lamps - Bent Tip 4.5BA12/LED/827-22/E12/DIM-120V Dimmable LED Lamp, 4.5W, 120V, Bulb: Bent Tip Candle (BA12), Base: Candelabra Screw (E12), Lumens: 330, CRI: 80, Color Temperature: 2700K-2200K, Rated Average Life: 15,000 Hrs. Finish: Clear. This lamp is ENERGY STAR® Rated. *Philips Part #45721-8, Mdl.# 9290011671. WARMGLOW 4.5W DIMMABLE CLEAR BENT TIP LED. 40W Equivalent. Case Quantity: 10. Dimmable LED Lamp, Bent Tip, 4.5W, 120V Philips Lighting 4.5BA12/LED/827-22/E12/DIM-120V Dimmable LED Lamp, Bent Tip, 4.5W, 120V | 2700 | 80 | 330 | 66 |  | 5 | 1 | 6.19 | 6.19 | 7.2735 | 2020Q3 | https://www.rexelusa.com/usr/Root-Category/Lamps,-Bulbs,-Ballasts/Bulbs---LED/LED---Decorative/Lamps---Bent-Tip/Philips-Lighting-4-5BA12-LED-827-22-E12-DIM-120V-Dimmable-LED-Lamp,-Bent-Tip,-4-5W,-120V/p/889219?prevPageNumber=10 | Rexel Energy Solutions | 2020 | Yes
LED Lighting | Decorative | Philips Lighting | True |  |  | BA12 (Bent Tip) | Medium Screw (E26) | Home Lamps, Bulbs, Ballasts Bulbs - LED LED - Decorative Lamps - Bent Tip 4.5BA12/LED/827-22/E26/DIM-120V Dimmable LED Lamp, 4.5W, 120V, Bulb: Bent Tip Candle (BA12), Base: Medium Screw (E26), Lumens: 330, CRI: 80, Color Temperature: 2700K, Rated Average Life: 25,000 Hrs. Finish: Clear. *Philips Part #458182, 40W Equivalent. Case Quantity: 10. LED Lamp, Dimmable, BA12, 4.5W, 120V, Medium Base Philips Lighting 4.5BA12/LED/827-22/E26/DIM-120V LED Lamp, Dimmable, BA12, 4.5W, 120V, Medium Base | 2700 | 80 | 330 | 66 |  | 5 | 1 | 6.19 | 6.19 | 7.2735 | 2020Q3 | https://www.rexelusa.com/usr/Root-Category/Lamps,-Bulbs,-Ballasts/Bulbs---LED/LED---Decorative/Lamps---Bent-Tip/Philips-Lighting-4-5BA12-LED-827-22-E26-DIM-120V-LED-Lamp,-Dimmable,-BA12,-4-5W,-120V,-Medium-Base/p/938945?prevPageNumber=96 | Rexel Energy Solutions | 2020 | Yes
LED Lighting | Decorative | Green Creative | True |  |  | B11 (Blunt Tip) | Candelabra Screw (E12) | Home Lamps, Bulbs, Ballasts Bulbs - LED LED - Decorative Lamps - Blunt Tip 4.5B11DIM/827 Dimmable LED Lamp, 4.5W, 120V, Bulb: Blunt Tip Candle (B11), Base: Candelabra Screw (E12), Lumens: 300, CRI: 80, Color Temperature: 2700K, Rated Average Life: 25,000 Hrs. Dimmable LED Lamp, 4.5W, 120V, 2700K Green Creative 4.5B11DIM/827 Dimmable LED Lamp, 4.5W, 120V, 2700K | 2700 | 80 | 300 | 54.5455 |  | 5.5 | 1 | 14.76 | 14.76 | 17.3436 | 2020Q3 | https://www.rexelusa.com/usr/Root-Category/Lamps,-Bulbs,-Ballasts/Bulbs---LED/LED---Decorative/Lamps---Blunt-Tip/Green-Creative-4-5B11DIM-827-Dimmable-LED-Lamp,-4-5W,-120V,-2700K/p/910898?prevPageNumber=36 | Rexel Energy Solutions | 2020 | Yes
LED Lighting | Decorative | Philips Lighting | True |  |  | B12 (Blunt Tip) | Candelabra Screw (E12) | Home Lamps, Bulbs, Ballasts Bulbs - LED LED - Decorative Lamps - Blunt Tip 3.5B12/LED/827-22/E12/DIM-120V Dimmable LED Lamp, 2.7 Watt, 120V, Bulb: BA12 (Blunt Tip), Base: Candelabra Screw (E12), Lumens: 180, CRI: 80, Color Temperature: 2700K, Rated Average Life: 25000 Hours, Lamp Finish: Clear *Philips Part # 457234* Dimmable LED Lamp, 2.7 Watt, 120V, BA12 Philips Lighting 3.5B12/LED/827-22/E12/DIM-120V Dimmable LED Lamp, 2.7 Watt, 120V, BA12 | 2700 | 80 | 180 | 66.6667 | 25000 | 2.7 | 1 | 6.19 | 6.19 | 7.2735 | 2020Q3 | https://www.rexelusa.com/usr/Root-Category/Lamps,-Bulbs,-Ballasts/Bulbs---LED/LED---Decorative/Lamps---Blunt-Tip/Philips-Lighting-3-5B12-LED-827-22-E12-DIM-120V-Dimmable-LED-Lamp,-2-7-Watt,-120V,-BA12/p/923769?prevPageNumber=21 | Rexel Energy Solutions | 2020 | Yes
LED Lighting | Decorative | Philips Lighting | True |  |  | B11 (Blunt Tip) | Candelabra Screw (E12) | Home Lamps, Bulbs, Ballasts Bulbs - LED LED - Decorative Lamps - Blunt Tip 4.5B11/LED/827/E12/DIM-120V Dimmable LED Lamp, 4.5 Watt, 120 Volt, Bulb: Blunt Tip Candle, Base: Candelabra Screw (E12), Lumens: 300, CRI: 80, Color Temperature: 2700K, Rated Average Life: 15,000 Hours,Finish: Clear. *Philips Part # 461874, Standard Incandescent 40W Equivalent. Dimmable LED Lamp, Blunt Tip, 4.5W, 120V Philips Lighting 4.5B11/LED/827/E12/DIM-120V Dimmable LED Lamp, Blunt Tip, 4.5W, 120V | 2700 | 80 | 300 | 60 | 15000 | 5 | 1 | 3.98 | 3.98 | 4.6767 | 2020Q3 | https://www.rexelusa.com/usr/Root-Category/Lamps,-Bulbs,-Ballasts/Bulbs---LED/LED---Decorative/Lamps---Blunt-Tip/Philips-Lighting-4-5B11-LED-827-E12-DIM-120V-Dimmable-LED-Lamp,-Blunt-Tip,-4-5W,-120V/p/1061125?prevPageNumber=37 | Rexel Energy Solutions | 2020 | Yes
LED Lighting | Decorative | Philips Lighting | True |  |  | B12 (Blunt Tip) | Candelabra Screw (E12) | Home Lamps, Bulbs, Ballasts Bulbs - LED LED - Decorative Lamps - Blunt Tip 4.5B12/LED/827-22/E12/DIM-120V Dimmable LED Lamp, 4.5W, 120V, Bulb: Blunt Tip Candle, Base: Candelabra Screw (E12), Lumens: 330, CRI: 80, Color Temperature: 2700K, Rated Average Life: 15,000 Hrs. This lamp is ENERGY STAR® Certified. Finish: Clear. *Philips Part # 457127, Mdl# 9290011670. Standard Incandescent 40W Equivalent. Dimmable LED Lamp, Blunt Tip, 4.5W, 120V Philips Lighting 4.5B12/LED/827-22/E12/DIM-120V Dimmable LED Lamp, Blunt Tip, 4.5W, 120V | 2700 | 80 | 330 | 73.3333 |  | 4.5 | 1 | 6.19 | 6.19 | 7.2735 | 2020Q3 | https://www.rexelusa.com/usr/Root-Category/Lamps,-Bulbs,-Ballasts/Bulbs---LED/LED---Decorative/Lamps---Blunt-Tip/Philips-Lighting-4-5B12-LED-827-22-E12-DIM-120V-Dimmable-LED-Lamp,-Blunt-Tip,-4-5W,-120V/p/895330?prevPageNumber=13 | Rexel Energy Solutions | 2020 | Yes
LED Lighting | Decorative | Philips Lighting | True |  |  | B12 (Blunt Tip) | Medium Screw (E26) | Home Lamps, Bulbs, Ballasts Bulbs - LED LED - Decorative Lamps - Blunt Tip 4.5B12/LED/827-22/E26/DIM-120V Dimmable LED Lamp, 4.5W, 120V, Bulb: Blunt Tip Candle, Base: Medium Screw (E26), Lumens: 330, CRI: 80, Color Temperature: 2700K, Rated Average Life: 15,000 Hrs. This lamp is ENERGY STAR® Certified. Finish: Clear. *Philips Part # 45719-2, Mdl# 9290011673. Standard Incandescent 40W Equivalent. Dimmable LED Lamp, Blunt Tip, 4.5W, 120V Philips Lighting 4.5B12/LED/827-22/E26/DIM-120V Dimmable LED Lamp, Blunt Tip, 4.5W, 120V | 2700 | 90 | 330 | 66 |  | 5 | 1 | 6.19 | 6.19 | 7.2735 | 2020Q3 | https://www.rexelusa.com/usr/Root-Category/Lamps,-Bulbs,-Ballasts/Bulbs---LED/LED---Decorative/Lamps---Blunt-Tip/Philips-Lighting-4-5B12-LED-827-22-E26-DIM-120V-Dimmable-LED-Lamp,-Blunt-Tip,-4-5W,-120V/p/907445?prevPageNumber=28 | Rexel Energy Solutions | 2020 | Yes
LED Lighting | Decorative | Philips Lighting | True |  |  | B12 (Blunt Tip) | Candelabra Screw (E12) | Home Lamps, Bulbs, Ballasts Bulbs - LED LED - Decorative Lamps - Blunt Tip 7B12/LED/827-22/E12/DIM-120V Dimmable LED Lamp, 7W, 120V, Bulb: Blunt Tip Candle, Base: Candelabra Screw (E12), Lumens: 500, CRI: 80, Color Temperature: 2200-2700K, Rated Average Life: 25,000 Hrs. ENERGY STAR® Test in progress. Finish: Clear. *Philips Part # 45869-5, Mdl# 929001182004. Standard Incandescent 60W Equivalent. Dimmable LED Lamp, Blunt Tip, 7W, 120V Philips Lighting 7B12/LED/827-22/E12/DIM-120V Dimmable LED Lamp, Blunt Tip, 7W, 120V | 2200 | 80 | 500 | 71.4286 |  | 7 | 1 | 7.08 | 7.08 | 8.3193 | 2020Q3 | https://www.rexelusa.com/usr/Root-Category/Lamps,-Bulbs,-Ballasts/Bulbs---LED/LED---Decorative/Lamps---Blunt-Tip/Philips-Lighting-7B12-LED-827-22-E12-DIM-120V-Dimmable-LED-Lamp,-Blunt-Tip,-7W,-120V/p/998231?prevPageNumber=27 | Rexel Energy Solutions | 2020 | Yes
LED Lighting | Decorative | Philips Lighting | True |  |  | B12 (Blunt Tip) | Medium Screw (E26) | Home Lamps, Bulbs, Ballasts Bulbs - LED LED - Decorative Lamps - Blunt Tip 7B12/LED/827-22/E26/DIM-120V Dimmable LED Bulb, 7 Watt, 120 Volt, Bulb: Blunt Tip Candle, Base: Medium Screw (E26), Lumens: 500, CRI: 80, Color Temperature: 2700K, Rated Average Life: 25,000 Hours, Finish: Clear, Application: Decorative. *Philips Part #458661 Dimmable LED Bulb, 7W, 120V Philips Lighting 7B12/LED/827-22/E26/DIM-120V Dimmable LED Bulb, 7W, 120V | 3000 | 80 | 530 | 75.7143 | 25000 | 7 | 1 | 7.08 | 7.08 | 8.3193 | 2020Q3 | https://www.rexelusa.com/usr/Root-Category/Lamps,-Bulbs,-Ballasts/Bulbs---LED/LED---Decorative/Lamps---Blunt-Tip/Philips-Lighting-7B12-LED-827-22-E26-DIM-120V-Dimmable-LED-Bulb,-7W,-120V/p/938944?prevPageNumber=70 | Rexel Energy Solutions | 2020 | Yes
LED Lighting | Decorative | SYLVANIA | True |  |  | B10 (Blunt Tip) | Medium Screw (E26) | Home Lamps, Bulbs, Ballasts Bulbs - LED LED - Decorative Lamps - Blunt Tip LED4.5B10BLUNTDIM827FIL ULTRA LED B10 Blunt Tip, Clear Filament Lamp, Medim Base, 4.5 Watt, 2700K, 81 CRI, 450 Lumen, Dimmable, Rated Life: 15000 Hours, Replaces 40W Incandescent, Standard Case Qty: 6 Sylvania Part # 79519 *** Discontinued *** 4.5W LED Filament Lamp, 2700K, 450 Lumens, Medium Base *** Discontinued *** SYLVANIA LED4.5B10BLUNTDIM827FIL 4.5W LED Filament Lamp, 2700K, 450 Lumens, Medium Base *** Discontinued *** | 2700 | 81 | 450 | 90 | 15000 | 5 | 1 | 13.32 | 13.32 | 15.6515 | 2020Q3 | https://www.rexelusa.com/usr/Root-Category/Lamps,-Bulbs,-Ballasts/Bulbs---LED/LED---Decorative/Lamps---Blunt-Tip/SYLVANIA-LED4-5B10BLUNTDIM827FIL-4-5W-LED-Filament-Lamp,-2700K,-450-Lumens,-Medium-Base-Discontinued-/p/1050410?prevPageNumber=73 | Rexel Energy Solutions | 2020 | Yes
LED Lighting | Decorative | SYLVANIA | True |  |  | B10 (Blunt Tip) | Candelabra Screw (E12) | Home Lamps, Bulbs, Ballasts Bulbs - LED LED - Decorative Lamps - Blunt Tip LED4.5B10CBLUNTDIM827FIL ULTRA LED B10 Blunt Tip, Clear Filament Lamp, Candelabra Base, 4.5 Watt, 2700K, 81 CRI, 450 Lumen, Dimmable, Rated Life: 15000 Hours, Replaces 40W Incandescent, Standard Case Qty: 6 Sylvania Part # 79521 *** Discontinued *** 4.5W LED Filament Lamp, 2700K, 450 Lumens, Candelabra Base *** Discontinued *** SYLVANIA LED4.5B10CBLUNTDIM827FIL 4.5W LED Filament Lamp, 2700K, 450 Lumens, Candelabra Base *** Discontinued *** | 2700 | 81 | 450 | 90 | 15000 | 5 | 1 | 13.64 | 13.64 | 16.0275 | 2020Q3 | https://www.rexelusa.com/usr/Root-Category/Lamps,-Bulbs,-Ballasts/Bulbs---LED/LED---Decorative/Lamps---Blunt-Tip/SYLVANIA-LED4-5B10CBLUNTDIM827FIL-4-5W-LED-Filament-Lamp,-2700K,-450-Lumens,-Candelabra-Base-Discontinued-/p/1010193?prevPageNumber=2 | Rexel Energy Solutions | 2020 | Yes
LED Lighting | Decorative | SYLVANIA | True |  |  | B13 (Blunt Tip) | Medium Screw (E26) | Home Lamps, Bulbs, Ballasts Bulbs - LED LED - Decorative Lamps - Blunt Tip LED6B13BLUNTDIM827G2RP LED Lamp, Dimmable, 6 Watt, 120 Volt, Bulb: B13 (Blunt Tip), Base: Medium Screw (E26), Lumens: 350, CRI: 80, Color Temperature: 2700K, Standard Case Qty: 6 Sylvania Part # 79628 *** Discontinued *** LED Lamp, Dimmable, B13, 6W, 120V, Medium Base *** Discontinued *** SYLVANIA LED6B13BLUNTDIM827G2RP LED Lamp, Dimmable, B13, 6W, 120V, Medium Base *** Discontinued *** | 2700 | 80 | 350 | 58.3333 |  | 6 | 1 | 28.34 | 28.34 | 33.3006 | 2020Q3 | https://www.rexelusa.com/usr/Root-Category/Lamps,-Bulbs,-Ballasts/Bulbs---LED/LED---Decorative/Lamps---Blunt-Tip/SYLVANIA-LED6B13BLUNTDIM827G2RP-LED-Lamp,-Dimmable,-B13,-6W,-120V,-Medium-Base-Discontinued-/p/741016?prevPageNumber=27 | Rexel Energy Solutions | 2020 | Yes
LED Lighting | Decorative | SYLVANIA | True |  |  | B13 (Blunt Tip) | Candelabra Screw (E12) | Home Lamps, Bulbs, Ballasts Bulbs - LED LED - Decorative Lamps - Blunt Tip LED7B13CBLUNTDIM827G2RP LED Lamp, 7 Watt, 120 Volt, Bulb: B13 Blunt, Base: Candelabra Screw (E12), Lumens: 500, CRI: 80, Color Temperature: 2700K, Rated Hours: 15000, Dimmable, Standard Case Qty: 6 Sylvania Part # 79627 *** Discontinued *** LED Lamp, B13, 7W, 120V, 2700K, Candelabra *** Discontinued *** SYLVANIA LED7B13CBLUNTDIM827G2RP LED Lamp, B13, 7W, 120V, 2700K, Candelabra *** Discontinued *** | 2700 | 80 | 500 | 62.5 |  | 8 | 1 | 35.42 | 35.42 | 41.6199 | 2020Q3 | https://www.rexelusa.com/usr/Root-Category/Lamps,-Bulbs,-Ballasts/Bulbs---LED/LED---Decorative/Lamps---Blunt-Tip/SYLVANIA-LED7B13CBLUNTDIM827G2RP-LED-Lamp,-B13,-7W,-120V,-2700K,-Candelabra-Discontinued-/p/1014926?prevPageNumber=30 | Rexel Energy Solutions | 2020 | Yes
LED Lighting | Decorative | TCP | True |  |  | B11 (Blunt Tip) | Candelabra Screw (E12) | Home Lamps, Bulbs, Ballasts Bulbs - LED LED - Decorative Lamps - Blunt Tip LED4E12B1127K Dimmable LED Lamp, 4W, 120V, Bulb: B11, Base: Candelabra Screw (E12), Lumens: 200, CRI: 82, Color Temperature: 2700K, Rated Average Life: 25,000 Hrs. Finish: Clear. 25W Equivalent. LED Lamp, Dimmable, B11, 4W, 120V, Candelabra Base TCP LED4E12B1127K LED Lamp, Dimmable, B11, 4W, 120V, Candelabra Base | 2700 | 82 | 200 | 50 |  | 4 | 1 | 8.11 | 8.11 | 9.5296 | 2020Q3 | https://www.rexelusa.com/usr/Root-Category/Lamps,-Bulbs,-Ballasts/Bulbs---LED/LED---Decorative/Lamps---Blunt-Tip/TCP-LED4E12B1127K-LED-Lamp,-Dimmable,-B11,-4W,-120V,-Candelabra-Base/p/534901?prevPageNumber=58 | Rexel Energy Solutions | 2020 | Yes
LED Lighting | Decorative | Philips Lighting | [5 empty] | Home Lamps, Bulbs, Ballasts Bulbs - LED LED - Decorative Lamps - Globe 465880 LED Globe Bulb, 6.5W, 120V, 2700K, 500 Lumens, 80 CRI, Frosted Bulb Finish, 15000 Hours Lifetime LED Globe Bulb, 6.5W, 120V, 2700K Philips Lighting 465880 LED Globe Bulb, 6.5W, 120V, 2700K | 2700 | 80 | 500 | 100 | 15000 | 5 | 1 | 5.49 | 5.49 | 6.451 | 2020Q3 | https://www.rexelusa.com/usr/Root-Category/Lamps,-Bulbs,-Ballasts/Bulbs---LED/LED---Decorative/Lamps---Globe/Philips-Lighting-465880-LED-Globe-Bulb,-6-5W,-120V,-2700K/p/1212715?prevPageNumber=60 | Rexel Energy Solutions | 2020 | Yes
LED Lighting | Decorative | Philips Lighting | True |  |  | G25 (Globe) | Medium Screw (E26) | Home Lamps, Bulbs, Ballasts Bulbs - LED LED - Decorative Lamps - Globe 7G25/LED/827-22/E26/DIM-120V Dimmable LED Lamp, 7 Watt, 120V, Bulb: G25, Base: Medium Screw (E26), Lumens: 450, CRI: 80, Color Temperature: 2700K-2200K, Rated Average Life: 25,000 Hrs. Finish: Clear. *Philips Part #458802, 40 Watt Equivalent. This lamp is ENERGY STAR® Certified. LED Lamp, Globe, G25, 7W, 120V Philips Lighting 7G25/LED/827-22/E26/DIM-120V LED Lamp, Globe, G25, 7W, 120V | 2700 | 80 | 450 | 64.2857 |  | 7 | 1 | 10.17 | 10.17 | 11.9501 | 2020Q3 | https://www.rexelusa.com/usr/Root-Category/Lamps,-Bulbs,-Ballasts/Bulbs---LED/LED---Decorative/Lamps---Globe/Philips-Lighting-7G25-LED-827-22-E26-DIM-120V-LED-Lamp,-Globe,-G25,-7W,-120V/p/993621?prevPageNumber=91 | Rexel Energy Solutions | 2020 | Yes
LED Lighting | Decorative | Satco | [5 empty] | Home Lamps, Bulbs, Ballasts Bulbs - LED LED - Decorative Lamps - Globe S9202 SAT 6G25/40K/E26 120V 6W G25 STANDARD LED 4000K SATCO S9202 6 watt; G25 Globe LED; 4000K; Medium base; 120 volts Satco S9202 SATCO S9202 6 watt; G25 Globe LED; 4000K; Medium base; 120 volts | 4000 |  | 490 | 81.6667 |  | 6 | 1 | 11.99 | 11.99 | 14.0887 | 2020Q3 | https://www.rexelusa.com/usr/Root-Category/Lamps,-Bulbs,-Ballasts/Bulbs---LED/LED---Decorative/Lamps---Globe/Satco-S9202-SATCO-S9202-6-watt;-G25-Globe-LED;-4000K;-Medium-base;-120-volts/p/964721?prevPageNumber=38 | Rexel Energy Solutions | 2020 | Yes
LED Lighting | Decorative | SYLVANIA | True |  |  | G25 (Globe) | Medium Screw (E26) | Home Lamps, Bulbs, Ballasts Bulbs - LED LED - Decorative Lamps - Globe LED4.5G25/DIM/F/827/GL/RP Dimmable LED Lamp, 4.5W, 120V, Bulb: G25 (Globe), Base: Medium Screw (E26), Lumens: 420, CRI: 80, Color Temperature: 2700K, Lamp Finish: Frosted, Factory Warranty Period: 3 Years, Rated for 15,000 Life Hours, Standard Package QTY: 4 *Sylvania # 75317* Dimmable LED Lamp, G25, 4.5W, 120V, 2700K, Frosted SYLVANIA LED4.5G25/DIM/F/827/GL/RP Dimmable LED Lamp, G25, 4.5W, 120V, 2700K, Frosted | 2700 | 80 | 420 | 93.3333 | 15000 | 4.5 | 1 | 4.99 | 4.99 | 5.8634 | 2020Q3 | https://www.rexelusa.com/usr/Root-Category/Lamps,-Bulbs,-Ballasts/Bulbs---LED/LED---Decorative/Lamps---Globe/SYLVANIA-LED4-5G25-DIM-F-827-GL-RP-Dimmable-LED-Lamp,-G25,-4-5W,-120V,-2700K,-Frosted/p/1088614?prevPageNumber=77 | Rexel Energy Solutions | 2020 | Yes
LED Lighting | Decorative | SYLVANIA | True |  |  | G25 (Globe) | Medium Screw (E26) | Home Lamps, Bulbs, Ballasts Bulbs - LED LED - Decorative Lamps - Globe LED4.5G25/DIM/F/830/GL/RP Dimmable LED Lamp, 4.5W, 120V, Bulb: G25 (Globe), Base: Medium Screw (E26), Lumens: 420, CRI: 82, Color Temperature: 3000K, Lamp Finish: Frosted, Factory Warranty Period: 3 Years, Rated for 15,000 Life Hours *** Discontinued *** Dimmable LED Lamp, G25, 4.5W, 120V, Frosted *** Discontinued *** SYLVANIA LED4.5G25/DIM/F/830/GL/RP Dimmable LED Lamp, G25, 4.5W, 120V, Frosted *** Discontinued *** | 3000 |  | 420 | 84 | 15000 | 5 | 1 | 4.99 | 4.99 | 5.8634 | 2020Q3 | https://www.rexelusa.com/usr/Root-Category/Lamps,-Bulbs,-Ballasts/Bulbs---LED/LED---Decorative/Lamps---Globe/SYLVANIA-LED4-5G25-DIM-F-830-GL-RP-Dimmable-LED-Lamp,-G25,-4-5W,-120V,-Frosted-Discontinued-/p/1087740?prevPageNumber=32 | Rexel Energy Solutions | 2020 | Yes
LED Lighting | Decorative | TCP | True |  |  | G16 (Globe) | Medium Screw (E26) | Home Lamps, Bulbs, Ballasts Bulbs - LED LED - Decorative Lamps - Globe LED5E26G1627KF LED Lamp, Dimmable, 5 Watt, 120 Volt, Bulb: G16 (Globe), Base: Medium Screw (E26), Lumens: 300, CRI: 82, Color Temperature: 2700K, Lamp Finish: Frosted LED Lamp, Dimmable, G16, 5W, 120V, Medium Base TCP LED5E26G1627KF LED Lamp, Dimmable, G16, 5W, 120V, Medium Base | 2700 | 82 | 300 | 60 |  | 5 | 1 | 8.11 | 8.11 | 9.5296 | 2020Q3 | https://www.rexelusa.com/usr/Root-Category/Lamps,-Bulbs,-Ballasts/Bulbs---LED/LED---Decorative/Lamps---Globe/TCP-LED5E26G1627KF-LED-Lamp,-Dimmable,-G16,-5W,-120V,-Medium-Base/p/713584?prevPageNumber=80 | Rexel Energy Solutions | 2020 | Yes
LED Lighting | Decorative | TCP | True |  |  | G25 (Globe) | Medium Screw (E26) | Home Lamps, Bulbs, Ballasts Bulbs - LED LED - Decorative Lamps - Globe LED8G25D30KF Dimmable LED Lamp, 8W, 120V, Bulb: G25 (Globe), Base: Medium Screw (E26), Lumens: 500, CRI: 82, Color Temperature: 3000K, Lamp Finish: Frosted, Standard Case Qty: 12 Dimmable LED Lamp, G25, 8W, 120V TCP LED8G25D30KF Dimmable LED Lamp, G25, 8W, 120V | 3000 | 82 | 525 | 65.625 |  | 8 | 1 | 11.07 | 11.07 | 13.0077 | 2020Q3 | https://www.rexelusa.com/usr/Root-Category/Lamps,-Bulbs,-Ballasts/Bulbs---LED/LED---Decorative/Lamps---Globe/TCP-LED8G25D30KF-Dimmable-LED-Lamp,-G25,-8W,-120V/p/689975?prevPageNumber=86 | Rexel Energy Solutions | 2020 | Yes
LED Lighting | Decorative | Satco |  |  |  | ST19 (Antique) | Medium Screw (E26) | Home Lamps, Bulbs, Ballasts Bulbs - LED LED - Decorative Lamps - Vintage S9578 Filament LED Lamp, 4.5W, Bulb: ST19, Base: Medium(E26), Vs: 120, Finish: Transparent Amber, Lumens: 400, CRI: 80, Color: 2300K, Life: 15,000 Hrs. 40 W Equivalent. Satco 4.5ST19/AMB/LED/E26/23K/120V 4.5W ST19 LED, Transparent Amber, Medium Base Satco S9578 4.5W ST19 LED, Transparent Amber, Medium Base | 2300 | 80 | 400 | 80 |  | 5 | 1 | 11.99 | 11.99 | 14.0887 | 2020Q3 | https://www.rexelusa.com/usr/Root-Category/Lamps,-Bulbs,-Ballasts/Bulbs---LED/LED---Decorative/Lamps---Vintage/Satco-S9578-4-5W-ST19-LED,-Transparent-Amber,-Medium-Base/p/958366?prevPageNumber=10 | Rexel Energy Solutions | 2020 | Yes
LED Lighting | Decorative | Satco | True |  |  | ST19 (Antique) | Medium Screw (E26) | Home Lamps, Bulbs, Ballasts Bulbs - LED LED - Decorative Lamps - Vintage S9581 SATCO S9581 - 6.5 watt ST19 LED; Clear; Medium base; 2700K; 810 lumens; 120 volts; Filament; Vintage 6.5 WATT ST19 LED CLEAR MEDIUM BASE 2700K Satco S9581 6.5 WATT ST19 LED CLEAR MEDIUM BASE 2700K | 2700 | 80 | 810 | 162 |  | 5 | 1 | 13.32 | 13.32 | 15.6515 | 2020Q3 | https://www.rexelusa.com/usr/Root-Category/Lamps,-Bulbs,-Ballasts/Bulbs---LED/LED---Decorative/Lamps---Vintage/Satco-S9581-6-5-WATT-ST19-LED-CLEAR-MEDIUM-BASE-2700K/p/1181671?prevPageNumber=35 | Rexel Energy Solutions | 2020 | Yes
LED Lighting | Decorative | Satco | True |  |  |  |  | Home Lamps, Bulbs, Ballasts Bulbs - LED LED - Decorative Lamps - Vintage S9895 6.5ST19/CL/LED/E26/30K/120V 6.5 watt ST19 LED; Clear; Medium base; 3000K; 810 lumens; 120 volts Features LED with a traditional incandescent look and feel Omni-directional light source Smooth dimming Replaces up to 40 watt lamps Long life - 15,000 hours Damp Location UL listed for totally enclosed fixtures 6.5 watt ST19 LED; Clear; Medium base; 3000K; 810 lumens; 120 volts Satco S9895 6.5 watt ST19 LED; Clear; Medium base; 3000K; 810 lumens; 120 volts | 3000 |  | 810 | 124.6154 | 15000 | 6.5 | 1 | 13.32 | 13.32 | 15.6515 | 2020Q3 | https://www.rexelusa.com/usr/Root-Category/Lamps,-Bulbs,-Ballasts/Bulbs---LED/LED---Decorative/Lamps---Vintage/Satco-S9895-6-5-watt-ST19-LED;-Clear;-Medium-base;-3000K;-810-lumens;-120-volts/p/1231250?prevPageNumber=98 | Rexel Energy Solutions | 2020 | Yes
LED Lighting | Decorative | SYLVANIA | True |  |  | G25 (Globe) | Medium Screw (E26) | Home Lamps, Bulbs, Ballasts Bulbs - LED LED - Decorative Lamps - Vintage LED4.5G25DIM827FILG2RP LED Filament Lamp, 4.5 Watt, 2700K, 450 Lumen, 80 CRI, 120 Volt, G25 Bulb, Medium Base, Clear, Dimmable, Standard Case Qty: 6 *Sylvania Part # 74587* LED Filament Lamp, 4.5W, G25, 2700K, 450 Lumen, 120V, Clear SYLVANIA LED4.5G25DIM827FILG2RP LED Filament Lamp, 4.5W, G25, 2700K, 450 Lumen, 120V, Clear | 2700 | 80 | 450 | 100 |  | 4.5 | 1 | 13.39 | 13.39 | 15.7338 | 2020Q3 | https://www.rexelusa.com/usr/Root-Category/Lamps,-Bulbs,-Ballasts/Bulbs---LED/LED---Decorative/Lamps---Vintage/SYLVANIA-LED4-5G25DIM827FILG2RP-LED-Filament-Lamp,-4-5W,-G25,-2700K,-450-Lumen,-120V,-Clear/p/1150298?prevPageNumber=77 | Rexel Energy Solutions | 2020 | Yes
LED Lighting | Decorative | SYLVANIA |  |  |  | ST19 (Antique) | Medium Screw (E26) | Home Lamps, Bulbs, Ballasts Bulbs - LED LED - Decorative Lamps - Vintage LED4.5ST19DIM822VINRP Filament LED Lamp, 4.5 Watt, Bulb: ST19, Finish: Amber, Base: Medium(E26), 120 Volt, 380 Lumen, CRI: 80, Color: 2200K, Life: 15,000 Hrs, Standard Package Qty: 6 *Sylvania # 75351* Filament LED Lamp, 4.5W, ST19, 120V, Amber SYLVANIA LED4.5ST19DIM822VINRP Filament LED Lamp, 4.5W, ST19, 120V, Amber | 2200 | 80 | 380 | 76 |  | 5 | 1 | 5.99 | 5.99 | 7.0385 | 2020Q3 | https://www.rexelusa.com/usr/Root-Category/Lamps,-Bulbs,-Ballasts/Bulbs---LED/LED---Decorative/Lamps---Vintage/SYLVANIA-LED4-5ST19DIM822VINRP-Filament-LED-Lamp,-4-5W,-ST19,-120V,-Amber/p/1135384?prevPageNumber=19 | Rexel Energy Solutions | 2020 | Yes
LED Lighting | Decorative | SYLVANIA |  |  |  | ST19 (Antique) | Medium Screw (E26) | Home Lamps, Bulbs, Ballasts Bulbs - LED LED - Decorative Lamps - Vintage LED4.5ST19DIM827FILG2RP Filament LED Lamp, 4.5W, Bulb: ST19, Base: Medium(E26), V: 120, Lumens: 450, CRI: 80, Color: 2700K, Life: 20,000 Hrs Filament LED Lamp, 4.5W, Bulb: ST19 SYLVANIA LED4.5ST19DIM827FILG2RP Filament LED Lamp, 4.5W, Bulb: ST19 | 2700 |  | 450 | 100 |  | 4.5 | 1 | 5.49 | 5.49 | 6.451 | 2020Q3 | https://www.rexelusa.com/usr/Root-Category/Lamps,-Bulbs,-Ballasts/Bulbs---LED/LED---Decorative/Lamps---Vintage/SYLVANIA-LED4-5ST19DIM827FILG2RP-Filament-LED-Lamp,-4-5W,-Bulb%3A-ST19/p/1135378?prevPageNumber=21 | Rexel Energy Solutions | 2020 | Yes
LED Lighting | Reflector | Green Creative | True |  |  | MR16 (Mini Reflector) | 2-Pin (GU5.3) | Home Lamps, Bulbs, Ballasts Bulbs - LED LED - Reflective Lamps - MR16 8.5MR16DIM/927NF25 Dimmable LED Lamp, 8.5W, 12V, Bulb: MR16, Base: GU5.3, Lumens: 550, CRI: 92, Color Temperature: 2700K, Beam Angle: 25°, Rated Average Life: 25,000 Hrs. Dimmable LED Lamp, 8.5W, 12V, 2700K, Angle: 25° Green Creative 8.5MR16DIM/927NF25 Dimmable LED Lamp, 8.5W, 12V, 2700K, Angle: 25° | 2700 | 92 | 550 | 61.1111 |  | 9 | 1 | 13.89 | 13.89 | 16.3213 | 2020Q3 | https://www.rexelusa.com/usr/Root-Category/Lamps,-Bulbs,-Ballasts/Bulbs---LED/LED---Reflective/Lamps---MR16/Green-Creative-8-5MR16DIM-927NF25-Dimmable-LED-Lamp,-8-5W,-12V,-2700K,-Angle%3A-25%C2%B0/p/1030820?prevPageNumber=77 | Rexel Energy Solutions | 2020 | Yes
LED Lighting | Reflector | Philips Lighting | True |  |  | MR16 (Mini Reflector) | 2-Pin Twist Lock (GU10) | Home Lamps, Bulbs, Ballasts Bulbs - LED LED - Reflective Lamps - MR16 4.5GU10/LED/F35/830/DIM-10/1 LED Lamp, 4.5 Watt, 120V, Bulb: MR16, Base: GU10, Lumens: 400, CRI: 80, Color Temperature: 3000K, Beam Angle: 35°, Rated Average Life: 25,000 Hrs. *Philips Part # 468140* 50 Watt Equivalent. LED Lamp, 4.5 Watt, 120V, Bulb: MR16,GU10 Philips Lighting 4.5GU10/LED/F35/830/DIM-10/1 LED Lamp, 4.5 Watt, 120V, Bulb: MR16,GU10 | 3000 | 80 | 400 | 88.8889 |  | 4.5 | 1 | 6.99 | 6.99 | 8.2135 | 2020Q3 | https://www.rexelusa.com/usr/Root-Category/Lamps,-Bulbs,-Ballasts/Bulbs---LED/LED---Reflective/Lamps---MR16/Philips-Lighting-4-5GU10-LED-F35-830-DIM-10-1-LED-Lamp,-4-5-Watt,-120V,-Bulb%3A-MR16,GU10/p/1106933?prevPageNumber=21 | Rexel Energy Solutions | 2020 | Yes
LED Lighting | Reflector | Philips Lighting | True |  |  | MR16 (Mini Reflector) | 2-Pin (GU5.3) | Home Lamps, Bulbs, Ballasts Bulbs - LED LED - Reflective Lamps - MR16 457556 Dimmable LED Lamp, 8.5W, 12V, Bulb: MRX16, Base: GU5.3, Lumens: 710, CRI: 80, Color Temperature: 4000K, Beam Angle: 35°, Rated Average Life: 40,000 Hrs. *Philips PN# 45755-6, 75W Equivalent. Mdl# 9290011503A. This lamp is ENERGY STAR® Certified. *** Not for Sale in California *** Dimmable LED Lamp, 8.5W LED MR16 Philips Lighting 457556 Dimmable LED Lamp, 8.5W LED MR16 | 4000 | 80 | 710 | 142 |  | 5 | 1 | 21.23 | 21.23 | 24.9461 | 2020Q3 | https://www.rexelusa.com/usr/Root-Category/Lamps,-Bulbs,-Ballasts/Bulbs---LED/LED---Reflective/Lamps---MR16/Philips-Lighting-457556-Dimmable-LED-Lamp,-8-5W-LED-MR16/p/1209724?prevPageNumber=60 | Rexel Energy Solutions | 2020 | Yes
LED Lighting | Reflector | Philips Lighting | True |  |  | MR16 (Mini Reflector) | 2-Pin (GU5.3) | Home Lamps, Bulbs, Ballasts Bulbs - LED LED - Reflective Lamps - MR16 470336 Dimmable LED, 6.4W, 12V, Bulb: MR16, Base: GU5.3, Lumens: 450, CRI: 80, Color Temperature: 3000K, Beam Angle: 25º, Rated Average Life: 25,000 Hrs. *Philips PN# 47033-6. Up to a 35W halogen MR16 Replacement. 6.4W MR16 25° 3000K Dimmable LED Philips Lighting 470336 6.4W MR16 25° 3000K Dimmable LED | 3000 | 80 | 450 | 112.5 |  | 4 | 1 | 9.73 | 9.73 | 11.4331 | 2020Q3 | https://www.rexelusa.com/usr/Root-Category/Lamps,-Bulbs,-Ballasts/Bulbs---LED/LED---Reflective/Lamps---MR16/Philips-Lighting-470336-6-4W-MR16-25%C2%B0-3000K-Dimmable-LED/p/1232929?prevPageNumber=61 | Rexel Energy Solutions | 2020 | Yes
LED Lighting | Reflector | Philips Lighting | True |  |  | MR16 (Mini Reflector) | 2-Pin (GU5.3) | Home Lamps, Bulbs, Ballasts Bulbs - LED LED - Reflective Lamps - MR16 6.4MR16/F35/3000-DIM-12V Dimmable LED Lamp, 6.4W, 12 V, Bulb: MR16 (Mini Reflector), Base: 2-Pin (GU5.3), Lumens: 450, CRI: 80, Color Temperature: 3000K, Beam Angle: 35°, Rated Average Life: 25000 Hours, *Philips Part # 470344* 34 Watt Equivalent Dimmable LED Lamp, MR16, 6.4W, 12V, 3000K Philips Lighting 6.4MR16/F35/3000-DIM-12V Dimmable LED Lamp, MR16, 6.4W, 12V, 3000K | 3000 | 80 | 450 | 112.5 | 25000 | 4 | 1 | 8 | 8 | 9.4003 | 2020Q3 | https://www.rexelusa.com/usr/Root-Category/Lamps,-Bulbs,-Ballasts/Bulbs---LED/LED---Reflective/Lamps---MR16/Philips-Lighting-6-4MR16-F35-3000-DIM-12V-Dimmable-LED-Lamp,-MR16,-6-4W,-12V,-3000K/p/1157889?prevPageNumber=76 | Rexel Energy Solutions | 2020 | Yes
LED Lighting | Reflector | Philips Lighting | True |  |  | MR16 (Mini Reflector) | 2-Pin (GU5.3) | Home Lamps, Bulbs, Ballasts Bulbs - LED LED - Reflective Lamps - MR16 6.5MR16/F35/2700-2200-DIM-12V Dimmable LED Lamp with warm glow effect, 6.5W, 12V, Bulb: MR16, Base: GU5.3, Lumens: 410, CRI: 80, Color Temperature: 2700-2200K, Beam Angle: 35°, Rated Average Life: 25,000 Hrs. *Philips PN# 45454-6. 35W Equivalent. 6.5W 35° 27-22K Dimming MR16 Philips Lighting 6.5MR16/F35/2700-2200-DIM-12V 6.5W 35° 27-22K Dimming MR16 | 2700 | 80 | 410 | 82 |  | 5 | 1 | 11.5 | 11.5 | 13.5129 | 2020Q3 | https://www.rexelusa.com/usr/Root-Category/Lamps,-Bulbs,-Ballasts/Bulbs---LED/LED---Reflective/Lamps---MR16/Philips-Lighting-6-5MR16-F35-2700-2200-DIM-12V-6-5W-35%C2%B0-27-22K-Dimming-MR16/p/1035071?prevPageNumber=29 | Rexel Energy Solutions | 2020 | Yes
LED Lighting | Reflector | Philips Lighting | True |  |  | MR16 (Mini Reflector) | GU5.3 (2-Pin) | Home Lamps, Bulbs, Ballasts Bulbs - LED LED - Reflective Lamps - MR16 7.3MR16/LED/830/F25/DIM-12V-10/1FB Dimmable LED Lamp, 7.3W, 12V, Bulb: MR16, Base: GU5.3, Lumens: 515, CRI: 80, Color Temperature: 3000K, Beam Angle: 25°, Rated Average Life: 25,000 Hrs. *Philips PN# 533125, 50W Equivalent. Dimmable LED Lamp, 7.3W Philips Lighting 7.3MR16/LED/830/F25/DIM-12V-10/1FB Dimmable LED Lamp, 7.3W | 3000 | 80 | 515 | 70.5479 |  | 7.3 | 1 | 12.38 | 12.38 | 14.547 | 2020Q3 | https://www.rexelusa.com/usr/Root-Category/Lamps,-Bulbs,-Ballasts/Bulbs---LED/LED---Reflective/Lamps---MR16/Philips-Lighting-7-3MR16-LED-830-F25-DIM-12V-10-1FB-Dimmable-LED-Lamp,-7-3W/p/1420390?prevPageNumber=51 | Rexel Energy Solutions | 2020 | Yes
LED Lighting | Reflector | Philips Lighting | True |  |  | MR16 (Mini Reflector) | GU5.3 (2-Pin) | Home Lamps, Bulbs, Ballasts Bulbs - LED LED - Reflective Lamps - MR16 7.3MR16/LED/830/F35/DIM-12V-10/1FB Dimmable LED Lamp, 7.3W, 12V, Bulb: MR16, Base: GU5.3, Lumens: 515, CRI: 80, Color Temperature: 3000K, Beam Angle: 35°, Rated Average Life: 25,000 Hrs. *Philips PN#533158, 50W Equivalent. ** NOT FOR SALE IN CA ** ** DUE TO REGULATIONS ** Dimmable LED Lamp, 7.3W Philips Lighting 7.3MR16/LED/830/F35/DIM-12V-10/1FB Dimmable LED Lamp, 7.3W | 3000 | 80 | 515 | 70.5479 |  | 7.3 | 1 | 12.38 | 12.38 | 14.547 | 2020Q3 | https://www.rexelusa.com/usr/Root-Category/Lamps,-Bulbs,-Ballasts/Bulbs---LED/LED---Reflective/Lamps---MR16/Philips-Lighting-7-3MR16-LED-830-F35-DIM-12V-10-1FB-Dimmable-LED-Lamp,-7-3W/p/1341389?prevPageNumber=16 | Rexel Energy Solutions | 2020 | Yes
LED Lighting | Reflector | Philips Lighting | True |  |  | MR16 (Mini Reflector) | 2-Pin (GU5.3) | Home Lamps, Bulbs, Ballasts Bulbs - LED LED - Reflective Lamps - MR16 7MR16-EXPERTCOLOR-F25-940-D-10/1 Dimmable LED Lamp, 7W, 12V, Bulb: MR16, Base: GU5.3, Lumens: 350, CRI: 85, Color Temperature: 4000K, Beam Angle: 24º, Rated Average Life: 40,000 Hrs. *Philips Part # 41470-6* 50W Equivalent. 7W EnduraLED Retrofit MR16 LED Bulb Philips Lighting 7MR16-EXPERTCOLOR-F25-940-D-10/1 7W EnduraLED Retrofit MR16 LED Bulb | 4000 | 85 | 350 | 50 |  | 7 | 1 | 15.48 | 15.48 | 18.1896 | 2020Q3 | https://www.rexelusa.com/usr/Root-Category/Lamps,-Bulbs,-Ballasts/Bulbs---LED/LED---Reflective/Lamps---MR16/Philips-Lighting-7MR16-EXPERTCOLOR-F25-940-D-10-1-7W-EnduraLED-Retrofit-MR16-LED-Bulb/p/1266783?prevPageNumber=61 | Rexel Energy Solutions | 2020 | Yes
LED Lighting | Reflector | Philips Lighting | True |  |  | MR16 (Mini Reflector) | GU5.3 (2-Pin) | Home Lamps, Bulbs, Ballasts Bulbs - LED LED - Reflective Lamps - MR16 8.5MR16/LED/827/F25/DIM-12V-10/1FB Dimmable LED Lamp, 8.5W, 12V, Bulb: MRX16, Base: GU5.3, Lumens: 600, CRI: 80, Color Temperature: 2700K, Beam Angle: 25°, Rated Average Life: 40,000 Hrs. *Philips Part #533513, 12NC 929001881304. Up to a 50W halogen MR16 Replacement. Dimming 8.5W 25° 2700K LED MR16 Philips Lighting 8.5MR16/LED/827/F25/DIM-12V-10/1FB Dimming 8.5W 25° 2700K LED MR16 | 2700 | 80 | 600 | 70.5882 |  | 8.5 | 1 | 15.04 | 15.04 | 17.6726 | 2020Q3 | https://www.rexelusa.com/usr/Root-Category/Lamps,-Bulbs,-Ballasts/Bulbs---LED/LED---Reflective/Lamps---MR16/Philips-Lighting-8-5MR16-LED-827-F25-DIM-12V-10-1FB-Dimming-8-5W-25%C2%B0-2700K-LED-MR16/p/1344946?prevPageNumber=58 | Rexel Energy Solutions | 2020 | Yes
LED Lighting | Reflector | Philips Lighting | True |  |  | MR16 (Mini Reflector) | 2-Pin (GU5.3) | Home Lamps, Bulbs, Ballasts Bulbs - LED LED - Reflective Lamps - MR16 8.5MRX16/F35-3000-DIM-AF Dimmable LED Lamp, 8.5W, 12V, Bulb: MRX16, Base: GU5.3, Lumens: 660, CRI: 80, Color Temperature: 3000K, Beam Angle: 35°, Rated Average Life: 40,000 Hrs. *Philips PN# 45754-9, 75W Equivalent. Mdl# 9290011502A. This lamp is ENERGY STAR® Certified. *** Not for Sale in California *** DImmable LED Lamp, 8.5W LED MR16 Philips Lighting 8.5MRX16/F35-3000-DIM-AF DImmable LED Lamp, 8.5W LED MR16 | 3000 | 80 | 660 | 132 |  | 5 | 1 | 21.23 | 21.23 | 24.9461 | 2020Q3 | https://www.rexelusa.com/usr/Root-Category/Lamps,-Bulbs,-Ballasts/Bulbs---LED/LED---Reflective/Lamps---MR16/Philips-Lighting-8-5MRX16-F35-3000-DIM-AF-DImmable-LED-Lamp,-8-5W-LED-MR16/p/976791?prevPageNumber=92 | Rexel Energy Solutions | 2020 | Yes
LED Lighting | Reflector | SYLVANIA | True |  |  | MR16 (Mini Reflector) | 2-Pin (GU5.3) | Home Lamps, Bulbs, Ballasts Bulbs - LED LED - Reflective Lamps - MR16 LED5MR16/DIM/830/FL35/GL/RP LED Lamp, 5 Watt, 12 Volt, Bulb: MR16, Flood, Dimmable, Base: GU5.3 Bipin, Lumens: 350, CRI: 82, Color Temperature: 3000K, Rated Hours: 25000, Replaces 20 Watt Halogen, Standard Case Qty: 6 *Sylvania Part # 78233* LED Lamp, MR16, 5W, 12V, 3000K, 350 Lumen SYLVANIA LED5MR16/DIM/830/FL35/GL/RP LED Lamp, MR16, 5W, 12V, 3000K, 350 Lumen | 3000 | 82 | 350 | 70 |  | 5 | 1 | 4.94 | 4.94 | 5.8047 | 2020Q3 | https://www.rexelusa.com/usr/Root-Category/Lamps,-Bulbs,-Ballasts/Bulbs---LED/LED---Reflective/Lamps---MR16/SYLVANIA-LED5MR16-DIM-830-FL35-GL-RP-LED-Lamp,-MR16,-5W,-12V,-3000K,-350-Lumen/p/1089644?prevPageNumber=80 | Rexel Energy Solutions | 2020 | Yes
LED Lighting | Reflector | SYLVANIA | True |  |  | MR16 (Mini Reflector) | 2-Pin (GU5.3) | Home Lamps, Bulbs, Ballasts Bulbs - LED LED - Reflective Lamps - MR16 LED5MR16/DIM/830/NFL25/GL/RP LED Lamp, 5 Watt, 12 Volt, Bulb: MR16, Narrow Flood, Dimmable, Base: GU5.3 Bipin, Lumens: 350, CRI: 82, Color Temperature: 3000K, Rated Hours: 25000, Replaces 20 Watt Halogen, Standard Case Qty: 6 *Sylvania Part # 78234* LED Lamp, MR16, 5W, 12V, 3000K, 350 Lumen SYLVANIA LED5MR16/DIM/830/NFL25/GL/RP LED Lamp, MR16, 5W, 12V, 3000K, 350 Lumen | 3000 | 82 | 350 | 70 |  | 5 | 1 | 4.94 | 4.94 | 5.8047 | 2020Q3 | https://www.rexelusa.com/usr/Root-Category/Lamps,-Bulbs,-Ballasts/Bulbs---LED/LED---Reflective/Lamps---MR16/SYLVANIA-LED5MR16-DIM-830-NFL25-GL-RP-LED-Lamp,-MR16,-5W,-12V,-3000K,-350-Lumen/p/1088607?prevPageNumber=40 | Rexel Energy Solutions | 2020 | Yes
LED Lighting | Reflector | SYLVANIA | True |  |  | MR16 (Mini Reflector) | 2-Pin (GU5.3) | Home Lamps, Bulbs, Ballasts Bulbs - LED LED - Reflective Lamps - MR16 LED6MR16/DIM/830/FL35/GL/RP LED Lamp, 6 Watt, 12 Volt, Bulb: MR16, Flood, Dimmable, Base: GU5.3 Bipin, Lumens: 450, CRI: 82, Color Temperature: 3000K, Rated Hours: 25000, Replaces 35 Watt Halogen, Standard Case Qty: 6 *Sylvania Part # 78239* LED Lamp, MR16, 6W, 12V, 3000K, 450 Lumen SYLVANIA LED6MR16/DIM/830/FL35/GL/RP LED Lamp, MR16, 6W, 12V, 3000K, 450 Lumen | 3000 | 82 | 450 | 50 |  | 9 | 1 | 4.94 | 4.94 | 5.8047 | 2020Q3 | https://www.rexelusa.com/usr/Root-Category/Lamps,-Bulbs,-Ballasts/Bulbs---LED/LED---Reflective/Lamps---MR16/SYLVANIA-LED6MR16-DIM-830-FL35-GL-RP-LED-Lamp,-MR16,-6W,-12V,-3000K,-450-Lumen/p/1088336?prevPageNumber=32 | Rexel Energy Solutions | 2020 | Yes
LED Lighting | Reflector | SYLVANIA | True |  |  | MR16 (Mini Reflector) | 2-Pin (GU5.3) | Home Lamps, Bulbs, Ballasts Bulbs - LED LED - Reflective Lamps - MR16 LED6MR16/DIM/830/NFL25/G4 LED Lamp, Dimmable, 6 Watt, 12 Volt, Bulb: MR16 (Mini Reflector), Base: 2-Pin (GU5.3), Lumens: 350, CRI: 80, Color Temperature: 3000K, Beam Angle: Narrow Flood 25 Degree, Rated Average Life: 15000 Hrs, Note: RP indicates special retail packaging, Standard Case Qty: 6 Sylvania Part # 79098 *** Discontinued *** LED Lamp, Dimmable, MR16, 6W, 12V, NFL25 *** Discontinued *** SYLVANIA LED6MR16/DIM/830/NFL25/G4 LED Lamp, Dimmable, MR16, 6W, 12V, NFL25 *** Discontinued *** | 3000 | 80 | 350 | 58.3333 |  | 6 | 1 | 6.95 | 6.95 | 8.1665 | 2020Q3 | https://www.rexelusa.com/usr/Root-Category/Lamps,-Bulbs,-Ballasts/Bulbs---LED/LED---Reflective/Lamps---MR16/SYLVANIA-LED6MR16-DIM-830-NFL25-G4-LED-Lamp,-Dimmable,-MR16,-6W,-12V,-NFL25-Discontinued-/p/909269?prevPageNumber=58 | Rexel Energy Solutions | 2020 | Yes
LED Lighting | Reflector | SYLVANIA | True |  |  | MR16 (Mini Reflector) | 2-Pin (GU5.3) | Home Lamps, Bulbs, Ballasts Bulbs - LED LED - Reflective Lamps - MR16 LED6MR16/DIM/830/NFL25/GL/RP LED Lamp, 6 Watt, 12 Volt, Bulb: MR16, Narrow Flood, Dimmable, Base: GU5.3 Bipin, Lumens: 450, CRI: 83, Color Temperature: 3000K, Rated Hours: 25000, Replaces 35 Watt Halogen, Standard Case Qty: 6 *Sylvania Part # 78240* LED Lamp, MR16, 6W, 12V, 3000K, 450 Lumen SYLVANIA LED6MR16/DIM/830/NFL25/GL/RP LED Lamp, MR16, 6W, 12V, 3000K, 450 Lumen | 3000 | 83 | 450 | 75 |  | 6 | 1 | 4.94 | 4.94 | 5.8047 | 2020Q3 | https://www.rexelusa.com/usr/Root-Category/Lamps,-Bulbs,-Ballasts/Bulbs---LED/LED---Reflective/Lamps---MR16/SYLVANIA-LED6MR16-DIM-830-NFL25-GL-RP-LED-Lamp,-MR16,-6W,-12V,-3000K,-450-Lumen/p/1085224?prevPageNumber=64 | Rexel Energy Solutions | 2020 | Yes
LED Lighting | Reflector | SYLVANIA | True |  |  | MR16 (Mini Reflector) | 2-Pin (GU5.3) | Home Lamps, Bulbs, Ballasts Bulbs - LED LED - Reflective Lamps - MR16 LED6MR16/DIM/930/FL35/GL/RP LED Lamp, 6 Watt, 12 Volt, Bulb: MR16, Flood, Dimmable, Base: GU5.3 Bipin, Lumens: 425, CRI: 93, Color Temperature: 3000K, Rated Hours: 25000, Replaces 35 Watt Halogen, Standard Case Qty: 6 *Sylvania Part # 78235* LED Lamp, MR16, 6W, 12V, 3000K, 425 Lumen SYLVANIA LED6MR16/DIM/930/FL35/GL/RP LED Lamp, MR16, 6W, 12V, 3000K, 425 Lumen | 3000 | 93 | 425 | 70.8333 |  | 6 | 1 | 4.94 | 4.94 | 5.8047 | 2020Q3 | https://www.rexelusa.com/usr/Root-Category/Lamps,-Bulbs,-Ballasts/Bulbs---LED/LED---Reflective/Lamps---MR16/SYLVANIA-LED6MR16-DIM-930-FL35-GL-RP-LED-Lamp,-MR16,-6W,-12V,-3000K,-425-Lumen/p/1107509?prevPageNumber=74 | Rexel Energy Solutions | 2020 | Yes
LED Lighting | Reflector | SYLVANIA | True |  |  | MR16 (Mini Reflector) | 2-Pin (GU5.3) | Home Lamps, Bulbs, Ballasts Bulbs - LED LED - Reflective Lamps - MR16 LED8MR16/DIM/830/FL35/G2 LED Lamp, Dimmable, 8 Watt, 12 Volt, Bulb: MR16 (Mini Reflector), Base: 2-Pin (GU5.3), Lumens: 500, CRI: 80, Color Temperature: 3000K, Beam Angle: Flood 35 Degree, Rated Average Life: 25000 Hrs, Standard Case Qty: 6 Sylvania Part # 74046 *** Discontinued *** LED Lamp, Dimmable, MR16, 8W, 12V, FL35 *** Discontinued *** SYLVANIA LED8MR16/DIM/830/FL35/G2 LED Lamp, Dimmable, MR16, 8W, 12V, FL35 *** Discontinued *** | 3000 | 80 | 500 | 83.3333 |  | 6 | 1 | 9.27 | 9.27 | 10.8926 | 2020Q3 | https://www.rexelusa.com/usr/Root-Category/Lamps,-Bulbs,-Ballasts/Bulbs---LED/LED---Reflective/Lamps---MR16/SYLVANIA-LED8MR16-DIM-830-FL35-G2-LED-Lamp,-Dimmable,-MR16,-8W,-12V,-FL35-Discontinued-/p/908995?prevPageNumber=41 | Rexel Energy Solutions | 2020 | Yes
LED Lighting | Reflector | SYLVANIA | True |  |  | MR16 (Mini Reflector) | 2-Pin (GU5.3) | Home Lamps, Bulbs, Ballasts Bulbs - LED LED - Reflective Lamps - MR16 LED9MR16/DIM/827/NFL25 LED Lamp, 9 Watt, 12 Volt, Bulb: MR16, Narrow Flood, Dimmable, Base: GU5.3 Bipin, Lumens: 700, CRI: 80, Color Temperature: 2700K, Rated Hours: 25000, Replaces 50 Watt Halogen, Standard Case Qty: 6 *Sylvania Part # 78199* LED Lamp, MR16, Narrow Flood, 9W, 12V, 2700K, 700 Lumen SYLVANIA LED9MR16/DIM/827/NFL25 LED Lamp, MR16, Narrow Flood, 9W, 12V, 2700K, 700 Lumen | 2700 | 80 | 700 | 77.7778 |  | 9 | 1 | 7.99 | 7.99 | 9.3886 | 2020Q3 | https://www.rexelusa.com/usr/Root-Category/Lamps,-Bulbs,-Ballasts/Bulbs---LED/LED---Reflective/Lamps---MR16/SYLVANIA-LED9MR16-DIM-827-NFL25-LED-Lamp,-MR16,-Narrow-Flood,-9W,-12V,-2700K,-700-Lumen/p/1124891?prevPageNumber=21 | Rexel Energy Solutions | 2020 | Yes
LED Lighting | Reflector | SYLVANIA | True |  |  | MR16 (Mini Reflector) | 2-Pin (GU5.3) | Home Lamps, Bulbs, Ballasts Bulbs - LED LED - Reflective Lamps - MR16 LED9MR16/DIM/830/FL35 LED Lamp, 9 Watt, 12 Volt, Bulb: MR16, Flood, Dimmable, Base: GU5.3 Bipin, Lumens: 700, CRI: 83, Color Temperature: 3000K, Rated Hours: 25000, Replaces 50 Watt Halogen, Standard Case Qty: 6 *Sylvania Part # 74042* LED Lamp, MR16, 9W, 12V, 3000K, 700 Lumen SYLVANIA LED9MR16/DIM/830/FL35 LED Lamp, MR16, 9W, 12V, 3000K, 700 Lumen | 3000 | 83 | 700 | 82.3529 |  | 8.5 | 1 | 13.02 | 13.02 | 15.299 | 2020Q3 | https://www.rexelusa.com/usr/Root-Category/Lamps,-Bulbs,-Ballasts/Bulbs---LED/LED---Reflective/Lamps---MR16/SYLVANIA-LED9MR16-DIM-830-FL35-LED-Lamp,-MR16,-9W,-12V,-3000K,-700-Lumen/p/909785?prevPageNumber=6 | Rexel Energy Solutions | 2020 | Yes
LED Lighting | Reflector | Philips Lighting | True |  |  | PAR16 (Sealed Beam) | GU10 (2-Pin Twistlock) | Home Lamps, Bulbs, Ballasts Bulbs - LED LED - Reflective Lamps - PAR16 4.5GU10/LEDCLA/F35/2.2-2.7K/DIM-10/1-ES Dimmable LED Lamp, 4.5W, 120V, Bulb: PAR16, Base: GU10, Lumens: 380, CRI: 80, Color Temperature: Warm Glow; 2700-2200K, Beam Angle: 35º, Rated Average Life: 25,000 Hrs. Philips p/n 47156-5 / Mdl.# 929001358204. 4.5W LED PAR16 GU10 Bulb Philips Lighting 4.5GU10/LEDCLA/F35/2.2-2.7K/DIM-10/1-ES 4.5W LED PAR16 GU10 Bulb | 2200 | 80 | 380 | 84.4444 |  | 4.5 | 1 | 8.76 | 8.76 | 10.2933 | 2020Q3 | https://www.rexelusa.com/usr/Root-Category/Lamps,-Bulbs,-Ballasts/Bulbs---LED/LED---Reflective/Lamps---PAR16/Philips-Lighting-4-5GU10-LEDCLA-F35-2-2-2-7K-DIM-10-1-ES-4-5W-LED-PAR16-GU10-Bulb/p/1244341?prevPageNumber=38 | Rexel Energy Solutions | 2020 | Yes
LED Lighting | Reflector | Philips Lighting | True |  |  | PAR16 (Sealed Beam) | 2-Pin Twist Lock (GU10) | Home Lamps, Bulbs, Ballasts Bulbs - LED LED - Reflective Lamps - PAR16 LED-GU10-4.5W-25D-3000K-D-120V LED Lamp, Dimmable, 4.5 Watt, 12 Volt, Bulb: MR16 (Mini Reflector), Base: 2-Pin Twist Lock (GU10), Lumens: 315, CRI: 80, Color Temperature: 3000K, Beam Angle: Flood 25° *Philips Part # 45440-5* LED Lamp, Dimmable, MR16, 4.5W, 120V, FL25 Philips Lighting LED-GU10-4.5W-25D-3000K-D-120V LED Lamp, Dimmable, MR16, 4.5W, 120V, FL25 | 3000 | 80 | 315 | 63 |  | 5 | 1 | 11.5 | 11.5 | 13.5129 | 2020Q3 | https://www.rexelusa.com/usr/Root-Category/Lamps,-Bulbs,-Ballasts/Bulbs---LED/LED---Reflective/Lamps---PAR16/Philips-Lighting-LED-GU10-4-5W-25D-3000K-D-120V-LED-Lamp,-Dimmable,-MR16,-4-5W,-120V,-FL25/p/816093?prevPageNumber=18 | Rexel Energy Solutions | 2020 | Yes
LED Lighting | Reflector | SYLVANIA | True |  |  | PAR16 (Sealed Beam) | 2-Pin Twist Lock (GU10) | Home Lamps, Bulbs, Ballasts Bulbs - LED LED - Reflective Lamps - PAR16 LED6PAR16GU10DIM830FL36GL1RP LED Lamp, 6 Watt, 120 Volt, Bulb: PAR16, Flood, Dimmable, Base: GU10, Lumens: 450, CRI: 82, Color Temperature: 3000K, Rated Hours: 25000, Replaces 50 Watt Halogen, Standard Case Qty: 6 Sylvania Part # 79288 *** Discontinued *** LED Lamp, PAR16, 6W, 120V, 3000K, 450 Lumen *** Discontinued *** SYLVANIA LED6PAR16GU10DIM830FL36GL1RP LED Lamp, PAR16, 6W, 120V, 3000K, 450 Lumen *** Discontinued *** | 3000 | 82 | 450 | 75 |  | 6 | 1 | 9.84 | 9.84 | 11.5624 | 2020Q3 | https://www.rexelusa.com/usr/Root-Category/Lamps,-Bulbs,-Ballasts/Bulbs---LED/LED---Reflective/Lamps---PAR16/SYLVANIA-LED6PAR16GU10DIM830FL36GL1RP-LED-Lamp,-PAR16,-6W,-120V,-3000K,-450-Lumen-Discontinued-/p/981219?prevPageNumber=30 | Rexel Energy Solutions | 2020 | Yes
LED Lighting | Reflector | Philips Lighting | True |  |  | PAR20 (Sealed Beam) | Medium Screw (E26) | Home Lamps, Bulbs, Ballasts Bulbs - LED LED - Reflective Lamps - PAR20 6PAR20/F25-2700-DIM Dimmable LED Lamp, 6W, 120V, Bulb: PAR20, Base: Medium Screw (E26), Lumens: 430, CRI: 80, Color Temperature: 2700K, Beam Angle: 25º, Rated Average Life: 25,000-45,000 Hrs. *Philips Part # 45604-6* 6W PAR20 saves 44 Ws of energy when compared to a 50W halogen PAR20. * Energy Star Rated * Dimmable LED Lamp, PAR20, 6W, 120V, FL25 Philips Lighting 6PAR20/F25-2700-DIM Dimmable LED Lamp, PAR20, 6W, 120V, FL25 | 2700 | 80 | 430 | 71.6667 |  | 6 | 1 | 18.5 | 18.5 | 21.7382 | 2020Q3 | https://www.rexelusa.com/usr/Root-Category/Lamps,-Bulbs,-Ballasts/Bulbs---LED/LED---Reflective/Lamps---PAR20/Philips-Lighting-6PAR20-F25-2700-DIM-Dimmable-LED-Lamp,-PAR20,-6W,-120V,-FL25/p/880723?prevPageNumber=22 | Rexel Energy Solutions | 2020 | Yes
LED Lighting | Reflector | Philips Lighting | True |  |  | PAR20 (Sealed Beam) | Medium Screw (E26) | Home Lamps, Bulbs, Ballasts Bulbs - LED LED - Reflective Lamps - PAR20 6PAR20/F25-4000-DIM Dimmable LED Lamp, 6W, 120V, Bulb: PAR20, Base: Medium Screw (E26), Lumens: 470, CRI: 80, Color Temperature: 4000K, Beam Angle: 25°, Rated Average Life: 25,000-45,000 Hrs. *Philips Part # 45606-1* 6W PAR20 saves 44 Ws of energy when compared to a 50W halogen PAR20. 6 W Dimmable LED PAR20 Philips Lighting 6PAR20/F25-4000-DIM 6 W Dimmable LED PAR20 | 4000 | 80 | 470 | 78.3333 |  | 6 | 1 | 18.5 | 18.5 | 21.7382 | 2020Q3 | https://www.rexelusa.com/usr/Root-Category/Lamps,-Bulbs,-Ballasts/Bulbs---LED/LED---Reflective/Lamps---PAR20/Philips-Lighting-6PAR20-F25-4000-DIM-6-W-Dimmable-LED-PAR20/p/894758?prevPageNumber=70 | Rexel Energy Solutions | 2020 | Yes
LED Lighting | Reflector | Philips Lighting | True |  |  | PAR20 (Sealed Beam) | Medium Screw (E26) | Home Lamps, Bulbs, Ballasts Bulbs - LED LED - Reflective Lamps - PAR20 6PAR20/LED/827/F25/DIM-SO-120V Dimmable LED Lamp, Single Optic Design. Watts: 6, Volts: 120, Bulb: PAR20, Base: Medium Screw (E26), Lumens: 480, CRI: 80, Color Temperature: 2700K, Beam Angle: 25°, Rated Average Life: 25,000 Hrs. *Philips Part # 46364-6* 6W PAR20 saves 44 Watts of energy when compared to a 50W halogen PAR20. 6 Watt Dimmable LED PAR20 Philips Lighting 6PAR20/LED/827/F25/DIM-SO-120V 6 Watt Dimmable LED PAR20 | 2700 | 80 | 480 | 80 |  | 6 | 1 | 15.47 | 15.47 | 18.1778 | 2020Q3 | https://www.rexelusa.com/usr/Root-Category/Lamps,-Bulbs,-Ballasts/Bulbs---LED/LED---Reflective/Lamps---PAR20/Philips-Lighting-6PAR20-LED-827-F25-DIM-SO-120V-6-Watt-Dimmable-LED-PAR20/p/1061124?prevPageNumber=7 | Rexel Energy Solutions | 2020 | Yes
LED Lighting | Reflector | Philips Lighting | True |  |  | PAR20 (Sealed Beam) | Medium Screw (E26) | Home Lamps, Bulbs, Ballasts Bulbs - LED LED - Reflective Lamps - PAR20 6PAR20/LED/830/F25/DIM-SO-120V Dimmable LED Lamp, Single Optic Design. Watts: 6, Volts: 120, Bulb: PAR20, Base: Medium Screw (E26), Lumens: 500, CRI: 80, Color Temperature: 3000K, Beam Angle: 25°, Rated Average Life: 25,000 Hrs. *Philips Part # 46365-3* 6W PAR20 saves 44 Watts of energy when compared to a 50W halogen PAR20. 6 Watt Dimmable LED PAR20 Philips Lighting 6PAR20/LED/830/F25/DIM-SO-120V 6 Watt Dimmable LED PAR20 | 3000 | 80 | 500 | 83.3333 |  | 6 | 1 | 15.92 | 15.92 | 18.7066 | 2020Q3 | https://www.rexelusa.com/usr/Root-Category/Lamps,-Bulbs,-Ballasts/Bulbs---LED/LED---Reflective/Lamps---PAR20/Philips-Lighting-6PAR20-LED-830-F25-DIM-SO-120V-6-Watt-Dimmable-LED-PAR20/p/1052287?prevPageNumber=6 | Rexel Energy Solutions | 2020 | Yes
LED Lighting | Reflector | Philips Lighting | True |  |  | PAR20 (Sealed Beam) | Medium Screw (E26) | Home Lamps, Bulbs, Ballasts Bulbs - LED LED - Reflective Lamps - PAR20 6PAR20/LED/830/F35/DIM-SO-120V Dimmable LED Lamp, Single Optic Design. Watts: 6, Volts: 120, Bulb: PAR20, Base: Medium Screw (E26), Lumens: 500, CRI: 80, Color Temperature: 3000K, Beam Angle: 35°, Rated Average Life: 25,000 Hrs. *Philips Part # 46368-7* 6W PAR20 saves 44 Watts of energy when compared to a 50W halogen PAR20. Dimmable LED Lamp, 6W, PAR20, 120V Philips Lighting 6PAR20/LED/830/F35/DIM-SO-120V Dimmable LED Lamp, 6W, PAR20, 120V | 3000 | 80 | 500 | 83.3333 |  | 6 | 1 | 15.92 | 15.92 | 18.7066 | 2020Q3 | https://www.rexelusa.com/usr/Root-Category/Lamps,-Bulbs,-Ballasts/Bulbs---LED/LED---Reflective/Lamps---PAR20/Philips-Lighting-6PAR20-LED-830-F35-DIM-SO-120V-Dimmable-LED-Lamp,-6W,-PAR20,-120V/p/1086952?prevPageNumber=24 | Rexel Energy Solutions | 2020 | Yes
LED Lighting | Reflector | Philips Lighting | True | Scene Controls, |  | PAR20 (Sealed Beam) |  | Home Lamps, Bulbs, Ballasts Bulbs - LED LED - Reflective Lamps - PAR20 7PAR20/LED/F25/827-822/E26/GL/DIM-120V LED PAR20 Lamp, 7 Watt, 120 Volt, 500 Lumens, Color Temperature: 2200-2700K: 822-827 (tunable warm white), 80 CRI, Dimmable. Signify p/n 471102, 12NC 929001317204. LED PAR20 Lamp, 7W, 120V Philips Lighting 7PAR20/LED/F25/827-822/E26/GL/DIM-120V LED PAR20 Lamp, 7W, 120V | 2700 | 80 | 500 | 71.4286 |  | 7 | 1 | 11.06 | 11.06 | 12.9959 | 2020Q3 | https://www.rexelusa.com/usr/Root-Category/Lamps,-Bulbs,-Ballasts/Bulbs---LED/LED---Reflective/Lamps---PAR20/Philips-Lighting-7PAR20-LED-F25-827-822-E26-GL-DIM-120V-LED-PAR20-Lamp,-7W,-120V/p/1344774?prevPageNumber=83 | Rexel Energy Solutions | 2020 | Yes
LED Lighting | Reflector | Philips Lighting | True |  |  | PAR20 (Sealed Beam) | E26 (Medium Screw) | Home Lamps, Bulbs, Ballasts Bulbs - LED LED - Reflective Lamps - PAR20 7PAR20/LED/F25/830/E26/GL/DIM-120V Dimmable LED Lamp, Single Optic Design. Watts: 7, Volts: 120, Bulb: PAR20, Base: Medium Screw (E26), Lumens: 500, CRI: 80, Color Temperature: 3000K, Beam Angle: 25°, Rated Average Life: 25,000 Hrs. *Philips Part # 47111-0* 7W PAR20 saves 43 Watts of energy when compared to a 50W halogen PAR20. 7PAR20/LED/F25/830/E26/GL/DIM 120V Philips Lighting 7PAR20/LED/F25/830/E26/GL/DIM-120V 7PAR20/LED/F25/830/E26/GL/DIM 120V | 3000 | 80 | 500 | 71.4286 |  | 7 | 1 | 10.62 | 10.62 | 12.4789 | 2020Q3 | https://www.rexelusa.com/usr/Root-Category/Lamps,-Bulbs,-Ballasts/Bulbs---LED/LED---Reflective/Lamps---PAR20/Philips-Lighting-7PAR20-LED-F25-830-E26-GL-DIM-120V-7PAR20-LED-F25-830-E26-GL-DIM-120V/p/1251541?prevPageNumber=24 | Rexel Energy Solutions | 2020 | Yes
LED Lighting | Reflector | Philips Lighting | True |  |  | PAR20 (Sealed Beam) | E26 (Medium Screw) | Home Lamps, Bulbs, Ballasts Bulbs - LED LED - Reflective Lamps - PAR20 7PAR20/LED/F40/827-822/E26/GL/DIM-120V Dimmable LED Lamp, Single Optic Design. Watts: 7-50, Volts: 120, Bulb: PAR20, Base: Medium Screw (E26), Lumens: 500, CRI: 80, Color Temperature: 2700K-2200K (Warm-Glow), Beam Angle: 40°, Rated Average Life: 25,000 Hrs. *Philips Part # 47113-6* 7W PAR20 saves 43 Watts of energy when compared to a 50W halogen PAR20. Dimmable LED Lamp, Warm-Glow Philips Lighting 7PAR20/LED/F40/827-822/E26/GL/DIM-120V Dimmable LED Lamp, Warm-Glow | 2200 | 80 | 500 | 71.4286 |  | 7 | 1 | 11.06 | 11.06 | 12.9959 | 2020Q3 | https://www.rexelusa.com/usr/Root-Category/Lamps,-Bulbs,-Ballasts/Bulbs---LED/LED---Reflective/Lamps---PAR20/Philips-Lighting-7PAR20-LED-F40-827-822-E26-GL-DIM-120V-Dimmable-LED-Lamp,-Warm-Glow/p/1344980?prevPageNumber=93 | Rexel Energy Solutions | 2020 | Yes
LED Lighting | Reflector | Philips Lighting | True |  |  | PAR20 (Sealed Beam) | E26 (Medium Screw) | Home Lamps, Bulbs, Ballasts Bulbs - LED LED - Reflective Lamps - PAR20 7PAR20/LED/F40/830/E26/GL/DIM-120V LED Lamp, 7 Watt, PAR20, 500 Lumen, 3000K, Frosted, 120 Volt, Medium Base, Dimmable, Replaces 50 Watt Incandescent *Philips Part # 471149* LED Lamp, 7W, PAR20, 500 Lumen, 3000K, Frosted, 120V Philips Lighting 7PAR20/LED/F40/830/E26/GL/DIM-120V LED Lamp, 7W, PAR20, 500 Lumen, 3000K, Frosted, 120V | 3000 | 80 | 500 | 71.4286 |  | 7 | 1 | 10.62 | 10.62 | 12.4789 | 2020Q3 | https://www.rexelusa.com/usr/Root-Category/Lamps,-Bulbs,-Ballasts/Bulbs---LED/LED---Reflective/Lamps---PAR20/Philips-Lighting-7PAR20-LED-F40-830-E26-GL-DIM-120V-LED-Lamp,-7W,-PAR20,-500-Lumen,-3000K,%C2%A0Frosted,-120V/p/1263129?prevPageNumber=9 | Rexel Energy Solutions | 2020 | Yes
LED Lighting | Reflector | SYLVANIA | True |  |  |  |  | Home Lamps, Bulbs, Ballasts Bulbs - LED LED - Reflective Lamps - PAR20 LED6PAR20/DIM/830/FL30/G2/RP SYL LED6PAR20/DIM/830/FL30/G2/RP 79261 LED PAR20 6W DIMMABLE 82CRI 450 LUMEN 3000K 25000 LIFE SYL LED6PAR20/DIM/830/FL30/G2/RP SYLVANIA LED6PAR20/DIM/830/FL30/G2/RP SYL LED6PAR20/DIM/830/FL30/G2/RP | 3000 | 82 | 450 | 75 |  | 6 | 1 | 15.81 | 15.81 | 18.5774 | 2020Q3 | https://www.rexelusa.com/usr/Root-Category/Lamps,-Bulbs,-Ballasts/Bulbs---LED/LED---Reflective/Lamps---PAR20/SYLVANIA-LED6PAR20-DIM-830-FL30-G2-RP-SYL-LED6PAR20-DIM-830-FL30-G2-RP/p/898146?prevPageNumber=38 | Rexel Energy Solutions | 2020 | Yes
LED Lighting | Reflector | SYLVANIA | True |  |  | PAR20 (Sealed Beam) | Medium Screw (E26) | Home Lamps, Bulbs, Ballasts Bulbs - LED LED - Reflective Lamps - PAR20 LED7PAR20/PRO/827/FL40/P3 LED Lamp, 7 Watt, 120 Volt, Bulb: Par20 Flood, 40 Degree Beam, Base: Medium Screw (E26), Lumens: 520, CRI: 84, Color Temperature: 2700K, Rated Hours: 25000, Dimmable, Standard Case Qty: 6 Sylvania Part # 79025 *** Discontinued *** LED Lamp, Dimmable, PAR20, 7W, 120V, FL40 *** Discontinued *** SYLVANIA LED7PAR20/PRO/827/FL40/P3 LED Lamp, Dimmable, PAR20, 7W, 120V, FL40 *** Discontinued *** | 2700 | 84 | 520 | 74.2857 |  | 7 | 1 | 35.61 | 35.61 | 41.8431 | 2020Q3 | https://www.rexelusa.com/usr/Root-Category/Lamps,-Bulbs,-Ballasts/Bulbs---LED/LED---Reflective/Lamps---PAR20/SYLVANIA-LED7PAR20-PRO-827-FL40-P3-LED-Lamp,-Dimmable,-PAR20,-7W,-120V,-FL40-Discontinued-/p/871500?prevPageNumber=70 | Rexel Energy Solutions | 2020 | Yes
LED Lighting | Reflector | SYLVANIA | True |  |  | PAR20 (Sealed Beam) | Medium Screw (E26) | Home Lamps, Bulbs, Ballasts Bulbs - LED LED - Reflective Lamps - PAR20 LED7PAR20DIM830FL4022YGL3WRP LED Lamp, Dimmable, 7 Watt, 120 Volt, Bulb: PAR20 (Sealed Beam), Base: Medium Screw (E26), Lumens: 525, CRI: 82, Color Temperature: 3000K, Beam Angle: Flood 40 Degree, Standard Case Qty: 6 *Sylvania Part # 78348* LED Lamp, Dimmable, PAR20, 7 Watt, 120V, 3000K, 525 Lumen SYLVANIA LED7PAR20DIM830FL4022YGL3WRP LED Lamp, Dimmable, PAR20, 7 Watt, 120V, 3000K, 525 Lumen | 3000 | 82 | 525 | 75 |  | 7 | 1 | 8.99 | 8.99 | 10.5636 | 2020Q3 | https://www.rexelusa.com/usr/Root-Category/Lamps,-Bulbs,-Ballasts/Bulbs---LED/LED---Reflective/Lamps---PAR20/SYLVANIA-LED7PAR20DIM830FL4022YGL3WRP-LED-Lamp,-Dimmable,-PAR20,-7-Watt,-120V,-3000K,-525-Lumen/p/1248350?prevPageNumber=11 | Rexel Energy Solutions | 2020 | Yes
LED Lighting | Reflector | SYLVANIA | True |  |  | PAR20 (Sealed Beam) | Medium Screw (E26) | Home Lamps, Bulbs, Ballasts Bulbs - LED LED - Reflective Lamps - PAR20 LED7PAR20DIM830NFL2522YGL3WRP ULTRA LED Lamp, 7 Watt, 525 Lumen, 3000K, 82 CRI, PAR20, Medium Base, 120 Volt, Dimmable, Case Qty: 6 *Sylvania # 78347* LED Lamp, 7W, 525L, 3000K, PAR20, Medium Base, 120V SYLVANIA LED7PAR20DIM830NFL2522YGL3WRP LED Lamp, 7W, 525L, 3000K, PAR20, Medium Base, 120V | 3000 | 82 | 525 | 75 |  | 7 | 1 | 8.93 | 8.93 | 10.4931 | 2020Q3 | https://www.rexelusa.com/usr/Root-Category/Lamps,-Bulbs,-Ballasts/Bulbs---LED/LED---Reflective/Lamps---PAR20/SYLVANIA-LED7PAR20DIM830NFL2522YGL3WRP-LED-Lamp,-7W,-525L,-3000K,-PAR20,-Medium-Base,-120V/p/1274722?prevPageNumber=19 | Rexel Energy Solutions | 2020 | Yes
LED Lighting | Reflector | SYLVANIA | True |  |  | PAR20 (Sealed Beam) | Medium Screw (E26) | Home Lamps, Bulbs, Ballasts Bulbs - LED LED - Reflective Lamps - PAR20 LED7PAR20DIM850FL4013YGLWRP LED Lamp, Dimmable, 7 Watt, 120 Volt, Bulb: PAR20 (Sealed Beam), Base: Medium Screw (E26), Lumens: 550, CRI: 81, Color Temperature: 5000K, Beam Angle: Flood 40 Degree, Standard Case Qty: 6 *Sylvania Part # 74777* LED Lamp, Dimmable, PAR20, 7 Watt, 120V, 5000K, 550 Lumen SYLVANIA LED7PAR20DIM850FL4013YGLWRP LED Lamp, Dimmable, PAR20, 7 Watt, 120V, 5000K, 550 Lumen | 5000 | 81 | 550 | 78.5714 |  | 7 | 1 | 8.99 | 8.99 | 10.5636 | 2020Q3 | https://www.rexelusa.com/usr/Root-Category/Lamps,-Bulbs,-Ballasts/Bulbs---LED/LED---Reflective/Lamps---PAR20/SYLVANIA-LED7PAR20DIM850FL4013YGLWRP-LED-Lamp,-Dimmable,-PAR20,-7-Watt,-120V,-5000K,-550-Lumen/p/1279139?prevPageNumber=40 | Rexel Energy Solutions | 2020 | Yes
LED Lighting | Reflector | TCP | True |  |  |  |  | Home Lamps, Bulbs, Ballasts Bulbs - LED LED - Reflective Lamps - PAR20 LED10P20D41KFL TCP LED10P20D41KFL DIM 10W SM DIMMABLE 10W SMOOTH PAR20 4100K 40 DEGREE TCP LED10P20D41KFL DIM 10W SMOOTH P TCP LED10P20D41KFL TCP LED10P20D41KFL DIM 10W SMOOTH P | 4100 |  | 700 | 70 |  | 10 | 1 | 18.38 | 18.38 | 21.5972 | 2020Q3 | https://www.rexelusa.com/usr/Root-Category/Lamps,-Bulbs,-Ballasts/Bulbs---LED/LED---Reflective/Lamps---PAR20/TCP-LED10P20D41KFL-TCP-LED10P20D41KFL-DIM-10W-SMOOTH-P/p/859723?prevPageNumber=52 | Rexel Energy Solutions | 2020 | Yes
LED Lighting | Reflector | Philips Lighting | True |  |  | PAR30L (Sealed Beam Long) | E26 (Medium Screw) | Home Lamps, Bulbs, Ballasts Bulbs - LED LED - Reflective Lamps - PAR30 10PAR30L/LED/827/F40/DIM/ULW/120V-6/1FB Dimmable LED Lamp, 10W, 120V, Bulb: PAR30L, Base: Medium Screw (E26), Lumens: 800, CRI: 80, Color Temperature: 2700K, Beam Angle: 40°, Rated Average Life: 25,000 Hrs. *Philips Part # 52973-5, Mdl # 9290013220. Rated for Wet Locations. ENERGY STAR® Qualified LED Lamp, 75W Equivalent. Dimmable LED Lamp, 10W, 120V, 40°, PAR30L Philips Lighting 10PAR30L/LED/827/F40/DIM/ULW/120V-6/1FB Dimmable LED Lamp, 10W, 120V, 40°, PAR30L | 2700 | 80 | 800 | 80 |  | 10 | 1 | 11.06 | 11.06 | 12.9959 | 2020Q3 | https://www.rexelusa.com/usr/Root-Category/Lamps,-Bulbs,-Ballasts/Bulbs---LED/LED---Reflective/Lamps---PAR30/Philips-Lighting-10PAR30L-LED-827-F40-DIM-ULW-120V-6-1FB-Dimmable-LED-Lamp,-10W,-120V,-40%C2%B0,-PAR30L/p/1344337?prevPageNumber=43 | Rexel Energy Solutions | 2020 | Yes
LED Lighting | Reflector | Philips Lighting | True |  |  | PAR30L (Sealed Beam Long) | E26 (Medium Screw) | Home Lamps, Bulbs, Ballasts Bulbs - LED LED - Reflective Lamps - PAR30 10PAR30L/LED/830/F40/DIM/ULW/120V-6/1FB Dimmable LED Lamp, 10W, 120V, Bulb: PAR30L, Base: Medium Screw (E26), Lumens: 850, CRI: 80, Color Temperature: 3000K, Beam Angle: 40°, Rated Average Life: 25,000 Hrs. *Philips Part # 52974-3, Mdl # 929001322104. Rated for Wet Locations. ENERGY STAR® Qualified LED Lamp, 75W Equivalent. Dimmable LED Lamp, 10W, 120V, 40°, PAR30L Philips Lighting 10PAR30L/LED/830/F40/DIM/ULW/120V-6/1FB Dimmable LED Lamp, 10W, 120V, 40°, PAR30L | 3000 | 80 | 800 | 80 |  | 10 | 1 | 11.06 | 11.06 | 12.9959 | 2020Q3 | https://www.rexelusa.com/usr/Root-Category/Lamps,-Bulbs,-Ballasts/Bulbs---LED/LED---Reflective/Lamps---PAR30/Philips-Lighting-10PAR30L-LED-830-F40-DIM-ULW-120V-6-1FB-Dimmable-LED-Lamp,-10W,-120V,-40%C2%B0,-PAR30L/p/1318142?prevPageNumber=9 | Rexel Energy Solutions | 2020 | Yes
LED Lighting | Reflector | Philips Lighting | True |  |  | PAR30L (Sealed Beam Long) | E26 (Medium Screw) | Home Lamps, Bulbs, Ballasts Bulbs - LED LED - Reflective Lamps - PAR30 10PAR30L/LED/840/F40/DIM/ULW/120V-6/1FB Dimmable LED Lamp, 10W, 120V, Bulb: PAR30L, Base: Medium Screw (E26), Lumens: 850, CRI: 80, Color Temperature: 4000K, Beam Angle: 40°, Rated Average Life: 25,000 Hrs. *Philips Part # 52975-0, Mdl # 9290013223. Rated for Wet Locations. ENERGY STAR® Qualified LED Lamp, 75W Equivalent. Dimmable LED Lamp, 10W Philips Lighting 10PAR30L/LED/840/F40/DIM/ULW/120V-6/1FB Dimmable LED Lamp, 10W | 4000 | 80 | 850 | 85 |  | 10 | 1 | 11.06 | 11.06 | 12.9959 | 2020Q3 | https://www.rexelusa.com/usr/Root-Category/Lamps,-Bulbs,-Ballasts/Bulbs---LED/LED---Reflective/Lamps---PAR30/Philips-Lighting-10PAR30L-LED-840-F40-DIM-ULW-120V-6-1FB-Dimmable-LED-Lamp,-10W/p/1335107?prevPageNumber=17 | Rexel Energy Solutions | 2020 | Yes
LED Lighting | Reflector | Philips Lighting | True |  |  | PAR30S (Sealed Beam Short) | E26 (Medium Screw) | Home Lamps, Bulbs, Ballasts Bulbs - LED LED - Reflective Lamps - PAR30 10PAR30S/LED/827/F25/DIM/ULW/120V-6/1FB Dimmable LED Lamp, 10W, 120V, Bulb: PAR30S, Base: Medium Screw (E26), Lumens: 800, CRI: 80, Color Temperature: 2700K, Beam Angle: 25°, Rated Average Life: 25,000 Hrs. *Philips Part # 52976-8, Mdl # 9290013204. Rated for Wet Locations. ENERGY STAR® Qualified LED Lamp, 75W Equivalent. 10 Watt, LED, PAR30S, 2700K Philips Lighting 10PAR30S/LED/827/F25/DIM/ULW/120V-6/1FB 10 Watt, LED, PAR30S, 2700K | 2700 | 80 | 800 | 80 |  | 10 | 1 | 11.06 | 11.06 | 12.9959 | 2020Q3 | https://www.rexelusa.com/usr/Root-Category/Lamps,-Bulbs,-Ballasts/Bulbs---LED/LED---Reflective/Lamps---PAR30/Philips-Lighting-10PAR30S-LED-827-F25-DIM-ULW-120V-6-1FB-10-Watt,-LED,-PAR30S,-2700K/p/1352363?prevPageNumber=89 | Rexel Energy Solutions | 2020 | Yes
LED Lighting | Reflector | Philips Lighting | True |  |  | PAR30S (Sealed Beam Short) | E26 (Medium Screw) | Home Lamps, Bulbs, Ballasts Bulbs - LED LED - Reflective Lamps - PAR30 10PAR30S/LED/830/F25/DIM/ULW/120V-6/1FB Dimmable LED Lamp, 12W, 120V, Short Neck, Bulb: PAR30S, Base: Medium Screw (E26), Lumens: 850, CRI: 80, Color Temperature: 3000K, Beam Angle: 25º, Rated Average Life: 25,000-50,000 Hrs. *Philips Part # 52977-6, Mdl # 9290013205. 75W Equivalent. Suitable for Use in Wet Locations. This lamp is ENERGY STAR® Certified. Dimmable LED Lamp, PAR30S, 10W, 120V, 25° Philips Lighting 10PAR30S/LED/830/F25/DIM/ULW/120V-6/1FB Dimmable LED Lamp, PAR30S, 10W, 120V, 25° | 3000 | 80 | 850 | 85 |  | 10 | 1 | 11.06 | 11.06 | 12.9959 | 2020Q3 | https://www.rexelusa.com/usr/Root-Category/Lamps,-Bulbs,-Ballasts/Bulbs---LED/LED---Reflective/Lamps---PAR30/Philips-Lighting-10PAR30S-LED-830-F25-DIM-ULW-120V-6-1FB-Dimmable-LED-Lamp,-PAR30S,-10W,-120V,-25%C2%B0/p/1354078?prevPageNumber=89 | Rexel Energy Solutions | 2020 | Yes
LED Lighting | Reflector | Philips Lighting | True |  |  | PAR30L (Sealed Beam Long) | Medium Screw (E26) | Home Lamps, Bulbs, Ballasts Bulbs - LED LED - Reflective Lamps - PAR30 12.5PAR30L/F25-2700-DIM-SO Dimmable LED Lamp, 12.5W, 120V, Bulb: PAR30L, Base: Medium Screw (E26), Lumens: 850, CRI: 80, Color Temperature: 2700K, Beam Angle: 25°, Rated Average Life: 25,000 - 50,000 Hrs. *Philips Part # 45466-0. ENERGY STAR® Certified LED Lamp, 75W Equivalent. NOTE: No Longer Made. See Sub, Platt # 1224878: 10PAR30L/LED/827/F25/DIM/ULW *OBSOLETE* Sub Exists Philips Lighting 12.5PAR30L/F25-2700-DIM-SO *OBSOLETE* Sub Exists | 2700 | 80 | 850 | 170 |  | 5 | 1 | 22.11 | 22.11 | 25.9801 | 2020Q3 | https://www.rexelusa.com/usr/Root-Category/Lamps,-Bulbs,-Ballasts/Bulbs---LED/LED---Reflective/Lamps---PAR30/Philips-Lighting-12-5PAR30L-F25-2700-DIM-SO-OBSOLETE-Sub-Exists/p/858066?prevPageNumber=17 | Rexel Energy Solutions | 2020 | Yes
LED Lighting | Reflector | Philips Lighting | True |  |  | PAR30L (Sealed Beam Long) | Medium Screw (E26) | Home Lamps, Bulbs, Ballasts Bulbs - LED LED - Reflective Lamps - PAR30 12.5PAR30L/F35-2700-DIM-SO Dimmable LED Lamp, 12.5W, 120V, Bulb: PAR30L, Base: Medium Screw (E26), Lumens: 850, CRI: 80, Color Temperature: 2700K, Beam Angle: 35°, Rated Average Life: 25,000 - 50,000 Hrs. *Philips Part # 45469-4. ENERGY STAR® Certified LED Lamp, 75W Equivalent. Dimmable LED Lamp, PAR30L, 12.5W, 120V, FL35 Philips Lighting 12.5PAR30L/F35-2700-DIM-SO Dimmable LED Lamp, PAR30L, 12.5W, 120V, FL35 | 2700 | 80 | 850 | 170 |  | 5 | 1 | 22.11 | 22.11 | 25.9801 | 2020Q3 | https://www.rexelusa.com/usr/Root-Category/Lamps,-Bulbs,-Ballasts/Bulbs---LED/LED---Reflective/Lamps---PAR30/Philips-Lighting-12-5PAR30L-F35-2700-DIM-SO-Dimmable-LED-Lamp,-PAR30L,-12-5W,-120V,-FL35/p/880724?prevPageNumber=23 | Rexel Energy Solutions | 2020 | Yes
LED Lighting | Reflector | Philips Lighting | True |  |  | PAR30L (Sealed Beam Long) | Medium Screw (E26) | Home Lamps, Bulbs, Ballasts Bulbs - LED LED - Reflective Lamps - PAR30 12.5PAR30L/F35-3000-DIM-SO Dimmable LED Lamp, 12.5W, 120V, Bulb: PAR30L, Base: Medium Screw (E26), Lumens: 900, CRI: 80, Color Temperature: 3000K, Beam Angle: 35°, Rated Average Life: 45,000 Hrs. *Philips Part # 45470-2. ENERGY STAR® Certified LED Lamp, 75W Equivalent. Dimmable LED Lamp, PAR30L, 12.5W, 120V, FL35 Philips Lighting 12.5PAR30L/F35-3000-DIM-SO Dimmable LED Lamp, PAR30L, 12.5W, 120V, FL35 | 3000 | 80 | 900 | 72 |  | 12.5 | 1 | 22.11 | 22.11 | 25.9801 | 2020Q3 | https://www.rexelusa.com/usr/Root-Category/Lamps,-Bulbs,-Ballasts/Bulbs---LED/LED---Reflective/Lamps---PAR30/Philips-Lighting-12-5PAR30L-F35-3000-DIM-SO-Dimmable-LED-Lamp,-PAR30L,-12-5W,-120V,-FL35/p/871078?prevPageNumber=41 | Rexel Energy Solutions | 2020 | Yes
LED Lighting | Reflector | Philips Lighting | True |  |  | PAR30S (Sealed Beam Short) | Medium Screw (E26) | Home Lamps, Bulbs, Ballasts Bulbs - LED LED - Reflective Lamps - PAR30 120V-PAR30S-12W-25D-2700K-900-D-AF-SO Dimmable LED Lamp, 12.5W, 120V, Short Neck, Bulb: PAR30S, Base: Medium Screw (E26), Lumens: 850, CRI: 80, Color Temperature: 2700K, Beam Angle: 25°, Rated Average Life: 25,000-50,000Hrs. *Philips Part # 43529-7. 75W Equivalent. This lamp is ENERGY STAR® Certified. Dimmable LED Lamp, PAR30S, 12.5W, 120V, FL25 Philips Lighting 120V-PAR30S-12W-25D-2700K-900-D-AF-SO Dimmable LED Lamp, PAR30S, 12.5W, 120V, FL25 | 2700 | 80 | 850 | 70.8333 |  | 12 | 1 | 22.11 | 22.11 | 25.9801 | 2020Q3 | https://www.rexelusa.com/usr/Root-Category/Lamps,-Bulbs,-Ballasts/Bulbs---LED/LED---Reflective/Lamps---PAR30/Philips-Lighting-120V-PAR30S-12W-25D-2700K-900-D-AF-SO-Dimmable-LED-Lamp,-PAR30S,-12-5W,-120V,-FL25/p/805731?prevPageNumber=11 | Rexel Energy Solutions | 2020 | Yes
LED Lighting | Reflector | Philips Lighting | True |  |  | PAR30S (Sealed Beam Short) | Medium Screw (E26) | Home Lamps, Bulbs, Ballasts Bulbs - LED LED - Reflective Lamps - PAR30 120V-PAR30S-12W-25D-3000K-900-D-AF-SO Dimmable LED Lamp, 12.5W, 120V, Bulb: PAR30S, Short Neck, Base: Medium Screw (E26), Lumens: 850, CRI: 80, Color Temperature: 3000K, Beam Angle: 25°, Rated Average Life: 25,000-50,000Hrs. *Philips Part # 43530-5. 75W Equivalent. This lamp is ENERGY STAR® Certified. Dimmable LED Lamp, PAR30S, 12.5W, 120V, FL25 Philips Lighting 120V-PAR30S-12W-25D-3000K-900-D-AF-SO Dimmable LED Lamp, PAR30S, 12.5W, 120V, FL25 | 3000 | 80 | 850 | 70.8333 |  | 12 | 1 | 22.11 | 22.11 | 25.9801 | 2020Q3 | https://www.rexelusa.com/usr/Root-Category/Lamps,-Bulbs,-Ballasts/Bulbs---LED/LED---Reflective/Lamps---PAR30/Philips-Lighting-120V-PAR30S-12W-25D-3000K-900-D-AF-SO-Dimmable-LED-Lamp,-PAR30S,-12-5W,-120V,-FL25/p/781010?prevPageNumber=14 | Rexel Energy Solutions | 2020 | Yes
LED Lighting | Reflector | Philips Lighting | True |  |  | PAR30L (Sealed Beam Long) | Medium Screw (E26) | Home Lamps, Bulbs, Ballasts Bulbs - LED LED - Reflective Lamps - PAR30 12PAR30L/AMB/F40/830/DIM-ULW Dimmable LED Lamp, 12W, 120V, Bulb: PAR30L, Base: Medium Screw (E26), Lumens: 850, CRI: 80, Color Temperature: 3000K, Beam Angle: 40°, Rated Average Life: 25,000 Hrs. *Philips Part # 46785-2, Mdl # 9290012945. Suitable for Use in Wet Locations. ENERGY STAR® Certified LED Lamp, 75W Equivalent. *** Not for Sale in California *** Dimmable LED Lamp, PAR30L, 12W, 120V, 40° Philips Lighting 12PAR30L/AMB/F40/830/DIM-ULW Dimmable LED Lamp, PAR30L, 12W, 120V, 40° | 3000 | 80 | 850 | 70.8333 |  | 12 | 1 | 12.49 | 12.49 | 14.6762 | 2020Q3 | https://www.rexelusa.com/usr/Root-Category/Lamps,-Bulbs,-Ballasts/Bulbs---LED/LED---Reflective/Lamps---PAR30/Philips-Lighting-12PAR30L-AMB-F40-830-DIM-ULW-Dimmable-LED-Lamp,-PAR30L,-12W,-120V,-40%C2%B0/p/1135757?prevPageNumber=16 | Rexel Energy Solutions | 2020 | Yes
LED Lighting | Reflector | Philips Lighting | True |  |  | PAR30L (Sealed Beam Long) | Medium Screw (E26) | Home Lamps, Bulbs, Ballasts Bulbs - LED LED - Reflective Lamps - PAR30 12PAR30L/AMB/F40/840/DIM-ULW Dimmable LED Lamp, 12W, 120V, Bulb: PAR30L, Base: Medium Screw (E26), Lumens: 850, CRI: 80, Color Temperature: 4000K, Beam Angle: 40°, Rated Average Life: 25,000 Hrs. *Philips Part # 46786-0, Mdl # 9290012946. Suitable for Use in Wet Locations. ENERGY STAR® Certified LED Lamp, 75W Equivalent. Dimmable LED Lamp, PAR30L, 12W, 120V, 40° Philips Lighting 12PAR30L/AMB/F40/840/DIM-ULW Dimmable LED Lamp, PAR30L, 12W, 120V, 40° | 4000 | 80 | 850 | 70.8333 |  | 12 | 1 | 12.49 | 12.49 | 14.6762 | 2020Q3 | https://www.rexelusa.com/usr/Root-Category/Lamps,-Bulbs,-Ballasts/Bulbs---LED/LED---Reflective/Lamps---PAR30/Philips-Lighting-12PAR30L-AMB-F40-840-DIM-ULW-Dimmable-LED-Lamp,-PAR30L,-12W,-120V,-40%C2%B0/p/1135754?prevPageNumber=57 | Rexel Energy Solutions | 2020 | Yes
LED Lighting | Reflector | Philips Lighting | True |  |  | PAR30S (Sealed Beam Short) | Medium Screw (E26) | Home Lamps, Bulbs, Ballasts Bulbs - LED LED - Reflective Lamps - PAR30 12PAR30S/AMB/F25/827/DIM-ULW Dimmable LED Lamp, 12W, 120V, Short Neck, Bulb: PAR30S, Base: Medium Screw (E26), Lumens: 850, CRI: 80, Color Temperature: 2700K, Beam Angle: 25º, Rated Average Life: 25,000-50,000 Hrs. *Philips Part # 46787-8, Mdl # 9290012948. 75W Equivalent. Suitable for Use in Wet Locations. This lamp is ENERGY STAR® Certified. Dimmable LED Lamp, PAR30S, 12W, 120V, 25° Philips Lighting 12PAR30S/AMB/F25/827/DIM-ULW Dimmable LED Lamp, PAR30S, 12W, 120V, 25° | 2700 | 80 | 850 | 70.8333 |  | 12 | 1 | 15.83 | 15.83 | 18.6009 | 2020Q3 | https://www.rexelusa.com/usr/Root-Category/Lamps,-Bulbs,-Ballasts/Bulbs---LED/LED---Reflective/Lamps---PAR30/Philips-Lighting-12PAR30S-AMB-F25-827-DIM-ULW-Dimmable-LED-Lamp,-PAR30S,-12W,-120V,-25%C2%B0/p/1134704?prevPageNumber=58 | Rexel Energy Solutions | 2020 | Yes
LED Lighting | Reflector | Philips Lighting | True |  |  | PAR30S (Sealed Beam Short) | Medium Screw (E26) | Home Lamps, Bulbs, Ballasts Bulbs - LED LED - Reflective Lamps - PAR30 12PAR30S/AMB/F25/830/DIM-ULW Dimmable LED Lamp, 12W, 120V, Short Neck, Bulb: PAR30S, Base: Medium Screw (E26), Lumens: 850, CRI: 80, Color Temperature: 3000K, Beam Angle: 25º, Rated Average Life: 25,000-50,000 Hrs. *Philips Part # 46788-6, Mdl # 9290012949. 75W Equivalent. Suitable for Use in Wet Locations. This lamp is ENERGY STAR® Certified. *** Not for Sale in California *** Dimmable LED Lamp, PAR30S, 12W, 120V, 25° Philips Lighting 12PAR30S/AMB/F25/830/DIM-ULW Dimmable LED Lamp, PAR30S, 12W, 120V, 25° | 3000 | 80 | 850 | 70.8333 |  | 12 | 1 | 15.83 | 15.83 | 18.6009 | 2020Q3 | https://www.rexelusa.com/usr/Root-Category/Lamps,-Bulbs,-Ballasts/Bulbs---LED/LED---Reflective/Lamps---PAR30/Philips-Lighting-12PAR30S-AMB-F25-830-DIM-ULW-Dimmable-LED-Lamp,-PAR30S,-12W,-120V,-25%C2%B0/p/1106706?prevPageNumber=60 | Rexel Energy Solutions | 2020 | Yes
LED Lighting | Reflector | SYLVANIA | True |  |  | PAR30L (Sealed Beam Long) | Medium Screw (E26) | Home Lamps, Bulbs, Ballasts Bulbs - LED LED - Reflective Lamps - PAR30 LED10PAR30LNDIM830FL40GL3WRP LED Lamp, Dimmable, 10 Watt, 120 Volt, Bulb: PAR30L (Sealed Beam Long), Base: Medium Screw (E26), Lumens: 825, CRI: 82, Color Temperature: 3000K, Beam Angle: Flood 40 Degree, Standard Case Qty: 6 *Sylvania Part # 78250* LED Lamp, Dimmable, PAR30L, 10 Watt, 120V, 3000K, 825 Lumen SYLVANIA LED10PAR30LNDIM830FL40GL3WRP LED Lamp, Dimmable, PAR30L, 10 Watt, 120V, 3000K, 825 Lumen | 3000 | 82 | 825 | 82.5 |  | 10 | 1 | 12.99 | 12.99 | 15.2638 | 2020Q3 | https://www.rexelusa.com/usr/Root-Category/Lamps,-Bulbs,-Ballasts/Bulbs---LED/LED---Reflective/Lamps---PAR30/SYLVANIA-LED10PAR30LNDIM830FL40GL3WRP-LED-Lamp,-Dimmable,-PAR30L,-10-Watt,-120V,-3000K,-825-Lumen/p/1289110?prevPageNumber=2 | Rexel Energy Solutions | 2020 | Yes
LED Lighting | Reflector | SYLVANIA | True |  |  | PAR30L (Sealed Beam Long) | Medium Screw (E26) | Home Lamps, Bulbs, Ballasts Bulbs - LED LED - Reflective Lamps - PAR30 LED10PAR30LNDIM840FL40GL3WRP LED Lamp, Dimmable, 10 Watt, 120 Volt, Bulb: PAR30L (Sealed Beam Long), Base: Medium Screw (E26), Lumens: 825, CRI: 82, Color Temperature: 4000K, Beam Angle: Flood 40 Degree, Standard Case Qty: 6 *Sylvania Part # 78248* LED Lamp, Dimmable, PAR30L, 10 Watt, 120V, 4000K, 825 Lumen SYLVANIA LED10PAR30LNDIM840FL40GL3WRP LED Lamp, Dimmable, PAR30L, 10 Watt, 120V, 4000K, 825 Lumen | 4000 | 82 | 825 | 82.5 |  | 10 | 1 | 12.99 | 12.99 | 15.2638 | 2020Q3 | https://www.rexelusa.com/usr/Root-Category/Lamps,-Bulbs,-Ballasts/Bulbs---LED/LED---Reflective/Lamps---PAR30/SYLVANIA-LED10PAR30LNDIM840FL40GL3WRP-LED-Lamp,-Dimmable,-PAR30L,-10-Watt,-120V,-4000K,-825-Lumen/p/1265150?prevPageNumber=10 | Rexel Energy Solutions | 2020 | Yes
LED Lighting | Reflector | SYLVANIA | True |  |  | PAR30L (Sealed Beam Long) | Medium Screw (E26) | Home Lamps, Bulbs, Ballasts Bulbs - LED LED - Reflective Lamps - PAR30 LED11PAR30LNDIM850FL4013YGLWRP LED Lamp, Dimmable, 11 Watt, 120 Volt, Bulb: PAR30L (Sealed Beam Long), Base: Medium Screw (E26), Lumens: 850, CRI: 82, Color Temperature: 5000K, Beam Angle: Flood 40 Degree, Standard Case Qty: 6 *Sylvania Part # 74603* LED Lamp, Dimmable, PAR30L, 11 Watt, 120V, 5000K, 850 Lumen SYLVANIA LED11PAR30LNDIM850FL4013YGLWRP LED Lamp, Dimmable, PAR30L, 11 Watt, 120V, 5000K, 850 Lumen | 5000 | 82 | 850 | 77.2727 |  | 11 | 1 | 12.99 | 12.99 | 15.2638 | 2020Q3 | https://www.rexelusa.com/usr/Root-Category/Lamps,-Bulbs,-Ballasts/Bulbs---LED/LED---Reflective/Lamps---PAR30/SYLVANIA-LED11PAR30LNDIM850FL4013YGLWRP-LED-Lamp,-Dimmable,-PAR30L,-11-Watt,-120V,-5000K,-850-Lumen/p/1280263?prevPageNumber=12 | Rexel Energy Solutions | 2020 | Yes
LED Lighting | Reflector | SYLVANIA | True |  |  | PAR30 (Sealed Beam) | Medium Screw (E26) | Home Lamps, Bulbs, Ballasts Bulbs - LED LED - Reflective Lamps - PAR30 LED13PAR30DIM830FL40GL1WRP ULTRA LED Lamp, Dimmable, 13 Watt, 120 Volt, Bulb: PAR30 (Sealed Beam), Base: Medium Screw (E26), Lumens: 825, CRI: 82, Color Temperature: 3000K, Beam Angle: Flood 40 Degree, Rated Life: 25000 Hours, Note: RP indicates special retail packaging, Standard Case Qty: 6 Sylvania Part # 79372 *** Discontinued *** ULTRA LED Lamp, Dimmable, PAR30, 13W, 120V, 3000K, FL40 *** Discontinued *** SYLVANIA LED13PAR30DIM830FL40GL1WRP ULTRA LED Lamp, Dimmable, PAR30, 13W, 120V, 3000K, FL40 *** Discontinued *** | 3000 | 82 | 825 | 58.9286 | 25000 | 14 | 1 | 16.96 | 16.96 | 19.9287 | 2020Q3 | https://www.rexelusa.com/usr/Root-Category/Lamps,-Bulbs,-Ballasts/Bulbs---LED/LED---Reflective/Lamps---PAR30/SYLVANIA-LED13PAR30DIM830FL40GL1WRP-ULTRA-LED-Lamp,-Dimmable,-PAR30,-13W,-120V,-3000K,-FL40-Discontinued-/p/971306?prevPageNumber=2 | Rexel Energy Solutions | 2020 | Yes
LED Lighting | Reflector | SYLVANIA | True |  |  | PAR30L (Sealed Beam Long) | Medium Screw (E26) | Home Lamps, Bulbs, Ballasts Bulbs - LED LED - Reflective Lamps - PAR30 LED13PAR30LNDIM827FL40GL1W ULTRA LED Lamp, Dimmable, 13 Watt, 120 Volt, Bulb: PAR30L (Sealed Beam Long), Base: Medium Screw (E26), Lumens: 825, CRI: 82, Color Temperature: 2700K, Beam Angle: Flood 40 Degree, Rated Life: 25000 Hours, Standard Case Qty: 6 Sylvania Part # 78230 *** Discontinued *** ULTRA LED Lamp, Dimmable, PAR30L, 13W, 120V, 2700K, FL40 *** Discontinued *** SYLVANIA LED13PAR30LNDIM827FL40GL1W ULTRA LED Lamp, Dimmable, PAR30L, 13W, 120V, 2700K, FL40 *** Discontinued *** | 2700 | 82 | 825 | 58.9286 | 25000 | 14 | 1 | 16.95 | 16.95 | 19.9169 | 2020Q3 | https://www.rexelusa.com/usr/Root-Category/Lamps,-Bulbs,-Ballasts/Bulbs---LED/LED---Reflective/Lamps---PAR30/SYLVANIA-LED13PAR30LNDIM827FL40GL1W-ULTRA-LED-Lamp,-Dimmable,-PAR30L,-13W,-120V,-2700K,-FL40-Discontinued-/p/921457?prevPageNumber=11 | Rexel Energy Solutions | 2020 | Yes
LED Lighting | Reflector | SYLVANIA | True |  |  | PAR30L (Sealed Beam Long) | Medium Screw (E26) | Home Lamps, Bulbs, Ballasts Bulbs - LED LED - Reflective Lamps - PAR30 LED13PAR30LNDIM830FL40GL1W ULTRA LED Lamp, Dimmable, 13 Watt, 120 Volt, Bulb: PAR30L (Sealed Beam Long), Base: Medium Screw (E26), Lumens: 825, CRI: 82, Color Temperature: 3000K, Beam Angle: Flood 40 Degree, Rated Life: 25000 Hours, Standard Case Qty: 6 Sylvania Part # 78228 *** Discontinued *** ULTRA LED Lamp, Dimmable, PAR30L, 13W, 120V, 3000K, FL40 *** Discontinued *** SYLVANIA LED13PAR30LNDIM830FL40GL1W ULTRA LED Lamp, Dimmable, PAR30L, 13W, 120V, 3000K, FL40 *** Discontinued *** | 3000 | 82 | 825 | 103.125 | 25000 | 8 | 1 | 16.95 | 16.95 | 19.9169 | 2020Q3 | https://www.rexelusa.com/usr/Root-Category/Lamps,-Bulbs,-Ballasts/Bulbs---LED/LED---Reflective/Lamps---PAR30/SYLVANIA-LED13PAR30LNDIM830FL40GL1W-ULTRA-LED-Lamp,-Dimmable,-PAR30L,-13W,-120V,-3000K,-FL40-Discontinued-/p/922563?prevPageNumber=5 | Rexel Energy Solutions | 2020 | Yes
LED Lighting | Reflector | SYLVANIA | True |  |  | PAR30L (Sealed Beam Long) | Medium Screw (E26) | Home Lamps, Bulbs, Ballasts Bulbs - LED LED - Reflective Lamps - PAR30 LED13PAR30LNDIM850FL40GL1WRP ULTRA LED Lamp, Dimmable, 13 Watt, 120 Volt, Bulb: PAR30L (Sealed Beam Long), Base: Medium Screw (E26), Lumens: 900, CRI: 82, Color Temperature: 5000K, Beam Angle: Flood 40 Degree, Rated Life: 25000 Hours, Note: RP indicates special retail packaging, Standard Case Qty: 6 Sylvania Part # 74059 *** Discontinued *** ULTRA LED Lamp, Dimmable, PAR30L, 13W, 120V, 5000K, FL40 *** Discontinued *** SYLVANIA LED13PAR30LNDIM850FL40GL1WRP ULTRA LED Lamp, Dimmable, PAR30L, 13W, 120V, 5000K, FL40 *** Discontinued *** | 5000 | 82 | 900 | 52.9412 | 25000 | 17 | 1 | 16.95 | 16.95 | 19.9169 | 2020Q3 | https://www.rexelusa.com/usr/Root-Category/Lamps,-Bulbs,-Ballasts/Bulbs---LED/LED---Reflective/Lamps---PAR30/SYLVANIA-LED13PAR30LNDIM850FL40GL1WRP-ULTRA-LED-Lamp,-Dimmable,-PAR30L,-13W,-120V,-5000K,-FL40-Discontinued-/p/936132?prevPageNumber=20 | Rexel Energy Solutions | 2020 | Yes
LED Lighting | Reflector | SYLVANIA |  |  |  | PAR30L (Sealed Beam Long) | Medium Screw (E26) | Home Lamps, Bulbs, Ballasts Bulbs - LED LED - Reflective Lamps - PAR30 LED9PAR30LN830FL4510YVRP2 LED Lamp, 9 Watt, 120 Volt, Bulb: PAR30L (Sealed Beam Long), Base: Medium Screw (E26), Lumens: 800, CRI: 80, Color Temperature: 3000K, Beam Angle: Flood 45 Degree, Rated Life: 11000 Hours, Note: RP indicates special retail packaging, Pack of 2, Standard Case Qty: 12 *Sylvania Part # 79280* LED Lamp, PAR30LN, 9W, 120V, FL45 SYLVANIA LED9PAR30LN830FL4510YVRP2 LED Lamp, PAR30LN, 9W, 120V, FL45 | 3000 | 80 | 800 | 57.1429 | 11000 | 14 | 1 | 5.29 | 5.29 | 6.216 | 2020Q3 | https://www.rexelusa.com/usr/Root-Category/Lamps,-Bulbs,-Ballasts/Bulbs---LED/LED---Reflective/Lamps---PAR30/SYLVANIA-LED9PAR30LN830FL4510YVRP2-LED-Lamp,-PAR30LN,-9W,-120V,-FL45/p/957010?prevPageNumber=4 | Rexel Energy Solutions | 2020 | Yes
LED Lighting | Reflector | TCP | True |  |  | PAR30L (Sealed Beam Long) | Medium Screw (E26) | Home Lamps, Bulbs, Ballasts Bulbs - LED LED - Reflective Lamps - PAR30 LED14P30D30KFL Dimmable LED Lamp, 14W, 120V, Bulb: PAR30L (Sealed Beam), Base: Medium Screw (E26), Lumens: 1100, CRI: 82, Color Temperature: 3000K, Beam Angle: Flood 40° Dimmable LED Lamp, PAR30, 14W, 120V, FL40 TCP LED14P30D30KFL Dimmable LED Lamp, PAR30, 14W, 120V, FL40 | 3000 | 82 | 1100 | 78.5714 |  | 14 | 1 | 21.33 | 21.33 | 25.0636 | 2020Q3 | https://www.rexelusa.com/usr/Root-Category/Lamps,-Bulbs,-Ballasts/Bulbs---LED/LED---Reflective/Lamps---PAR30/TCP-LED14P30D30KFL-Dimmable-LED-Lamp,-PAR30,-14W,-120V,-FL40/p/719267?prevPageNumber=86 | Rexel Energy Solutions | 2020 | Yes
LED Lighting | Reflector | TCP | True |  |  | PAR30 (Sealed Beam) | Medium Screw (E26) | Home Lamps, Bulbs, Ballasts Bulbs - LED LED - Reflective Lamps - PAR30 LED14P30D50KFL Dimmable LED Lamp, 14 W, 120V, Bulb: PAR30 (Sealed Beam), Base: Medium Screw (E26), Lumens: 1050, CRI: 82, Color Temperature: 5000K, Beam Angle: Flood 40°, Rated Average Life: 50000 Hours. Dimmable LED Lamp, PAR30, 14W, 120V, FL40 TCP LED14P30D50KFL Dimmable LED Lamp, PAR30, 14W, 120V, FL40 | 5000 | 82 | 1150 | 82.1429 | 50000 | 14 | 1 | 21.33 | 21.33 | 25.0636 | 2020Q3 | https://www.rexelusa.com/usr/Root-Category/Lamps,-Bulbs,-Ballasts/Bulbs---LED/LED---Reflective/Lamps---PAR30/TCP-LED14P30D50KFL-Dimmable-LED-Lamp,-PAR30,-14W,-120V,-FL40/p/715007?prevPageNumber=95 | Rexel Energy Solutions | 2020 | Yes
LED Lighting | Reflector | Philips Lighting | True |  |  | PAR38 (Sealed Beam) | Medium Screw (E26) | Home Lamps, Bulbs, Ballasts Bulbs - LED LED - Reflective Lamps - PAR38 120V-PAR38-17W-25D-2700K-1200-D-AF-SO LED Lamp, Dimmable, 17 Watt, 120 Volt, Bulb: PAR38 (Sealed Beam), Base: Medium Screw (E26), Lumens: 1200, CRI: 80, Color Temperature: 2700K, Beam Angle: Flood 25°, Standard Case Qty: 6 *Philips Part # 43538-8* LED Lamp, Dimmable, PAR38, 17W, 120V, FL25 Philips Lighting 120V-PAR38-17W-25D-2700K-1200-D-AF-SO LED Lamp, Dimmable, PAR38, 17W, 120V, FL25 | 2700 | 80 | 1200 | 70.5882 |  | 17 | 1 | 25.65 | 25.65 | 30.1397 | 2020Q3 | https://www.rexelusa.com/usr/Root-Category/Lamps,-Bulbs,-Ballasts/Bulbs---LED/LED---Reflective/Lamps---PAR38/Philips-Lighting-120V-PAR38-17W-25D-2700K-1200-D-AF-SO-LED-Lamp,-Dimmable,-PAR38,-17W,-120V,-FL25/p/805732?prevPageNumber=23 | Rexel Energy Solutions | 2020 | Yes
LED Lighting | Reflector | Philips Lighting | True |  |  | PAR38 (Sealed Beam) | Medium Screw (E26) | Home Lamps, Bulbs, Ballasts Bulbs - LED LED - Reflective Lamps - PAR38 120V-PAR38-17W-25D-3000K-1200-D-AF-SO LED Lamp, Dimmable, 17 Watt, 120 Volt, Bulb: PAR38 (Sealed Beam), Base: Medium Screw (E26), Lumens: 1250, CRI: 80, Color Temperature: 3000K, Beam Angle: Flood 25°, Standard Case Qty: 6 *Philips Part # 43539-6* LED Lamp, Dimmable, PAR38, 17W, 120V, FL25 Philips Lighting 120V-PAR38-17W-25D-3000K-1200-D-AF-SO LED Lamp, Dimmable, PAR38, 17W, 120V, FL25 | 3000 | 80 | 1250 | 73.5294 |  | 17 | 1 | 25.65 | 25.65 | 30.1397 | 2020Q3 | https://www.rexelusa.com/usr/Root-Category/Lamps,-Bulbs,-Ballasts/Bulbs---LED/LED---Reflective/Lamps---PAR38/Philips-Lighting-120V-PAR38-17W-25D-3000K-1200-D-AF-SO-LED-Lamp,-Dimmable,-PAR38,-17W,-120V,-FL25/p/805733?prevPageNumber=20 | Rexel Energy Solutions | 2020 | Yes
LED Lighting | Reflector | Philips Lighting | True |  |  | PAR38 (Sealed Beam) | Medium Screw (E26) | Home Lamps, Bulbs, Ballasts Bulbs - LED LED - Reflective Lamps - PAR38 120V-PAR38-17W-25D-4000K-1200-D-AF-SO LED Lamp, Dimmable, 17 Watt, 120 Volt, Bulb: PAR38 (Sealed Beam), Base: Medium Screw (E26), Lumens: 1300, CRI: 80, Color Temperature: 4000K, Beam Angle: Flood 25°, Standard Case Qty: 6 *Philips Part # 43540-4* LED Lamp, Dimmable, PAR38, 17W, 120V, FL25 Philips Lighting 120V-PAR38-17W-25D-4000K-1200-D-AF-SO LED Lamp, Dimmable, PAR38, 17W, 120V, FL25 | 4000 | 80 | 1300 | 76.4706 |  | 17 | 1 | 25.65 | 25.65 | 30.1397 | 2020Q3 | https://www.rexelusa.com/usr/Root-Category/Lamps,-Bulbs,-Ballasts/Bulbs---LED/LED---Reflective/Lamps---PAR38/Philips-Lighting-120V-PAR38-17W-25D-4000K-1200-D-AF-SO-LED-Lamp,-Dimmable,-PAR38,-17W,-120V,-FL25/p/820042?prevPageNumber=29 | Rexel Energy Solutions | 2020 | Yes
LED Lighting | Reflector | Philips Lighting | True |  |  | PAR38 (Sealed Beam) | Medium Screw (E26) | Home Lamps, Bulbs, Ballasts Bulbs - LED LED - Reflective Lamps - PAR38 120V-PAR38-17W-35D-4000K-1200-D-AF-SO LED Lamp, Dimmable, 17 Watt, 120 Volt, Bulb: PAR38 (Sealed Beam), Base: Medium Screw (E26), Lumens: 1300, CRI: 80, Color Temperature: 4000K, Beam Angle: Flood 35°, Standard Case Qty: 6 *Philips Part # 43543-8* LED Lamp, Dimmable, PAR38, 17W, 120V, FL35 Philips Lighting 120V-PAR38-17W-35D-4000K-1200-D-AF-SO LED Lamp, Dimmable, PAR38, 17W, 120V, FL35 | 4000 | 80 | 1300 | 76.4706 |  | 17 | 1 | 25.65 | 25.65 | 30.1397 | 2020Q3 | https://www.rexelusa.com/usr/Root-Category/Lamps,-Bulbs,-Ballasts/Bulbs---LED/LED---Reflective/Lamps---PAR38/Philips-Lighting-120V-PAR38-17W-35D-4000K-1200-D-AF-SO-LED-Lamp,-Dimmable,-PAR38,-17W,-120V,-FL35/p/805738?prevPageNumber=11 | Rexel Energy Solutions | 2020 | Yes
LED Lighting | Reflector | Philips Lighting | True |  |  | PAR38 (Sealed Beam) | E26 (Medium Screw) | Home Lamps, Bulbs, Ballasts Bulbs - LED LED - Reflective Lamps - PAR38 12PAR38/LED/827/F25/DIM/ULW/120V-6/1FB Dimmable LED Lamp, 12W, 120V, Bulb: PAR38, Base: Medium Screw (E26), Lumens: 850, CRI: 80, Color Temperature: 2700K, Rated Life: 25,000 Hrs. Dimmable LED Lamp, 12W Philips Lighting 12PAR38/LED/827/F25/DIM/ULW/120V-6/1FB Dimmable LED Lamp, 12W | 2700 |  | 850 | 70.8333 |  | 12 | 1 | 11.94 | 11.94 | 14.03 | 2020Q3 | https://www.rexelusa.com/usr/Root-Category/Lamps,-Bulbs,-Ballasts/Bulbs---LED/LED---Reflective/Lamps---PAR38/Philips-Lighting-12PAR38-LED-827-F25-DIM-ULW-120V-6-1FB-Dimmable-LED-Lamp,-12W/p/1301194?prevPageNumber=60 | Rexel Energy Solutions | 2020 | Yes
LED Lighting | Reflector | Philips Lighting | True |  |  | PAR38 (Sealed Beam) | E26 (Medium Screw) | Home Lamps, Bulbs, Ballasts Bulbs - LED LED - Reflective Lamps - PAR38 12PAR38/LED/827/F40/DIM/ULW/120V-6/1FB Dimmable LED Lamp, 12W, 120V, Bulb: PAR38, Base: Medium Screw (E26), Lumens: 1100, CRI: 80, Color Temperature: 2700K, Beam Angle: 40°, Rated Average Life: 25,000 Hrs. *Philips Part # 52966-9* Standard Halogen PAR38 90W Equivalent. Dimmable LED Lamp, 12W Philips Lighting 12PAR38/LED/827/F40/DIM/ULW/120V-6/1FB Dimmable LED Lamp, 12W | 2700 | 80 | 1100 | 91.6667 |  | 12 | 1 | 11.94 | 11.94 | 14.03 | 2020Q3 | https://www.rexelusa.com/usr/Root-Category/Lamps,-Bulbs,-Ballasts/Bulbs---LED/LED---Reflective/Lamps---PAR38/Philips-Lighting-12PAR38-LED-827-F40-DIM-ULW-120V-6-1FB-Dimmable-LED-Lamp,-12W/p/1311654?prevPageNumber=8 | Rexel Energy Solutions | 2020 | Yes
LED Lighting | Reflector | Philips Lighting | True |  |  | PAR38 (Sealed Beam) | Medium Screw (E26) | Home Lamps, Bulbs, Ballasts Bulbs - LED LED - Reflective Lamps - PAR38 12PAR38/LED/830/F35/DIM-ULW-SO-120V LED Lamp, 12W, 120V, Bulb: PAR38, Base: Medium Screw (E26), Lumens: 1100, CRI: 80, Color Temperature: 3000K, Beam Angle: 35°, Rated Average Life: 25,000 Hrs. Energy Star Rated. *Philips Part # 46010-5* Standard Halogen PAR38 90W Equivalent. Suitable for use in Damp Locations, Dimmable using leading and trailing edge dimmers. LED Lamp, 12W, PAR 38, Outdoor, 120V Philips Lighting 12PAR38/LED/830/F35/DIM-ULW-SO-120V LED Lamp, 12W, PAR 38, Outdoor, 120V | 3000 | 80 | 1100 | 91.6667 |  | 12 | 1 | 17.8 | 17.8 | 20.9157 | 2020Q3 | https://www.rexelusa.com/usr/Root-Category/Lamps,-Bulbs,-Ballasts/Bulbs---LED/LED---Reflective/Lamps---PAR38/Philips-Lighting-12PAR38-LED-830-F35-DIM-ULW-SO-120V-LED-Lamp,-12W,-PAR-38,-Outdoor,-120V/p/969595?prevPageNumber=0 | Rexel Energy Solutions | 2020 | Yes
LED Lighting | Reflector | Philips Lighting | True |  |  | PAR38 (Sealed Beam) | E26 (Medium Screw) | Home Lamps, Bulbs, Ballasts Bulbs - LED LED - Reflective Lamps - PAR38 12PAR38/LED/830/F40/DIM/ULW/120V-6/1FB Dimmable LED Lamp, 12W, 120V, Bulb: PAR38, Base: Medium Screw (E26), Lumens: 1100, CRI: 80, Color Temperature: 3000K, Beam Angle: 40°, Rated Average Life: 25,000 Hrs. *Philips Part # 52967-7* Standard Halogen PAR38 90W Equivalent. Dimmable LED Lamp, 12W Philips Lighting 12PAR38/LED/830/F40/DIM/ULW/120V-6/1FB Dimmable LED Lamp, 12W | 3000 | 80 | 1100 | 91.6667 |  | 12 | 1 | 11.94 | 11.94 | 14.03 | 2020Q3 | https://www.rexelusa.com/usr/Root-Category/Lamps,-Bulbs,-Ballasts/Bulbs---LED/LED---Reflective/Lamps---PAR38/Philips-Lighting-12PAR38-LED-830-F40-DIM-ULW-120V-6-1FB-Dimmable-LED-Lamp,-12W/p/1308981?prevPageNumber=2 | Rexel Energy Solutions | 2020 | Yes
LED Lighting | Reflector | Philips Lighting | True |  |  | PAR38 (Sealed Beam) | E26 (Medium Screw) | Home Lamps, Bulbs, Ballasts Bulbs - LED LED - Reflective Lamps - PAR38 12PAR38/LED/840/F40/DIM/ULW/120V-6/1FB Dimmable LED Lamp, 12W, 120V, Bulb: PAR38, Base: Medium Screw (E26), Lumens: 1100, CRI: 80, Color Temperature: 4000K, Beam Angle: 40°, Rated Average Life: 25,000 Hrs. *Philips Part # 52968-5* Standard Halogen PAR38 90W Equivalent. Dimmable LED Lamp, 12W Philips Lighting 12PAR38/LED/840/F40/DIM/ULW/120V-6/1FB Dimmable LED Lamp, 12W | 4000 | 80 | 1100 | 91.6667 |  | 12 | 1 | 11.94 | 11.94 | 14.03 | 2020Q3 | https://www.rexelusa.com/usr/Root-Category/Lamps,-Bulbs,-Ballasts/Bulbs---LED/LED---Reflective/Lamps---PAR38/Philips-Lighting-12PAR38-LED-840-F40-DIM-ULW-120V-6-1FB-Dimmable-LED-Lamp,-12W/p/1302289?prevPageNumber=10 | Rexel Energy Solutions | 2020 | Yes
LED Lighting | Reflector | Philips Lighting | True |  |  | PAR38 (Sealed Beam) | Medium Screw (E26) | Home Lamps, Bulbs, Ballasts Bulbs - LED LED - Reflective Lamps - PAR38 13.5PAR38/AMB/F40/830/DIM-ULW Dimmable LED Lamp, 13W, 120V, Bulb: PAR38, Base: Medium Screw (E26), Lumens: 950, CRI: 80, Color Temperature: 3000K, Beam Angle: 40°, Rated Average Life: 25,000 Hrs. *Philips Part # 46779-5, Mdl # 9290012925. 90W Equivalent. Suitable for Use in Wet Locations. This lamp is ENERGY STAR® Certified. Dimmable LED Lamp, 13W, PAR38, 120V Philips Lighting 13.5PAR38/AMB/F40/830/DIM-ULW Dimmable LED Lamp, 13W, PAR38, 120V | 3000 | 80 | 950 | 73.0769 |  | 13 | 1 | 13.99 | 13.99 | 16.4388 | 2020Q3 | https://www.rexelusa.com/usr/Root-Category/Lamps,-Bulbs,-Ballasts/Bulbs---LED/LED---Reflective/Lamps---PAR38/Philips-Lighting-13-5PAR38-AMB-F40-830-DIM-ULW-Dimmable-LED-Lamp,-13W,-PAR38,-120V/p/1091261?prevPageNumber=20 | Rexel Energy Solutions | 2020 | Yes
LED Lighting | Reflector | Philips Lighting | True |  |  | PAR38 (Sealed Beam) | E26 (Medium Screw) | Home Lamps, Bulbs, Ballasts Bulbs - LED LED - Reflective Lamps - PAR38 14PAR38/LED/827/F40/DIM/ULW/120V-6/1FB Dimmable LED Lamp, 14W, 120V, Bulb: PAR38, Base: Medium Screw (E26), Lumens: 1100, CRI: 80, Color Temperature: 2700K, Beam Angle: 40°, Rated Average Life: 25,000 Hrs. *Philips Part # 52655-2* Standard Halogen PAR38 90W Equivalent. Dimmable LED Lamp, 14W Philips Lighting 14PAR38/LED/827/F40/DIM/ULW/120V-6/1FB Dimmable LED Lamp, 14W | 2700 | 80 | 1100 | 78.5714 |  | 14 | 1 | 12.83 | 12.83 | 15.0757 | 2020Q3 | https://www.rexelusa.com/usr/Root-Category/Lamps,-Bulbs,-Ballasts/Bulbs---LED/LED---Reflective/Lamps---PAR38/Philips-Lighting-14PAR38-LED-827-F40-DIM-ULW-120V-6-1FB-Dimmable-LED-Lamp,-14W/p/1325152?prevPageNumber=60 | Rexel Energy Solutions | 2020 | Yes
LED Lighting | Reflector | Philips Lighting | True |  |  | PAR38 (Sealed Beam) | E26 (Medium Screw) | Home Lamps, Bulbs, Ballasts Bulbs - LED LED - Reflective Lamps - PAR38 14PAR38/LED/830/F40/DIM/ULW/120V-6/1FB Dimmable LED Lamp, 14W, 120V, Bulb: PAR38, Base: Medium Screw (E26), Lumens: 1200, CRI: 80, Color Temperature: 3000K, Beam Angle: 40°, Rated Average Life: 25,000 Hrs. *Philips Part # 529594, Mdl # 929001318904. 120W Equivalent. Dimmable when using leading and trailing edge dimmers. (See http://www.philips.com/ledtechguide for compatible dimmers.) Suitable for Use in Wet Locations. This lamp is ENERGY STAR® Certified. 14W Dimmable LED PAR38 Bulb Philips Lighting 14PAR38/LED/830/F40/DIM/ULW/120V-6/1FB 14W Dimmable LED PAR38 Bulb | 3000 | 80 | 1200 | 85.7143 |  | 14 | 1 | 12.83 | 12.83 | 15.0757 | 2020Q3 | https://www.rexelusa.com/usr/Root-Category/Lamps,-Bulbs,-Ballasts/Bulbs---LED/LED---Reflective/Lamps---PAR38/Philips-Lighting-14PAR38-LED-830-F40-DIM-ULW-120V-6-1FB-14W-Dimmable-LED-PAR38-Bulb/p/1370696?prevPageNumber=65 | Rexel Energy Solutions | 2020 | Yes
LED Lighting | Reflector | Philips Lighting | True |  |  | PAR38 (Sealed Beam) | Medium Screw (E26) | Home Lamps, Bulbs, Ballasts Bulbs - LED LED - Reflective Lamps - PAR38 16PAR38/AMB/F40/827/DIM-ULW Dimmable LED Lamp, 16W, 120V, Bulb: PAR38, Base: Medium Screw (E26), Lumens: 1200, CRI: 80, Color Temperature: 2700K, Beam Angle: 40°, Rated Average Life: 25,000 Hrs. *Philips Part # 46772-0, Mdl # 9290012916. 120W Equivalent. Suitable for Use in Wet Locations. This lamp is ENERGY STAR® Certified. 16W Dimmable LED PAR38 Bulb Philips Lighting 16PAR38/AMB/F40/827/DIM-ULW 16W Dimmable LED PAR38 Bulb | 2700 | 80 | 1200 | 75 |  | 16 | 1 | 17.6 | 17.6 | 20.6807 | 2020Q3 | https://www.rexelusa.com/usr/Root-Category/Lamps,-Bulbs,-Ballasts/Bulbs---LED/LED---Reflective/Lamps---PAR38/Philips-Lighting-16PAR38-AMB-F40-827-DIM-ULW-16W-Dimmable-LED-PAR38-Bulb/p/1128528?prevPageNumber=17 | Rexel Energy Solutions | 2020 | Yes
LED Lighting | Reflector | Philips Lighting |  |  |  | PAR38 (Sealed Beam) | Medium Screw (E26) | Home Lamps, Bulbs, Ballasts Bulbs - LED LED - Reflective Lamps - PAR38 17PAR38/F352700DIMAFSO LED Lamp, 17W, 120V, Bulb: PAR38, Base: Medium Screw (E26), Lumens: 1200, CRI: 80, Color Temperature: 2700K, Beam Angle: 35°, Rated Average Life: 25,000 Hrs. Energy Star Rated. *Philips Part # 43541-2* 75W Equivalent. LED Lamp, PAR38, 17W, 120V, FL35 Philips Lighting 17PAR38/F352700DIMAFSO LED Lamp, PAR38, 17W, 120V, FL35 | 2700 | 80 | 1200 | 70.5882 |  | 17 | 1 | 25.65 | 25.65 | 30.1397 | 2020Q3 | https://www.rexelusa.com/usr/Root-Category/Lamps,-Bulbs,-Ballasts/Bulbs---LED/LED---Reflective/Lamps---PAR38/Philips-Lighting-17PAR38-F352700DIMAFSO-LED-Lamp,-PAR38,-17W,-120V,-FL35/p/805734?prevPageNumber=23 | Rexel Energy Solutions | 2020 | Yes
LED Lighting | Reflector | Philips Lighting | True |  |  | PAR38 (Sealed Beam) | Medium Screw (E26) | Home Lamps, Bulbs, Ballasts Bulbs - LED LED - Reflective Lamps - PAR38 467753 Dimmable LED Lamp, 13W, 120V, Bulb: PAR38, Base: Medium Screw (E26), Lumens: 950, CRI: 80, Color Temperature: 2700K, Beam Angle: 25º, Rated Average Life: 25,000 Hrs. *Philips Part # 46775-3, Mdl # 9290012920. 90W Equivalent. Suitable for Use in Wet Locations. This lamp is ENERGY STAR® Certified. *** Not for Sale in California *** 13W Dimmable LED PAR38 Bulb Philips Lighting 467753 13W Dimmable LED PAR38 Bulb | 2700 | 80 | 950 | 73.0769 |  | 13 | 1 | 16.81 | 16.81 | 19.7524 | 2020Q3 | https://www.rexelusa.com/usr/Root-Category/Lamps,-Bulbs,-Ballasts/Bulbs---LED/LED---Reflective/Lamps---PAR38/Philips-Lighting-467753-13W-Dimmable-LED-PAR38-Bulb/p/1209651?prevPageNumber=60 | Rexel Energy Solutions | 2020 | Yes
LED Lighting | Reflector | SYLVANIA | True |  |  | PAR38 (Sealed Beam) | Medium Screw (E26) | Home Lamps, Bulbs, Ballasts Bulbs - LED LED - Reflective Lamps - PAR38 LED11PAR38/DIM/830/FL30/G2/RP LED Lamp, Dimmable, 11 Watt, 120 Volt, Bulb: PAR38 (Sealed Beam), Base: Medium Screw (E26), Lumens: 850, CRI: 82, Color Temperature: 3000K, Beam Angle: Flood 30 Degree, Note: RP indicates special retail packaging, Standard Case Qty: 6 *Sylvania Part # 79259* LED Lamp, Dimmable, PAR38, 11W, 120V, FL30 SYLVANIA LED11PAR38/DIM/830/FL30/G2/RP LED Lamp, Dimmable, PAR38, 11W, 120V, FL30 | 3000 | 82 | 850 | 77.2727 |  | 11 | 1 | 20.87 | 20.87 | 24.5231 | 2020Q3 | https://www.rexelusa.com/usr/Root-Category/Lamps,-Bulbs,-Ballasts/Bulbs---LED/LED---Reflective/Lamps---PAR38/SYLVANIA-LED11PAR38-DIM-830-FL30-G2-RP-LED-Lamp,-Dimmable,-PAR38,-11W,-120V,-FL30/p/871726?prevPageNumber=32 | Rexel Energy Solutions | 2020 | Yes
LED Lighting | Reflector | SYLVANIA |  |  |  | PAR38 (Sealed Beam) | Medium Screw (E26) | Home Lamps, Bulbs, Ballasts Bulbs - LED LED - Reflective Lamps - PAR38 LED13PAR38850FL4510YVRP2 LED Lamp, 13 Watt, 120 Volt, Bulb: PAR38 (Sealed Beam), Base: Medium Screw (E26), Lumens: 1200, CRI: 82, Color Temperature: 5000K, Beam Angle: Flood 45 Degree, Rated Life: 11000 Hours, Note: RP indicates special retail packaging, Standard Case Qty: 12, Pack of 2 *Sylvania Part # 79736* LED Lamp, PAR38, 13W, 120V, FL45 SYLVANIA LED13PAR38850FL4510YVRP2 LED Lamp, PAR38, 13W, 120V, FL45 | 5000 | 82 | 1200 | 100 | 11000 | 12 | 1 | 6.99 | 6.99 | 8.2135 | 2020Q3 | https://www.rexelusa.com/usr/Root-Category/Lamps,-Bulbs,-Ballasts/Bulbs---LED/LED---Reflective/Lamps---PAR38/SYLVANIA-LED13PAR38850FL4510YVRP2-LED-Lamp,-PAR38,-13W,-120V,-FL45/p/1025442?prevPageNumber=84 | Rexel Energy Solutions | 2020 | Yes
LED Lighting | Reflector | SYLVANIA | True |  |  | PAR38 (Sealed Beam) | Medium Screw (E26) | Home Lamps, Bulbs, Ballasts Bulbs - LED LED - Reflective Lamps - PAR38 LED13PAR38DIM850FL4013YGLWRP LED Lamp, Dimmable, 13 Watt, 120 Volt, Bulb: PAR38 (Sealed Beam), Base: Medium Screw (E26), Lumens: 1050, CRI: 82, Color Temperature: 5000K, Beam Angle: Flood 40 Degree, Standard Case Qty: 6 *Sylvania Part # 74948* LED Lamp, Dimmable, PAR38, 13 Watt, 120V, 5000K, 1050 Lumen SYLVANIA LED13PAR38DIM850FL4013YGLWRP LED Lamp, Dimmable, PAR38, 13 Watt, 120V, 5000K, 1050 Lumen | 5000 | 82 | 1050 | 80.7692 |  | 13 | 1 | 13.99 | 13.99 | 16.4388 | 2020Q3 | https://www.rexelusa.com/usr/Root-Category/Lamps,-Bulbs,-Ballasts/Bulbs---LED/LED---Reflective/Lamps---PAR38/SYLVANIA-LED13PAR38DIM850FL4013YGLWRP-LED-Lamp,-Dimmable,-PAR38,-13-Watt,-120V,-5000K,-1050-Lumen/p/1291788?prevPageNumber=6 | Rexel Energy Solutions | 2020 | Yes
LED Lighting | Reflector | SYLVANIA | True |  |  | PAR38 (Sealed Beam) | Medium Screw (E26) | Home Lamps, Bulbs, Ballasts Bulbs - LED LED - Reflective Lamps - PAR38 LED14PAR38/DIM/827/FL40/GL1/W ULTRA LED Lamp, Dimmable, 14 Watt, 120 Volt, Bulb: PAR38 (Sealed Beam), Base: Medium Screw (E26), Lumens: 1050, CRI: 82, Color Temperature: 2700K, Beam Angle: Flood 40 Degree, Rated Life: 25000 Hours, Standard Case Qty: 6 Sylvania Part # 74037 *** Discontinued *** ULTRA LED Lamp, Dimmable, PAR38, 14W, 120V, 2700K, FL40 *** Discontinued *** SYLVANIA LED14PAR38/DIM/827/FL40/GL1/W ULTRA LED Lamp, Dimmable, PAR38, 14W, 120V, 2700K, FL40 *** Discontinued *** | 2700 | 82 | 1050 | 131.25 | 25000 | 8 | 1 | 20.7 | 20.7 | 24.3233 | 2020Q3 | https://www.rexelusa.com/usr/Root-Category/Lamps,-Bulbs,-Ballasts/Bulbs---LED/LED---Reflective/Lamps---PAR38/SYLVANIA-LED14PAR38-DIM-827-FL40-GL1-W-ULTRA-LED-Lamp,-Dimmable,-PAR38,-14W,-120V,-2700K,-FL40-Discontinued-/p/930322?prevPageNumber=7 | Rexel Energy Solutions | 2020 | Yes
LED Lighting | Reflector | SYLVANIA | True |  |  | PAR38 (Sealed Beam) | Medium Screw (E26) | Home Lamps, Bulbs, Ballasts Bulbs - LED LED - Reflective Lamps - PAR38 LED14PAR38/DIM/827/NFL25/GL1/W ULTRA LED Lamp, Dimmable, 14 Watt, 120 Volt, Bulb: PAR38 (Sealed Beam), Base: Medium Screw (E26), Lumens: 1050, CRI: 82, Color Temperature: 2700K, Beam Angle: Narrow Flood 25 Degree, Rated Life: 25000 Hours, Standard Case Qty: 6 Sylvania Part # 74035 *** Discontinued *** ULTRA LED Lamp, Dimmable, PAR38, 14W, 120V, 2700K, NFL25 *** Discontinued *** SYLVANIA LED14PAR38/DIM/827/NFL25/GL1/W ULTRA LED Lamp, Dimmable, PAR38, 14W, 120V, 2700K, NFL25 *** Discontinued *** | 2700 | 82 | 1050 | 75 | 25000 | 14 | 1 | 19.71 | 19.71 | 23.16 | 2020Q3 | https://www.rexelusa.com/usr/Root-Category/Lamps,-Bulbs,-Ballasts/Bulbs---LED/LED---Reflective/Lamps---PAR38/SYLVANIA-LED14PAR38-DIM-827-NFL25-GL1-W-ULTRA-LED-Lamp,-Dimmable,-PAR38,-14W,-120V,-2700K,-NFL25-Discontinued-/p/923503?prevPageNumber=77 | Rexel Energy Solutions | 2020 | Yes
LED Lighting | Reflector | SYLVANIA | True |  |  | PAR38 (Sealed Beam) | Medium Screw (E26) | Home Lamps, Bulbs, Ballasts Bulbs - LED LED - Reflective Lamps - PAR38 LED14PAR38/DIM/830/FL40/GL1/W ULTRA LED Lamp, Dimmable, 14 Watt, 120 Volt, Bulb: PAR38 (Sealed Beam), Base: Medium Screw (E26), Lumens: 1050, CRI: 82, Color Temperature: 3000K, Beam Angle: Flood 40 Degree, Rated Life: 25000 Hours, Standard Case Qty: 6 *Sylvania Part # 74034* ULTRA LED Lamp, Dimmable, PAR38, 14W, 120V, 3000K, FL40 SYLVANIA LED14PAR38/DIM/830/FL40/GL1/W ULTRA LED Lamp, Dimmable, PAR38, 14W, 120V, 3000K, FL40 | 3000 | 82 | 1050 | 61.7647 | 25000 | 17 | 1 | 12.99 | 12.99 | 15.2638 | 2020Q3 | https://www.rexelusa.com/usr/Root-Category/Lamps,-Bulbs,-Ballasts/Bulbs---LED/LED---Reflective/Lamps---PAR38/SYLVANIA-LED14PAR38-DIM-830-FL40-GL1-W-ULTRA-LED-Lamp,-Dimmable,-PAR38,-14W,-120V,-3000K,-FL40/p/924463?prevPageNumber=2 | Rexel Energy Solutions | 2020 | Yes
LED Lighting | Reflector | SYLVANIA | True |  |  | PAR38 (Sealed Beam) | Medium Screw (E26) | Home Lamps, Bulbs, Ballasts Bulbs - LED LED - Reflective Lamps - PAR38 LED14PAR38/DIM/830/NFL25/GL1/W ULTRA LED Lamp, Dimmable, 14 Watt, 120 Volt, Bulb: PAR38 (Sealed Beam), Base: Medium Screw (E26), Lumens: 1050, CRI: 82, Color Temperature: 3000K, Beam Angle: Narrow Flood 25 Degree, Rated Life: 25000 Hours, Standard Case Qty: 6 Sylvania Part # 74032 *** Discontinued *** ULTRA LED Lamp, Dimmable, PAR38, 14W, 120V, 3000K, NFL25 *** Discontinued *** SYLVANIA LED14PAR38/DIM/830/NFL25/GL1/W ULTRA LED Lamp, Dimmable, PAR38, 14W, 120V, 3000K, NFL25 *** Discontinued *** | 3000 | 82 | 1050 | 131.25 | 25000 | 8 | 1 | 19.71 | 19.71 | 23.16 | 2020Q3 | https://www.rexelusa.com/usr/Root-Category/Lamps,-Bulbs,-Ballasts/Bulbs---LED/LED---Reflective/Lamps---PAR38/SYLVANIA-LED14PAR38-DIM-830-NFL25-GL1-W-ULTRA-LED-Lamp,-Dimmable,-PAR38,-14W,-120V,-3000K,-NFL25-Discontinued-/p/921516?prevPageNumber=96 | Rexel Energy Solutions | 2020 | Yes
LED Lighting | Reflector | SYLVANIA | True |  |  | PAR38 (Sealed Beam) | Medium Screw (E26) | Home Lamps, Bulbs, Ballasts Bulbs - LED LED - Reflective Lamps - PAR38 LED14PAR38/DIM/830/SP12/GL1/W ULTRA LED Lamp, Dimmable, 14 Watt, 120 Volt, Bulb: PAR38 (Sealed Beam), Base: Medium Screw (E26), Lumens: 1050, CRI: 82, Color Temperature: 3000K, Beam Angle: Spot 12 Degree, Rated Life: 25000 Hours, Standard Case Qty: 6 *Sylvania Part # 74036* ULTRA LED Lamp, Dimmable, PAR38, 14W, 120V, 3000K, SP12 SYLVANIA LED14PAR38/DIM/830/SP12/GL1/W ULTRA LED Lamp, Dimmable, PAR38, 14W, 120V, 3000K, SP12 | 3000 | 82 | 1050 | 80.7692 | 25000 | 13 | 1 | 20.7 | 20.7 | 24.3233 | 2020Q3 | https://www.rexelusa.com/usr/Root-Category/Lamps,-Bulbs,-Ballasts/Bulbs---LED/LED---Reflective/Lamps---PAR38/SYLVANIA-LED14PAR38-DIM-830-SP12-GL1-W-ULTRA-LED-Lamp,-Dimmable,-PAR38,-14W,-120V,-3000K,-SP12/p/971307?prevPageNumber=80 | Rexel Energy Solutions | 2020 | Yes
LED Lighting | Reflector | SYLVANIA | True |  |  | PAR38 (Sealed Beam) | Medium Screw (E26) | Home Lamps, Bulbs, Ballasts Bulbs - LED LED - Reflective Lamps - PAR38 LED14PAR38DIM827NFL2522YGL3WRP LED Lamp, Dimmable, 14 Watt, 120 Volt, Bulb: PAR38 (Sealed Beam), Base: Medium Screw (E26), Lumens: 1050, CRI: 82, Color Temperature: 2700K, Beam Angle: Flood 25 Degree, Standard Case Qty: 6 *Sylvania Part # 74944* LED Lamp, Dimmable, PAR38, 14 Watt, 120V, 2700K, 1050 Lumen SYLVANIA LED14PAR38DIM827NFL2522YGL3WRP LED Lamp, Dimmable, PAR38, 14 Watt, 120V, 2700K, 1050 Lumen | 2700 | 82 | 1050 | 75 |  | 14 | 1 | 13.78 | 13.78 | 16.192 | 2020Q3 | https://www.rexelusa.com/usr/Root-Category/Lamps,-Bulbs,-Ballasts/Bulbs---LED/LED---Reflective/Lamps---PAR38/SYLVANIA-LED14PAR38DIM827NFL2522YGL3WRP-LED-Lamp,-Dimmable,-PAR38,-14-Watt,-120V,-2700K,-1050-Lumen/p/1248208?prevPageNumber=84 | Rexel Energy Solutions | 2020 | Yes
LED Lighting | Reflector | SYLVANIA | True |  |  | PAR38 (Sealed Beam) | Medium Screw (E26) | Home Lamps, Bulbs, Ballasts Bulbs - LED LED - Reflective Lamps - PAR38 LED14PAR38DIM830FL4022YGL3WRP LED Lamp, Dimmable, 14 Watt, 120 Volt, Bulb: PAR38 (Sealed Beam), Base: Medium Screw (E26), Lumens: 1050, CRI: 82, Color Temperature: 3000K, Beam Angle: Flood 40 Degree, Standard Case Qty: 6 *Sylvania Part # 74943* LED Lamp, Dimmable, PAR38, 14 Watt, 120V, 3000K, 1050 Lumen SYLVANIA LED14PAR38DIM830FL4022YGL3WRP LED Lamp, Dimmable, PAR38, 14 Watt, 120V, 3000K, 1050 Lumen | 3000 | 82 | 1050 | 75 |  | 14 | 1 | 13.99 | 13.99 | 16.4388 | 2020Q3 | https://www.rexelusa.com/usr/Root-Category/Lamps,-Bulbs,-Ballasts/Bulbs---LED/LED---Reflective/Lamps---PAR38/SYLVANIA-LED14PAR38DIM830FL4022YGL3WRP-LED-Lamp,-Dimmable,-PAR38,-14-Watt,-120V,-3000K,-1050-Lumen/p/1302930?prevPageNumber=3 | Rexel Energy Solutions | 2020 | Yes
LED Lighting | Reflector | SYLVANIA | True |  |  | PAR38 (Sealed Beam) | Medium Screw (E26) | Home Lamps, Bulbs, Ballasts Bulbs - LED LED - Reflective Lamps - PAR38 LED14PAR38DIM830NFL2522YGL3WRP LED Lamp, Dimmable, 14 Watt, 120 Volt, Bulb: PAR38 (Sealed Beam), Base: Medium Screw (E26), Lumens: 1050, CRI: 82, Color Temperature: 3000K, Beam Angle: Flood 25 Degree, Standard Case Qty: 6 *Sylvania Part # 74942* LED Lamp, Dimmable, PAR38, 14 Watt, 120V, 3000K, 1050 Lumen SYLVANIA LED14PAR38DIM830NFL2522YGL3WRP LED Lamp, Dimmable, PAR38, 14 Watt, 120V, 3000K, 1050 Lumen | 3000 | 82 | 1050 | 75 |  | 14 | 1 | 13.76 | 13.76 | 16.1685 | 2020Q3 | https://www.rexelusa.com/usr/Root-Category/Lamps,-Bulbs,-Ballasts/Bulbs---LED/LED---Reflective/Lamps---PAR38/SYLVANIA-LED14PAR38DIM830NFL2522YGL3WRP-LED-Lamp,-Dimmable,-PAR38,-14-Watt,-120V,-3000K,-1050-Lumen/p/1276102?prevPageNumber=69 | Rexel Energy Solutions | 2020 | Yes
LED Lighting | Reflector | SYLVANIA | True |  |  | PAR38 (Sealed Beam) | Medium Screw (E26) | Home Lamps, Bulbs, Ballasts Bulbs - LED LED - Reflective Lamps - PAR38 LED14PAR38DIM840FL4022YGL3WRP LED Lamp, Dimmable, 14 Watt, 120 Volt, Bulb: PAR38 (Sealed Beam), Base: Medium Screw (E26), Lumens: 1050, CRI: 82, Color Temperature: 4000K, Beam Angle: Flood 40 Degree, Standard Case Qty: 6 *Sylvania Part # 74946* LED Lamp, Dimmable, PAR38, 14 Watt, 120V, 4000K, 1050 Lumen SYLVANIA LED14PAR38DIM840FL4022YGL3WRP LED Lamp, Dimmable, PAR38, 14 Watt, 120V, 4000K, 1050 Lumen | 4000 | 82 | 1050 | 75 |  | 14 | 1 | 13.99 | 13.99 | 16.4388 | 2020Q3 | https://www.rexelusa.com/usr/Root-Category/Lamps,-Bulbs,-Ballasts/Bulbs---LED/LED---Reflective/Lamps---PAR38/SYLVANIA-LED14PAR38DIM840FL4022YGL3WRP-LED-Lamp,-Dimmable,-PAR38,-14-Watt,-120V,-4000K,-1050-Lumen/p/1252318?prevPageNumber=6 | Rexel Energy Solutions | 2020 | Yes
LED Lighting | Reflector | SYLVANIA | True |  |  | PAR38 (Sealed Beam) | Medium Screw (E26) | Home Lamps, Bulbs, Ballasts Bulbs - LED LED - Reflective Lamps - PAR38 LED14PAR38DIM850FL40GL1WRP ULTRA LED Lamp, Dimmable, 14 Watt, 120 Volt, Bulb: PAR38 (Sealed Beam), Base: Medium Screw (E26), Lumens: 1050, CRI: 82, Color Temperature: 5000K, Beam Angle: Flood 40 Degree, Rated Life: 25000 Hours, Note: RP indicates special retail packaging, Standard Case Qty: 6 Sylvania Part # 74064 *** Discontinued *** ULTRA LED Lamp, Dimmable, PAR38, 14W, 120V, 5000K, FL40 *** Discontinued *** SYLVANIA LED14PAR38DIM850FL40GL1WRP ULTRA LED Lamp, Dimmable, PAR38, 14W, 120V, 5000K, FL40 *** Discontinued *** | 5000 | 82 | 1050 | 80.7692 | 25000 | 13 | 1 | 20.7 | 20.7 | 24.3233 | 2020Q3 | https://www.rexelusa.com/usr/Root-Category/Lamps,-Bulbs,-Ballasts/Bulbs---LED/LED---Reflective/Lamps---PAR38/SYLVANIA-LED14PAR38DIM850FL40GL1WRP-ULTRA-LED-Lamp,-Dimmable,-PAR38,-14W,-120V,-5000K,-FL40-Discontinued-/p/924783?prevPageNumber=24 | Rexel Energy Solutions | 2020 | Yes
LED Lighting | Reflector | SYLVANIA | True |  |  | PAR38 (Sealed Beam) | Medium Screw (E26) | Home Lamps, Bulbs, Ballasts Bulbs - LED LED - Reflective Lamps - PAR38 LED16.5PAR38/HD/DIM/927/FL40 LED Lamp, Dimmable, 16.5 Watt, 120 Volt, Bulb: PAR38 (Sealed Beam), Base: Medium Screw (E26), Lumens: 1250, CRI: 91, Color Temperature: 2700K, Beam Angle: Flood 40 Degree, Standard Case Qty: 6 *Sylvania Part # 78354* LED Lamp, Dimmable, PAR38, 16.5W, 1250L, 2700K, 120V, FL40 SYLVANIA LED16.5PAR38/HD/DIM/927/FL40 LED Lamp, Dimmable, PAR38, 16.5W, 1250L, 2700K, 120V, FL40 | 2700 | 91 | 1250 | 75.7576 |  | 16.5 | 1 | 18.87 | 18.87 | 22.173 | 2020Q3 | https://www.rexelusa.com/usr/Root-Category/Lamps,-Bulbs,-Ballasts/Bulbs---LED/LED---Reflective/Lamps---PAR38/SYLVANIA-LED16-5PAR38-HD-DIM-927-FL40-LED-Lamp,-Dimmable,-PAR38,-16-5W,-1250L,-2700K,-120V,-FL40/p/1160368?prevPageNumber=94 | Rexel Energy Solutions | 2020 | Yes
LED Lighting | Reflector | SYLVANIA |  |  |  | PAR38 (Sealed Beam) | Medium Screw (E26) | Home Lamps, Bulbs, Ballasts Bulbs - LED LED - Reflective Lamps - PAR38 LED16PAR38/830/FL30/10YV/GLRP2 LED PAR38, 16 Watt, 80CRI, 1300 Lumen, 3000K, 120 volt, 11000 Life, E26 Medium Base, Standard Case Qty: 10 *Sylvania Part # 74773* LED PAR38, 16 Watt, 1300 Lumen, 3000K, E26 Medium Base SYLVANIA LED16PAR38/830/FL30/10YV/GLRP2 LED PAR38, 16 Watt, 1300 Lumen, 3000K, E26 Medium Base | 3000 | 80 | 1300 | 81.25 | 11000 | 16 | 1 | 8.11 | 8.11 | 9.5296 | 2020Q3 | https://www.rexelusa.com/usr/Root-Category/Lamps,-Bulbs,-Ballasts/Bulbs---LED/LED---Reflective/Lamps---PAR38/SYLVANIA-LED16PAR38-830-FL30-10YV-GLRP2-LED-PAR38,-16-Watt,-1300-Lumen,-3000K,-E26-Medium-Base/p/1222351?prevPageNumber=36 | Rexel Energy Solutions | 2020 | Yes
LED Lighting | Reflector | SYLVANIA | True |  |  | PAR38 (Sealed Beam) | Medium Screw (E26) | Home Lamps, Bulbs, Ballasts Bulbs - LED LED - Reflective Lamps - PAR38 LED17PAR38/DIM/830/NFL25/GL1/W/74052 ULTRA LED Lamp, Dimmable, 17 Watt, 120 Volt, Bulb: PAR38 (Sealed Beam), Base: Medium Screw (E26), Lumens: 1300, CRI: 82, Color Temperature: 3000K, Beam Angle: Narrow Flood 25 Degree, Rated Life: 25000 Hours, Standard Case Qty: 6 Sylvania Part # 74052 *** Discontinued *** ULTRA LED Lamp, Dimmable, PAR38, 17W, 120V, 3000K, NFL25 *** Discontinued *** SYLVANIA LED17PAR38/DIM/830/NFL25/GL1/W/74052 ULTRA LED Lamp, Dimmable, PAR38, 17W, 120V, 3000K, NFL25 *** Discontinued *** | 3000 | 82 | 1300 | 92.8571 | 25000 | 14 | 1 | 20.8 | 20.8 | 24.4408 | 2020Q3 | https://www.rexelusa.com/usr/Root-Category/Lamps,-Bulbs,-Ballasts/Bulbs---LED/LED---Reflective/Lamps---PAR38/SYLVANIA-LED17PAR38-DIM-830-NFL25-GL1-W-74052-ULTRA-LED-Lamp,-Dimmable,-PAR38,-17W,-120V,-3000K,-NFL25-Discontinued-/p/924465?prevPageNumber=16 | Rexel Energy Solutions | 2020 | Yes
LED Lighting | Reflector | SYLVANIA | True |  |  | PAR38 (Sealed Beam) | Medium Screw (E26) | Home Lamps, Bulbs, Ballasts Bulbs - LED LED - Reflective Lamps - PAR38 LED17PAR38/PRO/840/FL40/P3MTO LED Lamp, Dimmable, 17 Watt, 120 Volt, Bulb: PAR38 (Sealed Beam), Base: Medium Screw (E26), Lumens: 1400, CRI: 84, Color Temperature: 4000K, Beam Angle: Flood 40 Degree, Standard Case Qty: 6 Sylvania Part # 78461 *** Discontinued *** LED Lamp, Dimmable, PAR38, 17W, 120V, FL40 *** Discontinued *** SYLVANIA LED17PAR38/PRO/840/FL40/P3MTO LED Lamp, Dimmable, PAR38, 17W, 120V, FL40 *** Discontinued *** | 4000 | 84 | 1400 | 82.3529 |  | 17 | 1 | 38.17 | 38.17 | 44.8512 | 2020Q3 | https://www.rexelusa.com/usr/Root-Category/Lamps,-Bulbs,-Ballasts/Bulbs---LED/LED---Reflective/Lamps---PAR38/SYLVANIA-LED17PAR38-PRO-840-FL40-P3MTO-LED-Lamp,-Dimmable,-PAR38,-17W,-120V,-FL40-Discontinued-/p/775308?prevPageNumber=76 | Rexel Energy Solutions | 2020 | Yes
LED Lighting | Reflector | SYLVANIA | True |  |  | PAR38 (Sealed Beam) | Medium Screw (E26) | Home Lamps, Bulbs, Ballasts Bulbs - LED LED - Reflective Lamps - PAR38 LED25PAR38HODIM830FL40W LED Lamp, 25 Watt, 3000K, 2650 Lumen, 81CRI, PAR38, Medium Base, 120 Volt Dimmable, 25000 Hour Life, High Output, 6 per case * Sylvania Part # 74796* LED Lamp, PAR38, 25W, 2650L, 120V, 3000K, High Output SYLVANIA LED25PAR38HODIM830FL40W LED Lamp, PAR38, 25W, 2650L, 120V, 3000K, High Output | 3000 | 81 | 2650 | 106 | 25000 | 25 | 1 | 26.82 | 26.82 | 31.5145 | 2020Q3 | https://www.rexelusa.com/usr/Root-Category/Lamps,-Bulbs,-Ballasts/Bulbs---LED/LED---Reflective/Lamps---PAR38/SYLVANIA-LED25PAR38HODIM830FL40W-LED-Lamp,-PAR38,-25W,-2650L,-120V,-3000K,-High-Output/p/1280019?prevPageNumber=25 | Rexel Energy Solutions | 2020 | Yes
LED Lighting | Reflector | SYLVANIA | True |  |  | PAR38 (Sealed Beam) | Medium Screw (E26) | Home Lamps, Bulbs, Ballasts Bulbs - LED LED - Reflective Lamps - PAR38 LED26PAR38HODIM850FL40WRP LED PAR38 Flood Lamp, 26 Watt, 120 Volt, Dimmable, 82 CRI, 2400 Lumens, 5000K, Average Rated Life 25000 Hours, Standard Case Qty: 6 Sylvania Part # 79479 *** Discontinued *** LED PAR38 Flood 26W, 120V, Dimmable, 2400 Lumen, 5000K *** Discontinued *** SYLVANIA LED26PAR38HODIM850FL40WRP LED PAR38 Flood 26W, 120V, Dimmable, 2400 Lumen, 5000K *** Discontinued *** | 5000 | 82 | 2400 | 133.3333 | 25000 | 18 | 1 | 41.1 | 41.1 | 48.2941 | 2020Q3 | https://www.rexelusa.com/usr/Root-Category/Lamps,-Bulbs,-Ballasts/Bulbs---LED/LED---Reflective/Lamps---PAR38/SYLVANIA-LED26PAR38HODIM850FL40WRP-LED-PAR38-Flood-26W,-120V,-Dimmable,-2400-Lumen,-5000K-Discontinued-/p/950442?prevPageNumber=9 | Rexel Energy Solutions | 2020 | Yes
LED Lighting | Reflector | SYLVANIA |  |  |  | PAR38 (Sealed Beam) | Medium Screw (E26) | Home Lamps, Bulbs, Ballasts Bulbs - LED LED - Reflective Lamps - PAR38 LED30PAR38/HO/830/NFL25/W/UNV LED PAR38 Flood Lamp, 30 Watt, 120-277 Volt, 82 CRI, 3000 Lumens, 3000K, Average Rated Life 25000 Hours, Standard Case Qty: 6 *Sylvania Part # 79600* LED PAR38 Flood, 30W, 120-277V, 3000 Lumen, 3000K SYLVANIA LED30PAR38/HO/830/NFL25/W/UNV LED PAR38 Flood, 30W, 120-277V, 3000 Lumen, 3000K | 3000 | 82 | 3000 | 100 | 25000 | 30 | 1 | 33.87 | 33.87 | 39.7986 | 2020Q3 | https://www.rexelusa.com/usr/Root-Category/Lamps,-Bulbs,-Ballasts/Bulbs---LED/LED---Reflective/Lamps---PAR38/SYLVANIA-LED30PAR38-HO-830-NFL25-W-UNV-LED-PAR38-Flood,-30W,-120-277V,-3000-Lumen,-3000K/p/1061476?prevPageNumber=85 | Rexel Energy Solutions | 2020 | Yes
LED Lighting | Reflector | Halco | True |  |  | BR30 (Bulged Reflector) | Medium Screw (E26) | Home Lamps, Bulbs, Ballasts Bulbs - LED LED - Reflective Lamps - R Type 80976 LED Lamp, Dimmable, 9.5 Watt, 120 Volt, Bulb: BR30, Base: Medium Screw (E26), Lumens: 750, CRI: 82, Color Temperature: 2700K LED Lamp, Dimmable, BR30, 9.5W, 2700K, 750 Lumen, 120V Halco 80976 LED Lamp, Dimmable, BR30, 9.5W, 2700K, 750 Lumen, 120V | 2700 | 82 | 750 | 150 |  | 5 | 1 | 6.4 | 6.4 | 7.5202 | 2020Q3 | https://www.rexelusa.com/usr/Root-Category/Lamps,-Bulbs,-Ballasts/Bulbs---LED/LED---Reflective/Lamps---R-Type/Halco-80976-LED-Lamp,-Dimmable,-BR30,-9-5W,-2700K,-750-Lumen,-120V/p/1001931?prevPageNumber=68 | Rexel Energy Solutions | 2020 | Yes
LED Lighting | Reflector | Philips Lighting | True |  |  | BR40 (Bulged Reflector) | Medium Screw (E26) | Home Lamps, Bulbs, Ballasts Bulbs - LED LED - Reflective Lamps - R Type 10BR40/LED/827-22/DIM-120V-6/1 Dimmable LED Lamp, 8.8W, Lumens: 800, Voltage: 120V, Bulb: BR40, Base: E26 Medium Screw, CRI: 90, Color Temperature 2700-2200 (Light dims to a warm glow, similar to incandescent), Beam Angle: 90°, Rated Avg. Life: 15,000Hr. Philips order code: 457010, 12NC 929002009104. Title 20 Compliant for sale in California. ### NOTE: OLD DESCRIPTION: 9W, 120V, Bulb: BR40 (Bulged Reflector), Base: Medium Screw (E26), Lumens: 650, CRI: 80, Color Temperature: 2700-2200 (Light dims to a warm glow, similar to iView Full Description > Dimmable LED BR40 Philips Lighting 10BR40/LED/827-22/DIM-120V-6/1 Dimmable LED BR40 | 2700 | 90 | 800 | 100 |  | 8 | 1 | 7.96 | 7.96 | 9.3533 | 2020Q3 | https://www.rexelusa.com/usr/Root-Category/Lamps,-Bulbs,-Ballasts/Bulbs---LED/LED---Reflective/Lamps---R-Type/Philips-Lighting-10BR40-LED-827-22-DIM-120V-6-1-Dimmable-LED-BR40/p/867717?prevPageNumber=3 | Rexel Energy Solutions | 2020 | Yes
LED Lighting | Reflector | Philips Lighting | True |  |  | BR30 (Bulged Reflector) | E26 (Medium Screw) | Home Lamps, Bulbs, Ballasts Bulbs - LED LED - Reflective Lamps - R Type 11BR30/LED/827/DIM-120V Dimmable LED Lamp, 11W, 120V, Bulb: BR30 (Bulged Reflector), Base: Medium Screw (E26), Lumens: 650, CRI: >80, Color Temperature: 2700, Rated Average Life: Hrs. *Philips Part # 47384-3 * Mdl.# 9290013916* 65W Equivalent. *Does Not Qualify for Utility Rebate* ***Price good for stock on hand - No longer available *** 11BR30/827/DIM Philips Lighting 11BR30/LED/827/DIM-120V 11BR30/827/DIM | 2700 | 80 | 650 | 59.0909 |  | 11 | 1 | 4.95 | 4.95 | 5.8164 | 2020Q3 | https://www.rexelusa.com/usr/Root-Category/Lamps,-Bulbs,-Ballasts/Bulbs---LED/LED---Reflective/Lamps---R-Type/Philips-Lighting-11BR30-LED-827-DIM-120V-11BR30-827-DIM/p/1421979?prevPageNumber=59 | Rexel Energy Solutions | 2020 | Yes
LED Lighting | Reflector | Philips Lighting | True |  |  | R20 (Blown Reflector) | Medium Screw (E26) | Home Lamps, Bulbs, Ballasts Bulbs - LED LED - Reflective Lamps - R Type 6R20/LED/827-22/DIM-120V Dimmable LED Lamp, 5W, 120V, Bulb: R20 (Bulged Reflector), Base: Medium Screw (E26), Lumens: 450, CRI: 80, Color Temperature: 2700K-2200K (WarmGlow), Beam Angle: 25°, Rated Average Life: 15,000 Hrs. *Philips Part # 456979, 12NC 929002008904. Formally known as: 6R20/LED/827-22/DIM 120V; Old P/N: 456979 MDL 9290011557. Dimmable LED Lamp, R20, 5W, 120V Philips Lighting 6R20/LED/827-22/DIM-120V Dimmable LED Lamp, R20, 5W, 120V | 2700 | 90 | 450 | 62.5 |  | 7.2 | 1 | 6.23 | 6.23 | 7.3205 | 2020Q3 | https://www.rexelusa.com/usr/Root-Category/Lamps,-Bulbs,-Ballasts/Bulbs---LED/LED---Reflective/Lamps---R-Type/Philips-Lighting-6R20-LED-827-22-DIM-120V-Dimmable-LED-Lamp,-R20,-5W,-120V/p/891144?prevPageNumber=1 | Rexel Energy Solutions | 2020 | Yes
LED Lighting | Reflector | Philips Lighting | True |  |  | BR30 (Bulged Reflector) | Medium Screw (E26) | Home Lamps, Bulbs, Ballasts Bulbs - LED LED - Reflective Lamps - R Type 8BR30/LED/850/DIM-120V Dimmable LED Lamp, 8 Watt, 120 Volt, Bulb: BR30 (Bulged Reflector), Base: Medium Screw (E26), Lumens: 650, CRI: 80, Color Temperature: 5000K, Rated Average Life: 25,000 Hrs. *Philips Part # 458067. This Lamp is ENERGY STAR® Certified. *** Not for Sale in California *** Dimmable LED Lamp, BR30, 8W, 120V Philips Lighting 8BR30/LED/850/DIM-120V Dimmable LED Lamp, BR30, 8W, 120V | 5000 | 80 | 650 | 81.25 |  | 8 | 1 | 6.19 | 6.19 | 7.2735 | 2020Q3 | https://www.rexelusa.com/usr/Root-Category/Lamps,-Bulbs,-Ballasts/Bulbs---LED/LED---Reflective/Lamps---R-Type/Philips-Lighting-8BR30-LED-850-DIM-120V-Dimmable-LED-Lamp,-BR30,-8W,-120V/p/993880?prevPageNumber=67 | Rexel Energy Solutions | 2020 | Yes
LED Lighting | Reflector | SYLVANIA | True |  |  | BR30 (Bulged Reflector) | Medium Screw (E26) | Home Lamps, Bulbs, Ballasts Bulbs - LED LED - Reflective Lamps - R Type LED11BR30/DIM/HO/827/G4 LED Lamp, Dimmable, 11 Watt, 120 Volt, Bulb: BR30 (Bulged Reflector), Base: Medium Screw (E26), Lumens: 800, CRI: 80, Color Temperature: 2700K, Standard Case Qty: 6 Sylvania Part # 79167 *** Discontinued *** LED Lamp, Dimmable, BR30, 11W, 120V *** Discontinued *** SYLVANIA LED11BR30/DIM/HO/827/G4 LED Lamp, Dimmable, BR30, 11W, 120V *** Discontinued *** | 2700 | 80 | 800 | 72.7273 |  | 11 | 1 | 45.35 | 45.35 | 53.288 | 2020Q3 | https://www.rexelusa.com/usr/Root-Category/Lamps,-Bulbs,-Ballasts/Bulbs---LED/LED---Reflective/Lamps---R-Type/SYLVANIA-LED11BR30-DIM-HO-827-G4-LED-Lamp,-Dimmable,-BR30,-11W,-120V-Discontinued-/p/822028?prevPageNumber=15 | Rexel Energy Solutions | 2020 | Yes
LED Lighting | Reflector | SYLVANIA | True |  |  | BR40 (Bulged Reflector) | Medium Screw (E26) | Home Lamps, Bulbs, Ballasts Bulbs - LED LED - Reflective Lamps - R Type LED12BR40DIMHO827G5 LED Lamp, Dimmable, 12 Watt, 120 Volt, Bulb: BR40 (Bulged Reflector), Base: Medium Screw (E26), 80 CRI, Lumens: 1100, CRI: 80, Color Temperature: 2700K, Standard Case Qty: 6 *Sylvania Part # 78063* LED Lamp, Dimmable, BR40, 12W, 120V, 2700K SYLVANIA LED12BR40DIMHO827G5 LED Lamp, Dimmable, BR40, 12W, 120V, 2700K | 2700 | 80 | 1100 | 91.6667 |  | 12 | 1 | 8.12 | 8.12 | 9.5413 | 2020Q3 | https://www.rexelusa.com/usr/Root-Category/Lamps,-Bulbs,-Ballasts/Bulbs---LED/LED---Reflective/Lamps---R-Type/SYLVANIA-LED12BR40DIMHO827G5-LED-Lamp,-Dimmable,-BR40,-12W,-120V,-2700K/p/1111657?prevPageNumber=48 | Rexel Energy Solutions | 2020 | Yes
LED Lighting | Reflector | SYLVANIA | True |  |  | BR40 (Bulged Reflector) | Medium Screw (E26) | Home Lamps, Bulbs, Ballasts Bulbs - LED LED - Reflective Lamps - R Type LED13BR40DIM85010YVRP2 LED Lamp, Dimmable, 13 Watt, 120 Volt, Bulb: BR40 (Bulged Reflector), Base: Medium Screw (E26), Lumens: 1050, CRI: 80, Color Temperature: 5000K, Rated Hours: 11000, Standard Case Qty: 12 *Sylvania Part # 79624* LED Lamp, Dimmable, BR40, 13W, 120V SYLVANIA LED13BR40DIM85010YVRP2 LED Lamp, Dimmable, BR40, 13W, 120V | 5000 | 80 | 1050 | 80.7692 |  | 13 | 1 | 6.99 | 6.99 | 8.2135 | 2020Q3 | https://www.rexelusa.com/usr/Root-Category/Lamps,-Bulbs,-Ballasts/Bulbs---LED/LED---Reflective/Lamps---R-Type/SYLVANIA-LED13BR40DIM85010YVRP2-LED-Lamp,-Dimmable,-BR40,-13W,-120V/p/983542?prevPageNumber=67 | Rexel Energy Solutions | 2020 | Yes
LED Lighting | Reflector | SYLVANIA | True |  |  | BR40 (Bulged Reflector) | Medium Screw (E26) | Home Lamps, Bulbs, Ballasts Bulbs - LED LED - Reflective Lamps - R Type LED15BR40/DIM/HO/827/G4 LED Lamp, Dimmable, High Output, 15 Watt, 120 Volt, Bulb: BR40 (Bulged Reflector), Base: Medium Screw (E26), Lumens: 1100, CRI: 80, Color Temperature: 2700K, Standard Case Qty: 6 Sylvania Part # 79175 *** Discontinued *** LED Lamp, Dimmable, High Output, BR40, 15W, 120V *** Discontinued *** SYLVANIA LED15BR40/DIM/HO/827/G4 LED Lamp, Dimmable, High Output, BR40, 15W, 120V *** Discontinued *** | 2700 | 80 | 1100 | 115.7895 |  | 9.5 | 1 | 70.58 | 70.58 | 82.9342 | 2020Q3 | https://www.rexelusa.com/usr/Root-Category/Lamps,-Bulbs,-Ballasts/Bulbs---LED/LED---Reflective/Lamps---R-Type/SYLVANIA-LED15BR40-DIM-HO-827-G4-LED-Lamp,-Dimmable,-High-Output,-BR40,-15W,-120V-Discontinued-/p/818210?prevPageNumber=25 | Rexel Energy Solutions | 2020 | Yes
LED Lighting | Reflector | SYLVANIA | True |  |  | R20 (Blown Reflector) | Medium Screw (E26) | Home Lamps, Bulbs, Ballasts Bulbs - LED LED - Reflective Lamps - R Type LED5R20DIM82710YVRP2 LED Lamp, 5 Watt, 120 Volt, Bulb: R20, Flood, Dimmable, Base: Medium Screw (E26), Lumens: 325, CRI: 80, Color Temperature: 2700K, Rated Hours: 11000, Standard Case Qty: 12 *Sylvania Part # 73993* LED Lamp, R20, 5W, 120V, 2700K, 325 Lumen SYLVANIA LED5R20DIM82710YVRP2 LED Lamp, R20, 5W, 120V, 2700K, 325 Lumen | 2700 | 80 | 325 | 65 |  | 5 | 1 | 9.2 | 9.2 | 10.8104 | 2020Q3 | https://www.rexelusa.com/usr/Root-Category/Lamps,-Bulbs,-Ballasts/Bulbs---LED/LED---Reflective/Lamps---R-Type/SYLVANIA-LED5R20DIM82710YVRP2-LED-Lamp,-R20,-5W,-120V,-2700K,-325-Lumen/p/983350?prevPageNumber=4 | Rexel Energy Solutions | 2020 | Yes
LED Lighting | Reflector | SYLVANIA | True |  |  | BR30 (Bulged Reflector) | Medium Screw (E26) | Home Lamps, Bulbs, Ballasts Bulbs - LED LED - Reflective Lamps - R Type LED8.5BR30DIM827G4B LED Lamp, 8.5 Watt, 120 Volt, Bulb: BR30, Flood, Dimmable, Base: Medium Screw (E26), Lumens: 650, CRI: 80, Color Temperature: 2700K, Rated Hours: 15000, Standard Case Qty: 6 *Sylvania Part # 74758* LED Lamp, BR30, 8.5W, 120V, 2700K, 650 Lumen SYLVANIA LED8.5BR30DIM827G4B LED Lamp, BR30, 8.5W, 120V, 2700K, 650 Lumen | 2700 | 80 | 650 | 76.4706 |  | 8.5 | 1 | 3.99 | 3.99 | 4.6884 | 2020Q3 | https://www.rexelusa.com/usr/Root-Category/Lamps,-Bulbs,-Ballasts/Bulbs---LED/LED---Reflective/Lamps---R-Type/SYLVANIA-LED8-5BR30DIM827G4B-LED-Lamp,-BR30,-8-5W,-120V,-2700K,-650-Lumen/p/1239205?prevPageNumber=5 | Rexel Energy Solutions | 2020 | Yes
LED Lighting | Reflector | SYLVANIA | True |  |  | BR30 (Bulged Reflector) | Medium Screw (E26) | Home Lamps, Bulbs, Ballasts Bulbs - LED LED - Reflective Lamps - R Type LED8.5BR30DIM850G4B LED Lamp, 8.5 Watt, 120 Volt, Bulb: BR30, Flood, Dimmable, Base: Medium Screw (E26), Lumens: 650, CRI: 80, Color Temperature: 5000K, Rated Hours: 15000, Standard Case Qty: 6 *Sylvania Part # 74759* LED Lamp, BR30, 8.5W, 120V, 5000K, 650 Lumen SYLVANIA LED8.5BR30DIM850G4B LED Lamp, BR30, 8.5W, 120V, 5000K, 650 Lumen | 5000 | 80 | 650 | 76.4706 |  | 8.5 | 1 | 4.99 | 4.99 | 5.8634 | 2020Q3 | https://www.rexelusa.com/usr/Root-Category/Lamps,-Bulbs,-Ballasts/Bulbs---LED/LED---Reflective/Lamps---R-Type/SYLVANIA-LED8-5BR30DIM850G4B-LED-Lamp,-BR30,-8-5W,-120V,-5000K,-650-Lumen/p/1178240?prevPageNumber=6 | Rexel Energy Solutions | 2020 | Yes
LED Lighting | Reflector | SYLVANIA | True |  |  | BR30 (Bulged Reflector) | Medium Screw (E26) | Home Lamps, Bulbs, Ballasts Bulbs - LED LED - Reflective Lamps - R Type LED8BR30DIM827G3RP LED Lamp, 8 Watt, 120 Volt, Bulb: BR30, Flood, Dimmable, Base: Medium Screw (E26), Lumens: 650, CRI: 80, Color Temperature: 2700K, Rated Hours: 25000, Standard Case Qty: 6 Sylvania Part # 74475 *** Discontinued *** LED Lamp, BR30, 8W, 120V, 2700K, 650 Lumen *** Discontinued *** SYLVANIA LED8BR30DIM827G3RP LED Lamp, BR30, 8W, 120V, 2700K, 650 Lumen *** Discontinued *** | 2700 | 80 | 650 | 81.25 |  | 8 | 1 | 16.93 | 16.93 | 19.8934 | 2020Q3 | https://www.rexelusa.com/usr/Root-Category/Lamps,-Bulbs,-Ballasts/Bulbs---LED/LED---Reflective/Lamps---R-Type/SYLVANIA-LED8BR30DIM827G3RP-LED-Lamp,-BR30,-8W,-120V,-2700K,-650-Lumen-Discontinued-/p/1115691?prevPageNumber=57 | Rexel Energy Solutions | 2020 | Yes
LED Lighting | Reflector | SYLVANIA | True |  |  | BR30 (Bulged Reflector) | Medium Screw (E26) | Home Lamps, Bulbs, Ballasts Bulbs - LED LED - Reflective Lamps - R Type LED9BR30/DIM/827/G2 LED Lamp, Dimmable, 9 Watt, 120 Volt, Bulb: BR30 (Bulged Reflector), Base: Medium Screw (E26), Lumens: 650, CRI: 80, Color Temperature: 2700K, Standard Case Qty: 6 Sylvania Part # 73775 *** Discontinued *** LED Lamp, Dimmable, BR30, 9W, 120V *** Discontinued *** SYLVANIA LED9BR30/DIM/827/G2 LED Lamp, Dimmable, BR30, 9W, 120V *** Discontinued *** | 2700 | 80 | 650 | 72.2222 |  | 9 | 1 | 11.29 | 11.29 | 13.2662 | 2020Q3 | https://www.rexelusa.com/usr/Root-Category/Lamps,-Bulbs,-Ballasts/Bulbs---LED/LED---Reflective/Lamps---R-Type/SYLVANIA-LED9BR30-DIM-827-G2-LED-Lamp,-Dimmable,-BR30,-9W,-120V-Discontinued-/p/822443?prevPageNumber=3 | Rexel Energy Solutions | 2020 | Yes
LED Lighting | Reflector | SYLVANIA | True |  |  | BR30 (Bulged Reflector) | Medium Screw (E26) | Home Lamps, Bulbs, Ballasts Bulbs - LED LED - Reflective Lamps - R Type LED9BR30/DIM/827/G2/RP LED Lamp, Dimmable, 9 Watt, 120 Volt, Bulb: BR30 (Bulged Reflector), Base: Medium Screw (E26), Lumens: 650, CRI: 80, Color Temperature: 2700K, Note: RP indicates special retail packaging, Standard Case Qty: 6 Sylvania Part # 73776 *** Discontinued *** LED Lamp, Dimmable, BR30, 9W, 120V *** Discontinued *** SYLVANIA LED9BR30/DIM/827/G2/RP LED Lamp, Dimmable, BR30, 9W, 120V *** Discontinued *** | 2700 | 80 | 650 | 65 |  | 10 | 1 | 27.28 | 27.28 | 32.0551 | 2020Q3 | https://www.rexelusa.com/usr/Root-Category/Lamps,-Bulbs,-Ballasts/Bulbs---LED/LED---Reflective/Lamps---R-Type/SYLVANIA-LED9BR30-DIM-827-G2-RP-LED-Lamp,-Dimmable,-BR30,-9W,-120V-Discontinued-/p/821484?prevPageNumber=9 | Rexel Energy Solutions | 2020 | Yes
LED Lighting | Reflector | SYLVANIA | True |  |  | BR30 (Bulged Reflector) | Medium Screw (E26) | Home Lamps, Bulbs, Ballasts Bulbs - LED LED - Reflective Lamps - R Type LED9BR30/DIM/HO/850/G4/RP LED Lamp, Dimmable, High Output, 9 Watt, 120 Volt, Bulb: BR30 (Bulged Reflector), Base: Medium Screw (E26), Lumens: 800, CRI: 80, Color Temperature: 5000K, Note: RP indicates special retail packaging, Standard Case Qty: 6 Sylvania Part # 79171 *** Discontinued *** LED Lamp, Dimmable, High Output, BR30, 9W, 120V *** Discontinued *** SYLVANIA LED9BR30/DIM/HO/850/G4/RP LED Lamp, Dimmable, High Output, BR30, 9W, 120V *** Discontinued *** | 5000 | 80 | 800 | 88.8889 |  | 9 | 1 | 22.69 | 22.69 | 26.6616 | 2020Q3 | https://www.rexelusa.com/usr/Root-Category/Lamps,-Bulbs,-Ballasts/Bulbs---LED/LED---Reflective/Lamps---R-Type/SYLVANIA-LED9BR30-DIM-HO-850-G4-RP-LED-Lamp,-Dimmable,-High-Output,-BR30,-9W,-120V-Discontinued-/p/824479?prevPageNumber=68 | Rexel Energy Solutions | 2020 | Yes
LED Lighting | Reflector | SYLVANIA | True |  |  | BR30 (Bulged Reflector) | Medium Screw (E26) | Home Lamps, Bulbs, Ballasts Bulbs - LED LED - Reflective Lamps - R Type LED9BR30DIM83510YVRP2 LED Lamp, Dimmable, 9 Watt, 120 Volt, Bulb: BR30 (Bulged Reflector), Base: Medium Screw (E26), Lumens: 650, CRI: 80, Color Temperature: 3500K, Rated Hours: 11000, Note: RP indicates special retail packaging, Pack of 2, Standard Case Qty: 12 *Sylvania Part # 78029* LED Lamp, Dimmable, BR30, 9W, 120V SYLVANIA LED9BR30DIM83510YVRP2 LED Lamp, Dimmable, BR30, 9W, 120V | 3500 | 80 | 650 | 72.2222 |  | 9 | 1 | 14.88 | 14.88 | 17.4846 | 2020Q3 | https://www.rexelusa.com/usr/Root-Category/Lamps,-Bulbs,-Ballasts/Bulbs---LED/LED---Reflective/Lamps---R-Type/SYLVANIA-LED9BR30DIM83510YVRP2-LED-Lamp,-Dimmable,-BR30,-9W,-120V/p/1023657?prevPageNumber=24 | Rexel Energy Solutions | 2020 | Yes
LED Lighting | Reflector | SYLVANIA | True |  |  | BR30 (Bulged Reflector) | Medium Screw (E26) | Home Lamps, Bulbs, Ballasts Bulbs - LED LED - Reflective Lamps - R Type LED9BR30DIMHO827G5 LED Lamp, Dimmable, 9 Watt, 120 Volt, Bulb: BR30 (Bulged Reflector), Base: Medium Screw (E26), Lumens: 800, CRI: 80, Color Temperature: 2700K, Rated Hours: 25000, Standard Case Qty: 6 *Sylvania Part # 78055* LED Lamp, Dimmable, BR30, 9W, 120V SYLVANIA LED9BR30DIMHO827G5 LED Lamp, Dimmable, BR30, 9W, 120V | 2700 | 80 | 800 | 88.8889 |  | 9 | 1 | 5.29 | 5.29 | 6.216 | 2020Q3 | https://www.rexelusa.com/usr/Root-Category/Lamps,-Bulbs,-Ballasts/Bulbs---LED/LED---Reflective/Lamps---R-Type/SYLVANIA-LED9BR30DIMHO827G5-LED-Lamp,-Dimmable,-BR30,-9W,-120V/p/1119027?prevPageNumber=19 | Rexel Energy Solutions | 2020 | Yes
LED Lighting | Reflector | TCP | True |  |  | R20 (Blown Reflector) | Medium Screw (E26) | Home Lamps, Bulbs, Ballasts Bulbs - LED LED - Reflective Lamps - R Type LED8R20D27K LED Lamp, Dimmable, 8 Watt, 120 Volt, Bulb: R20 (Blown Reflector), Base: Medium Screw (E26), Lumens: 500, CRI: 82, Color Temperature: 2700K LED Lamp, Dimmable, R20, 8W, 120V TCP LED8R20D27K LED Lamp, Dimmable, R20, 8W, 120V | 2700 | 82 | 500 | 62.5 |  | 8 | 1 | 11.11 | 11.11 | 13.0547 | 2020Q3 | https://www.rexelusa.com/usr/Root-Category/Lamps,-Bulbs,-Ballasts/Bulbs---LED/LED---Reflective/Lamps---R-Type/TCP-LED8R20D27K-LED-Lamp,-Dimmable,-R20,-8W,-120V/p/620061?prevPageNumber=18 | Rexel Energy Solutions | 2020 | Yes
LED Lighting | Decorative | Hylite LED | [5 empty] | Home Lamps, Bulbs, Ballasts Bulbs - LED LED - Retrofit Retrofit - Compact Flourescent HL-OB-8W-G24-40K 8 Watt LED Omni-Bulb, 898 Lumen, 4000K, 80 CRI, 120-277 Volt, Universal G24 Base, 18-26 Watt CFL Replacement 8 Watt LED Omni-Bulb, 4000K, 898 Lumen, 120-277V Hylite LED HL-OB-8W-G24-40K 8 Watt LED Omni-Bulb, 4000K, 898 Lumen, 120-277V | 4000 | 80 | 898 | 112.25 |  | 8 | 1 | 23.41 | 23.41 | 27.5077 | 2020Q3 | https://www.rexelusa.com/usr/Root-Category/Lamps,-Bulbs,-Ballasts/Bulbs---LED/LED---Retrofit/Retrofit---Compact-Flourescent/Hylite-LED-HL-OB-8W-G24-40K-8-Watt-LED-Omni-Bulb,-4000K,-898-Lumen,-120-277V/p/1346836?prevPageNumber=91 | Rexel Energy Solutions | 2020 | Yes
LED Lighting | Downlight | Philips Lighting |  |  |  | PL-C (Quad Tube) | 4-Pin (G24q) | Home Lamps, Bulbs, Ballasts Bulbs - LED LED - Retrofit Retrofit - Compact Flourescent 10.5PL-C/T-LED/26V-3000-IF-4P-10/1 LED Replacement Lamp, 10.5W LED Horizontal Lamp sub for 4-PIN G24q/GX24-series (electronic ballast) CFL Downlights. Volts (Depending on Ballast) 100-277, 347V, Color: 3000K, CRI: >80. Lumens: 1200, Replaces 26W (32W and 42W socket compatible also) CFLs (4-pin) P/N 45841-4, Mdl# 9290013885, DLC Prod. ID: PGPTBMF9 *** NOTE: Philips LED InstantFit lamps will only operate properly on compatible instant-start ballasts. *** LED Vertical Lamp, 10.5W, 120-277V Philips Lighting 10.5PL-C/T-LED/26V-3000-IF-4P-10/1 LED Vertical Lamp, 10.5W, 120-277V | 3000 | 82 | 1200 | 114.2857 |  | 10.5 | 1 | 14.07 | 14.07 | 16.5328 | 2020Q3 | https://www.rexelusa.com/usr/Root-Category/Lamps,-Bulbs,-Ballasts/Bulbs---LED/LED---Retrofit/Retrofit---Compact-Flourescent/Philips-Lighting-10-5PL-C-T-LED-26V-3000-IF-4P-10-1-LED-Vertical-Lamp,-10-5W,-120-277V/p/1155683?prevPageNumber=98 | Rexel Energy Solutions | 2020 | No
LED Lighting | Downlight | Philips Lighting |  |  |  |  | 4-Pin (G24q) | Home Lamps, Bulbs, Ballasts Bulbs - LED LED - Retrofit Retrofit - Compact Flourescent 8.5PL-C/T-LED/26H-3500-IF-4P-10/1 LED Replacement Lamp, 8.5W LED Horizontal Lamp sub for 4-PIN G24q/GX24-series (electronic ballast) CFL Downlights. Color: 3500K, CRI: >80. Lumens: 900, Replaces 26W (32W and 42W socket compatible also) CFLs (4-pin), DLC Qualified P/N 45838-0, Mdl# 9290013882, DLC Prod. ID: P1956NU5 *** NOTE: Philips LED InstantFit lamps will only operate properly on compatible instant-start ballasts. *** 8.W LED Horizontal Lamp Philips Lighting 8.5PL-C/T-LED/26H-3500-IF-4P-10/1 8.W LED Horizontal Lamp | 3500 | 80 | 900 | 105.8824 |  | 8.5 | 1 | 14.07 | 14.07 | 16.5328 | 2020Q3 | https://www.rexelusa.com/usr/Root-Category/Lamps,-Bulbs,-Ballasts/Bulbs---LED/LED---Retrofit/Retrofit---Compact-Flourescent/Philips-Lighting-8-5PL-C-T-LED-26H-3500-IF-4P-10-1-8-W-LED-Horizontal-Lamp/p/1155724?prevPageNumber=71 | Rexel Energy Solutions | 2020 | Yes
LED Lighting | Decorative | Satco |  |  |  |  | 2-Pin Looped (G9) | Home Lamps, Bulbs, Ballasts Bulbs - LED LED - Retrofit Retrofit - Halogen/Xenon S29548 4W JCD LED G9 BASE 120V 3000K 4W JCD LED G9 BASE 120V 3000K Satco S29548 4W JCD LED G9 BASE 120V 3000K | 3000 |  | 480 | 120 |  | 4 | 1 | 16.83 | 16.83 | 19.7759 | 2020Q3 | https://www.rexelusa.com/usr/Root-Category/Lamps,-Bulbs,-Ballasts/Bulbs---LED/LED---Retrofit/Retrofit---Halogen-Xenon/Satco-S29548-4W-JCD-LED-G9-BASE-120V-3000K/p/1401477?prevPageNumber=45 | Rexel Energy Solutions | 2020 | Yes
LED Lighting | A-Type | Euri Lighting | True |  | General Purpose Replacement | A19 | E26 (Medium) | Damp Location Rated,Recessed Fixtures Damp Location Rated,Recessed Fixtures Description Operating at a fraction of the power of incandescent equivalents, these Euri Lighting bulbs are a sensible choice for upgrading to LED lighting technology. Traditionally-shaped bulb and standard screw-in base Warm white light Dimmable 800 Lumens - 2700 Kelvin - Medium Base - 120 Volt - Euri Lighting EA19-6020e-4 LED A19 - 9 Watt - 60 Watt Equal - Incandescent Match - 4 Pack | 2700 | 82 | 800 | 88.8889 | 25000 | 9 | 4 | 5.8 | 1.45 | 1.7038 | 2020Q3 | https://www.1000bulbs.com/product/212737/IRT-10228.html | 1000bulbs.com | 2020 | Yes
LED Lighting | A-Type | Euri Lighting | True |  | General Purpose Replacement | A19 | E26 (Medium) | Damp Location Rated,Recessed Fixtures Damp Location Rated,Recessed Fixtures Description These LED A19s are an excellent choice for a variety of indoor and outdoor residential applications ranging from patio, kitchen, to restroom lighting. Uses 85% less wattage than incandescents Less maintenance and replacements Dimmer compatible 800 Lumens - 3000 Kelvin - Medium Base - 120 Volt - Euri Lighting EA19-6000e-4 LED A19 - 9 Watt - 60 Watt Equal - Halogen Match - 4 Pack | 3000 | 82 | 800 | 88.8889 | 25000 | 9 | 4 | 5.72 | 1.43 | 1.6803 | 2020Q3 | https://www.1000bulbs.com/product/212738/IRT-10229.html | 1000bulbs.com | 2020 | Yes
LED Lighting | A-Type | Euri Lighting | True | Daylighting/Photocell, | General Purpose Replacement | A19 | E26 (Medium) | Damp Location Rated,Recessed Fixtures Damp Location Rated,Recessed Fixtures Description With enhanced brilliance and focus, these LED A19 bulbs feature an impressive efficacy of 90 lumens per watt, outperforming incandescent bulbs. Long lifespan, less replacement costs Improved shatter-resistant durability Low heat generation Dimmer compatible 800 Lumens - 5000 Kelvin - Medium Base - 120 Volt - Euri Lighting EA19-6050e-4 LED A19 - 9 Watt - 60 Watt Equal - Daylight White - 4 Pack | 5000 | 84 | 800 | 88.8889 | 25000 | 9 | 4 | 5.72 | 1.43 | 1.6803 | 2020Q3 | https://www.1000bulbs.com/product/212742/IRT-10231.html | 1000bulbs.com | 2020 | Yes
LED Lighting | A-Type | Green Creative | True |  | General Purpose Replacement | A19 | E26 (Medium) | Damp Location Rated Damp Location Rated Description Reduce the time spent replacing bulbs by upgrading to this longer-lasting LED PAR30 bulb. High CRI renders true and natural colors Color similar to traditional halogen Operates on 85% less energy Brightness can be dimmed Color Corrected - 990 Lumens - 3000 Kelvin - 40 Deg. Flood - 120 Volt - Green Creative 34903 LED PAR30 Long Neck - 11 Watt - 75 Watt Equal | 3000 | 81 | 800 | 88.8889 | 25000 | 9 | 6 | 113.82 | 18.97 | 22.2905 | 2020Q3 | https://www.1000bulbs.com/product/217979/GREENCREATIVE-34903.html | 1000bulbs.com | 2020 | Yes
LED Lighting | A-Type | TCP | True |  | General Purpose Replacement | A19 | E26 (Medium) | Damp Location Rated Damp Location Rated Description This LED A19 provides a brightness similar to a 60-Watt incandescent bulb while saving up to 85 percent in energy costs. Great for general lighting like ceiling fans, lamps, and sconces Long lifespan reduces replacements 2700 Kelvin enhances warm tones 800 Lumens - 2700 Kelvin - Medium Base - 120 Volt - TCP L9A19D1527K4 LED A19 - 9 Watt - 60 Watt Equal - Incandescent Match - 4 Pack | 2700 | 81 | 800 | 88.8889 | 15000 | 9 | 4 | 7 | 1.75 | 2.0563 | 2020Q3 | https://www.1000bulbs.com/product/219244/TCP-10779.html | 1000bulbs.com | 2020 | Yes
LED Lighting | A-Type | Westinghouse | True | Occupancy, Daylighting/Photocell, | General Purpose Replacement | A19 | E26 (Medium) | Damp Location Rated Damp Location Rated Home Fixtures Ceiling Fans Industrial 56 Inch Indoor White Ceiling Fan Back Description The Westinghouse 7812700 Industrial Ceiling Fan is durably constructed for industrial, commercial and residential applications. Meant for cooling larger work and living spaces, such as workshops, lofts and high ceiling great rooms, the Industrial ceiling fan must be hung at least 10 feet above the floor.Industrial style 56-inch indoor ceiling fan with three blades Four fan speed wall control for customized comfort Ideal for rooms up to 400 square feet (20 feet by 20 feet) Must be hung at least 10 feet above the floor Airflow: 5973 CFM 15-year limited motor warranty and 2-year warranty on all other parts Downrod Mount Industrial 56 Inch Indoor White Ceiling Fan | 2700 | 82 | 800 | 88.8889 | 15000 | 9 | 1 | 57.5 | 57.5 | 67.5647 | 2020Q3 | https://www.beeslighting.com/7812700 | Bee's Lighting | 2020 | Yes
LED Lighting | A-Type | Feit Electric | True | Occupancy, Daylighting/Photocell, | General Purpose Replacement | A19 | E26 (Medium) | Damp Location Rated,Recessed Fixtures,Wireless Control Damp Location Rated,Recessed Fixtures,Wireless Control Home Smart Home Smart Lighting LED Wi-Fi Smart Bulb - 60W Equal - 9 Watts - 800 Lumens - 5000K Back Description The Feit Electric OM60/950CA/AG smart light bulb works with Alexa or Google Home. Easily turn lights on/off, dim, set groups and schedules. Control lighting with simple voice commands and an intuitive mobile app. Set up is simple. The bulbs connect directly to your WiFi at home and can be controlled from anywhere. Remote access Color Temperature: 5000K On/off and dim WiFi Enabled Voice Control Scheduling Grouping 120V Bulb has a rate life of 25,000 hours Minimum System Requirements: iOS 9.3, Android 4.1 Suitable For Damp Locations LED Wi-Fi Smart Bulb - 60W Equal - 9 Watts - 800 Lumens - 5000K | 5000 | 96 | 800 | 88.8889 | 25000 | 9 | 1 | 14.1 | 14.1 | 16.568 | 2020Q3 | https://www.beeslighting.com/OM60-950CA-AG | Bee's Lighting | 2020 | Yes
LED Lighting | A-Type | Feit Electric | True | Occupancy, Daylighting/Photocell, Scene Controls, | General Purpose Replacement | A19 | E26 (Medium) | Damp Location Rated,White-Tunable,Full-Color-Tunable,Wireless Control Damp Location Rated,White-Tunable,Full-Color-Tunable,Wireless Control Home Smart Home Smart Lighting LED Wi-Fi Smart Bulb - 60W Equal - 9 Watts - Tunable White & Color Changing Back Description The Feit Electric OM60/RGBW/CA/AG smart light bulb works with Alexa or Google Home. Easily turn lights on/off, dim, set groups and schedules. Choose energizing daylight or wind down with relaxing soft white light. Get creative with color, it’s all up to you. Control lighting with simple voice commands and an intuitive mobile app. Set up is simple. The bulbs connect directly to your WiFi at home and can be controlled from anywhere. Remote access Color changing and tunable white Color Temperature: 2700K - 6500K On/off and dim WiFi Enabled Scheduling Grouping 120V Bulb has a rate life of 25,000 hours Minimum System Requirements: iOS 9.3, Android 4.1 Suitable For Damp Locations LED Wi-Fi Smart Bulb - 60W Equal - 9 Watts - Tunable White & Color Changing | 2700 | 91 | 800 | 88.8889 | 25000 | 9 | 1 | 18.85 | 18.85 | 22.1495 | 2020Q3 | https://www.beeslighting.com/OM60-RGBW-CA-AG | Bee's Lighting | 2020 | Yes
LED Lighting | A-Type | 90+ Lighting | True |  | General Purpose Replacement | A19 | E26 (Medium) | Damp Location Rated,Recessed Fixtures Damp Location Rated,Recessed Fixtures Home Bulbs A19 LED Light Bulbs 60W Equal - 9W - LED A19 bulb - 2700K Warm White - 90 CRI Back Description This 90+ Lighting SE-350.069 LED A19 bulb produces 800 lumens, with only 9 watt power consumption. The SE-350.069 replaces 60 watt incandescent bulbs and has an E26 base type. Moreover, the bulbs illuminates a residential warm white color temperature in 2700K. Suitable for use in fully enclosed fixtures 270Â° degree flood Bulb has a rate life of 25,000 hours High quality of light and low flicker cETLus certified, Energy Star, Title 20, Title 24 JA8 and suitable for damp locations 60W Equal - 9W - LED A19 bulb - 2700K Warm White - 90 CRI | 2700 | 93 | 800 | 88.8889 | 25000 | 9 | 1 | 3.85 | 3.85 | 4.5239 | 2020Q3 | https://www.beeslighting.com/SE-350.069 | Bee's Lighting | 2020 | Yes
LED Lighting | A-Type | 90+ Lighting | True |  | General Purpose Replacement | A19 | E26 (Medium) | Damp Location Rated,Recessed Fixtures Damp Location Rated,Recessed Fixtures Home Bulbs A19 LED Light Bulbs 60W Equal - 9W - LED A19 bulb - 3000K Soft White - 90 CRI Back Description The SE-350.070 LED A19 bulb from 90+ Lighting produces 800 lumens, consumes 9 watts and illuminates a halogen white color temperature in 3000K with a frosted bulb finish. The SE-350.070 replaces 60 watt incandescent bulbs and has an E26 base type. The SE-350.070 LED A19 bulb is great for use with standard fixtures and can be used with most table lamps. Suitable for use in fully enclosed fixtures 270Â° degree flood Bulb has a rate life of 25,000 hours High quality of light and low flicker cETLus certified, Energy Star, Title 20, Title 24 JA8 and suitable for damp locations 60W Equal - 9W - LED A19 bulb - 3000K Soft White - 90 CRI | 3000 | 93 | 800 | 88.8889 | 25000 | 9 | 1 | 3.85 | 3.85 | 4.5239 | 2020Q3 | https://www.beeslighting.com/SE-350.070 | Bee's Lighting | 2020 | Yes
LED Lighting | A-Type | TCP | True |  | General Purpose Replacement | A19 | E26 (Medium) | Damp Location Rated Damp Location Rated LED A-Style Light Bulbs TCP A19 dimmable 9 watt LED bulb generates as much light as many 60 watt incandescent bulbs. Rated for fully enclosed fixtures No lead or mercury means easy and environmentally safe disposal Very long life - Rated to still put out 70% as much light after 25,000 hours of operation as it does when brand new Do not “hot swap” this bulb. Turn off fixture before replacing existing bulb. Rated for fully enclosed fixtures No lead or mercury means easy and environmentally safe disposal Very long life - Rated to still put out 70% as much light after 25,000 hours of operation as it does when brand new TCP Dimmable 9W 3000K A19 LED Bulb, Enclosed Fixture Rated | 3000 | 82 | 800 | 88.8889 | 20000 | 9 | 12 | 3.15 | 0.2625 | 0.30845 | 2020Q3 | https://www.bulbs.com/product/L9A19D2530K | Bulbs.com | 2020 | Yes
LED Lighting | A-Type | EIKO | True |  | General Purpose Replacement | A19 | GU24 | Recessed Fixtures,Damp Location Rated Recessed Fixtures,Damp Location Rated Product Description SOLD IN MINIMUM QUANTITY OF 130 The EiKO LED9WA19/OMN/840-GU24-DIM-G9 (10288) A-lamp bulb is a more efficient, energy saving, and long lasting 60 Watt Incandescent Equivalent. It has a shatter-resistant exterior with no mercury or lead traces while the interior illuminates 4000K cool white light. A 5-year warranty proves the LED A19 is a conscious and economical choice. EiKO 10288 Features: Dimming option 300-degree beam angle 25,000 life hours EiKO 10288 Applications: Commercial use Residential use Dry and damp locations GU24 LED9WA19/OMN/840-GU24-DIM-G9 - 60 Watt Incandescent Equivalent - 800 Lumens - 120V - SOLD IN MINIMUM QUANTITY OF 130 EiKO 10288 - 9W LED A19 - 4000K | 4000 | 85 | 800 | 88.8889 | 25000 | 9 | 24 | 64.8 | 2.7 | 3.1726 | 2020Q3 | https://www.energyavenue.com/EIKO/10288 | Energy Avenue | 2020 | Yes
LED Lighting | A-Type | Euri Lighting | True | Daylighting/Photocell, | General Purpose Replacement | A19 | E26 (Medium) | Damp Location Rated,Use With Timers,Use With Photo and/or Motion Sensors,Recessed Fixtures Damp Location Rated,Use With Timers,Use With Photo and/or Motion Sensors,Recessed Fixtures Bulb ShapeA19A21 Color Temp.2700K3000K Pack46 Product Description Sold in Pack of 4 The Euri Lighting EA19-3001e-4 9W LED A19 is a great low energy bulb that replaces 60 Watt incandescent lighting. Sold in pack of 4, the bulbs can be use in multiple rooms. They're designed to provide more light while using less energy, and its 3000K color temperature provides a soft white light. These 9W LEDs are designed to last up to 15,000-hours without delay or flickers. Euri Lighting EA19-3001e-4 Features: Instant On design Dimmable with compatible dimmers Shatter resistant and mercury-free Durable nad damp rated Euri Lighting EA19-3001e-4 Applications: Home lighting&/li> Bedrooms and living rooms General purpose lighting Alternate Product Versions $6.80 add Euri Lighting EA19-3021e-4 - 9W LED A19 - 2700K E26 Base - 60W Incandescent Equivalent - 800 Lumens - 80 CRI - 230° Beam Angle - 120V - Sold in Pack of 4 $9.50 add Euri Lighting - EA19-7100-6 - LED A19 Bulb - 9.5 Watt - 3000K - 6 Pack E26 - Medium Base - 120V - 750 Lumens - 60 Watt Incandescent Equal $7.30 add Euri Lighting - EA21-2100-2 - LED A21 Bulb - 14 Watt - 3000K E26 - Medium Base - 120V - 1521 Lumens - 100 Watt Incandescent Equal - 2 Pack Medium (E26) E26 Base - 60W Incandescent Equivalent - 800 Lumens - 80 CRI - 230° Beam Angle - 120V - Sold in Pack of 4 Euri Lighting EA19-3001e-4 - 9W LED A19 - 3000K | 3000 | 81 | 800 | 88.8889 | 15000 | 9 | 1 | 9.2 | 9.2 | 10.8104 | 2020Q3 | https://www.energyavenue.com/Euri-Lighting/EA19-3001E-4 | Energy Avenue | 2020 | Yes
LED Lighting | A-Type | Euri Lighting | True |  | General Purpose Replacement | A19 | E26 (Medium) | Damp Location Rated Damp Location Rated Bulb ShapeA19A21 Color Temp.2700K3000K Product Description Sold in Pack of 4 The Euri Lighting EA19-3021e-4 replaces 60 Watt incandescent bulbs with a brighter bulb for less energy. Part of the A Series, the 9W LED A19 is sold in pack of 4. It is shatter resistance, mercury-free, durable, low energy, and excellent bulb performance. It illuminates 2700K warm white light continuously for 15,000 life hours without delays or flickers. Euri Lighting EA19-3021e-4 Features: Omni-directional 230-degree beam angle Instant On - no more fading-in and fading-out Dimming option with compatible dimmers Euri Lighting EA19-3021e-4 Applications: Damp rated Residential use General purpose lighting Alternate Product Versions $9.20 add Euri Lighting EA19-3001e-4 - 9W LED A19 - 3000K E26 Base - 60W Incandescent Equivalent - 800 Lumens - 80 CRI - 230° Beam Angle - 120V - Sold in Pack of 4 $9.50 add Euri Lighting - EA19-7100-6 - LED A19 Bulb - 9.5 Watt - 3000K - 6 Pack E26 - Medium Base - 120V - 750 Lumens - 60 Watt Incandescent Equal $7.30 add Euri Lighting - EA21-2100-2 - LED A21 Bulb - 14 Watt - 3000K E26 - Medium Base - 120V - 1521 Lumens - 100 Watt Incandescent Equal - 2 Pack Medium (E26) E26 Base - 60W Incandescent Equivalent - 800 Lumens - 80 CRI - 230° Beam Angle - 120V - Sold in Pack of 4 Euri Lighting EA19-3021e-4 - 9W LED A19 - 2700K | 2700 | 85 | 800 | 88.8889 | 15000 | 9 | 1 | 6.8 | 6.8 | 7.9903 | 2020Q3 | https://www.energyavenue.com/Euri-Lighting/EA19-3021E-4 | Energy Avenue | 2020 | Yes
LED Lighting | A-Type | Green Creative | True |  | General Purpose Replacement | A19 | E26 (Medium) | Damp Location Rated,Recessed Fixtures Damp Location Rated,Recessed Fixtures Wattage10 Watt11 Watt6 Watt8 Watt9 Watt9.5 Watt Color Temp.2200K to 2700K2400K2700K3000K4000K Base TypeGU24Medium (E26) Product Description The Green Creative 9A19DIM/927 LED A19 bulb is an Energy Star certified 60W incandescent equivalent substitute for traditional bulbs. Unlike traditional bulbs, it has tight LED binning, an E26 base, and a dimming option (with reverse phase and forward phase dimmers). The bulb lasts 25,000 life hours. Green Creative 98559 Features: 2700K warm white radiance 240-degree beam angle 5-year warranty Green Creative 98559 Applications: Open and enclosed fixtures Dry and damp locations Indoor use Alternate Product Versions $3.58 EACASE of 6 add Green Creative 97985 - 6W LED A19 - 2700K 6A19DIM/827 - 480 Lumens - 82 CRI - 40W Incandescent Equivalent - 230° - 120V $7.58 EACASE of 6 add Green Creative 98140 - 11W LED A19 - 4000K 11A19DIM/840 - 1200 Lumens - 82 CRI - 75W Incandescent Equivalent - 240° - 120V $12.58 add Green Creative 98564 - 9 Watt LED A19 4000K - E26 9A19/940/277V - 60 Watt Incandescent Equivalent - 860 Lumens - 92 CRI - 120-277V - Dimmable $4.98 add Green Creative 98565 - 9 Watt LED A19 2700K - GU24 9A19DIM/927/GU24/R - 60 Watt Incandescent Equivalent - 800 Lumens - 92 CRI - 120V - Dimmable $13.98 add Green Creative - 28395 - 9A19DIM/927 - LED A19 Bulb 9W - E26 - 2700K - Dimmable $3.90 add Green Creative - 40741 - 9A19G4DIM/824 - A19 LED - 60 Watt Equivalent 9 Watt - 120V - E26 Medium Base - 2400K - Warm White - 700 Lumens (Initial) - 300 Degree Beam Angle - Dimmable $7.95 add Green Creative - 57883 - 9.5A19DIM/8CCTD - Omni-Directional A19 - 9.5 Watt 60W Equal - 2200-2700K Warm Dim - 800 Lumens $12.98 add Green Creative - 58038 - 9A19/830/277V - A19 LED E26 - 9 Watt - 60 Watt Incandescent Equal - 3000K $9.98 add Green Creative - 97780 - 9A19DIM/827 - A19 LED Bulb Medium E26 Base - 9 Watt - 60 Watt Incandescent Equivalent - 2700K $9.98 add Green Creative - 97781 - 9A19DIM/830 - A19 LED Bulb Medium E26 Base - 9 Watt - 60 Watt Incandescent Equivalent - 3000K $9.98 add Green Creative - 97782 - 9A19DIM/840 - A19 LED Bulb Medium E26 Base - 9 Watt - 60 Watt Incandescent Equivalent - 4000K $5.00 add Green Creative 97965 - 10W LED A19 Bulb - 3000K 10A19DIM/830 - 1150 Lumens - 82 CRI - 75W Incandescent Equivalent - 240° - 120V $4.68 add Green Creative 98012 - 8W LED A19 - 3000K - E26 8A19DIM/830 - 60 Watt Incandescent Equivalent - 810 Lumens - 82 CRI - 230° Beam Angle - 120V $4.68 EACASE of 6 add Green Creative 98013 - 8W LED A19 Bulb - 4000K 8A19DIM/840 - 810 Lumens - 82 CRI - 60W Incandescent Equivalent - 230° - 120V Medium (E26) 9A19DIM/927 - 60 Watt Incandescent Equivalent - 800 Lumens - 92 CRI - 120V - Dimmable Green Creative 98559 - 9 Watt LED A19 2700K - E26 | 2700 | 94 | 800 | 88.8889 | 25000 | 9 | 1 | 7.98 | 7.98 | 9.3768 | 2020Q3 | https://www.energyavenue.com/Green-Creative/98559 | Energy Avenue | 2020 | Yes
LED Lighting | A-Type | Green Creative | True |  | General Purpose Replacement | A19 | E26 (Medium) | Damp Location Rated,Recessed Fixtures Damp Location Rated,Recessed Fixtures Wattage11 Watt15 Watt9 Watt Color Temp.2700K3000K4000K Voltage120-277V120V Product Description The Green Creative 9A19DIM/930 bulb is a 60W incandescent equivalent bulb with Energy Star certification and tight LED binning. The LED A19 radiates 3000K soft white illumination at a 240-degree beam angle. With a compatible forward phase dimmer or reverse phase dimmer, tap into the bulb's dimming feature. Green Creative 98560 Features: E26 base 25,000 life hours 5-year warranty Green Creative 98560 Applications: Enclosed fixtures Indoor use Dry and damp locations Alternate Product Versions $9.98 EACASE of 6 add Green Creative 98142 - 11 Watt LED A19 3000K - E26 11A19DIM/930 - 75 Watt Incandescent Equivalent - 1150 Lumens - 92 CRI - 120V - Dimmable $12.58 EACASE of 6 add Green Creative 98562 - 9W LED A19 - 2700K 9A19/927/277V - 800 Lumens - 92 CRI - 60W Incandescent Equivalent - 240° - 120-277V $7.98 add Green Creative 98561 - 9W LED A19 - 4000K 9A19DIM/940 - 860 Lumens - 92 CRI - 60W Incandescent Equivalent - 240° - 120V $12.58 add Green Creative 98563 - 9W LED A19 - 3000K 9A19/930/277V - 820 Lumens - 92 CRI - 60W Incandescent Equivalent - 240° - 120-277V $9.98 add Green Creative 98141 - 11W LED A19 - 2700K 11A19DIM/927 - 1100 Lumens - 92 CRI - 75W Incandescent Equivalent - 240° - 120V $9.98 add Green Creative 98143 - 11W LED A19 - 4000K 11A19DIM/940 - 1200 Lumens - 92 CRI - 75W Incandescent Equivalent - 240° - 120V $19.98 add Green Creative 98147 - 15W LED A21 - 2700K 15A21DIM/927/N - 1600 Lumens - 92 CRI - 100W Incandescent Equivalent - 240° - 120V $19.98 add Green Creative 98148 - 15W LED A21 - 3000K 15A21DIM/930/N - 1650 Lumens - 92 CRI - 100W Incandescent Equivalent - 240° - 120V $19.98 add Green Creative 98149 - 15W LED A21 - 4000K 15A21DIM/940/N - 1700 Lumens - 92 CRI - 100W Incandescent Equivalent - 240° - 120V Medium (E26) 9A19DIM/930 - 820 Lumens - 92 CRI - 60W Incandescent Equivalent - 240° - 120V Green Creative 98560 - 9W LED A19 - 3000K | 3000 | 95 | 800 | 88.8889 | 25000 | 9 | 1 | 7.98 | 7.98 | 9.3768 | 2020Q3 | https://www.energyavenue.com/Green-Creative/98560 | Energy Avenue | 2020 | Yes
LED Lighting | A-Type | Green Creative | False |  | General Purpose Replacement | A19 | E26 (Medium) | Damp Location Rated,Recessed Fixtures Damp Location Rated,Recessed Fixtures Wattage11 Watt15 Watt9 Watt Color Temp.2700K3000K4000K Voltage120-277V120V Product Description The Green Creative 9A19/930/277V LED A19 bulb display tight LED binning as well as uniform color and light distribution through 240-degree omni-directional beam angles covering the bulb. The 60W incandescent equivalent includes Energy Star certification, a durable exterior, and an E26 base. It includes a limited warranty too. Green Creative 98563 Features: 3000K warm white illumination 25,000 life hours 5-year warranty Green Creative 98563 Applications: Open and enclosed fixtures Indoor use Dry and damp locations Alternate Product Versions $9.98 EACASE of 6 add Green Creative 98142 - 11 Watt LED A19 3000K - E26 11A19DIM/930 - 75 Watt Incandescent Equivalent - 1150 Lumens - 92 CRI - 120V - Dimmable $12.58 EACASE of 6 add Green Creative 98562 - 9W LED A19 - 2700K 9A19/927/277V - 800 Lumens - 92 CRI - 60W Incandescent Equivalent - 240° - 120-277V $7.98 add Green Creative 98560 - 9W LED A19 - 3000K 9A19DIM/930 - 820 Lumens - 92 CRI - 60W Incandescent Equivalent - 240° - 120V $7.98 add Green Creative 98561 - 9W LED A19 - 4000K 9A19DIM/940 - 860 Lumens - 92 CRI - 60W Incandescent Equivalent - 240° - 120V $9.98 add Green Creative 98141 - 11W LED A19 - 2700K 11A19DIM/927 - 1100 Lumens - 92 CRI - 75W Incandescent Equivalent - 240° - 120V $9.98 add Green Creative 98143 - 11W LED A19 - 4000K 11A19DIM/940 - 1200 Lumens - 92 CRI - 75W Incandescent Equivalent - 240° - 120V $19.98 add Green Creative 98147 - 15W LED A21 - 2700K 15A21DIM/927/N - 1600 Lumens - 92 CRI - 100W Incandescent Equivalent - 240° - 120V $19.98 add Green Creative 98148 - 15W LED A21 - 3000K 15A21DIM/930/N - 1650 Lumens - 92 CRI - 100W Incandescent Equivalent - 240° - 120V $19.98 add Green Creative 98149 - 15W LED A21 - 4000K 15A21DIM/940/N - 1700 Lumens - 92 CRI - 100W Incandescent Equivalent - 240° - 120V Medium (E26) 9A19/930/277V - 820 Lumens - 92 CRI - 60W Incandescent Equivalent - 240° - 120-277V Green Creative 98563 - 9W LED A19 - 3000K | 2700 | 95 | 800 | 88.8889 | 25000 | 9 | 1 | 12.58 | 12.58 | 14.782 | 2020Q3 | https://www.energyavenue.com/Green-Creative/98563 | Energy Avenue | 2020 | Yes
LED Lighting | A-Type | MaxLite | True |  | General Purpose Replacement | A19 | E26 (Medium) | Damp Location Rated Damp Location Rated Base TypeGU24Medium (E26) Wattage11 Watt15 Watt6 Watt9 Watt Product Description The LED A19, or the Maxlite E9A19DLED30/G6, is a raindrop-shaped bulb that is a handy 40W bulb replacement. It has an E26 base for screw-on installation and a dimming option in case the 3000K temperature is too bright. The LED A19 will last 13.7 years on average. Maxlite E9A19DLED30/G6 Features: 3000K soft white light 15,000 total life hours 120-degree beam angle spread Suitable for dry and damp locations Suitable for use in fully enclosed luminaires Five year limited warranty Maxlite E9A19DLED30/G6 Applications: Residential use Indoor use Dry areas Alternate Product Versions $3.75 add Maxlite 14099413 - 11W LED A19 - 4000K E11A19GUDLED40/G7 - 1,100 Lumens - 80 CRI - 75W Incandescent Equivalent - 120V $2.20 add Maxlite 14099390 - 6W LED A19 - 2700K E6A19DLED27/G8 - 480 Lumens - 80 CRI - 40W Incandescent Equivalent - 220° - 120V $2.80 add Maxlite 14099410 - 9W LED A19 - 4000K E9A19GUDLED40/G7 - 800 Lumens - 80 CRI - 60W Incandescent Equivalent - 120V $3.65 add Maxlite 14099401 - 11W LED A19 - 4000K E11A19DLED40/G8 - 1,100 Lumens - 80 CRI - 75W Incandescent Equivalent - 220° - 120V $4.10 add Maxlite 14099402 - 15W LED A19 Bulb - 2700K - E26 Base E15A19DLED27/G8 - 1,600 Lumens - 82 CRI - 100W Incandescent Equivalent - 300° - 120V $3.65 add Maxlite 14099399 - 11W LED A19 Bulb - 2700K - E26 Base E11A19DLED27/G6 - 1,100 Lumens - 82 CRI - 75W Incandescent Equivalent - 300° - 120V $2.40 add Maxlite 14099407 - 6W LED A19 Bulb - 4000K E6A19GUDLED40/G6 - 480 Lumens - 83 CRI - 40W Incandescent Equivalent - 300° - 120V $3.70 add Maxlite 14099400 - 11W LED A19 Bulb - 3000K E11A19DLED30/G6 - 1,100 Lumens - 80 CRI - 75W Incandescent Equivalent - 300° - 120V $4.15 add Maxlite 14099415 - 15W LED A19 Bulb - 3000K E15A19GUDLED30/G7 - 1,600 Lumens - 80 CRI - 100W Incandescent Equivalent - 120V $4.70 add Maxlite 14099416 - 15W LED A19 Bulb - 4000K E15A19GUDLED40/G7 - 1,600 Lumens - 80 CRI - 100W Incandescent Equivalent - 120V - OUT OF STOCK UNTIL EARLY OCTOBER 2020 $2.45 add Maxlite 14099405 - 6W LED A19 Bulb - 2700K E6A19GUDLED27/G7 - 480 Lumens - 80 CRI - 40W Incandescent Equivalent - 120V $3.90 add Maxlite 14099412 - 11W LED A19 - 3000K E11A19GUDLED30/G7 - 1,100 Lumens - 80 CRI - 75W Incandescent Equivalent - 120V $3.75 add Maxlite 14099411 - 11W LED A19 - 2700K E11A19GUDLED27/G6 - 75W Incandescent Equivalent - GU24 - 1100 Lumens - 120V $2.23 add Maxlite 14099392 - 6W LED A19 - 3000K - E26 E6A19DLED30/G6 - 40W Incandescent Equivalent - 480 Lumens - 80 CRI - 120V $2.40 add Maxlite 14099406 - 6W LED A19 - 3000K E6A19GUDLED30/G6 - 40W Incandescent Equivalent - GU24 - 480 Lumens - 120V $2.70 add Maxlite 14099408 - 9W LED A19 - 2700K E9A19GUDLED27/G6 - 60W Incandescent Equivalent - GU24 - 800 Lumens - 120V $2.75 add Maxlite 14099409 - 9W LED A19 - 3000K E9A19GUDLED30/G6 - 60W Incandescent Equivalent - GU24 - 800 Lumens - 120V Medium (E26) E9A19DLED30/G6 - 60W Incandescent Equivalent - 800 Lumens - 82 CRI - 300° Beam Angle - 120V Maxlite 14099397 - 9W LED A19 - 3000K - A19 | 3000 | 83 | 800 | 88.8889 | 25000 | 9 | 1 | 4.13 | 4.13 | 4.8529 | 2020Q3 | https://www.energyavenue.com/MaxLite/14099397 | Energy Avenue | 2020 | Yes
LED Lighting | A-Type | MaxLite | True |  | General Purpose Replacement | A19 | GU24 | Damp Location Rated Damp Location Rated Base TypeGU24Medium (E26) Wattage11 Watt15 Watt6 Watt9 Watt Color Temp.2700K3000K4000K Product Description Give your commercial space or residential build enrage-saving illumination without sacrificing performance with the Maxlite E9A19GUDLED27/G6 LED Enclosed Omni A-Lamp. This omni-directional lamp offers a classic A shape, and it's compatible with any standard GU24 or E26. Maxlite's LED A19 bulb will give you 25,000 hours of high-quality lighting, with a color temperature of 2700K. Product Features: Input voltage of 120V Omni-directional beam with 300-degree angle Classic A shape Available in standard and high CRI (80+ and 90+) Dimmable to 10 percent UL listed and Energy Star rated Compatible with E26 and GU24 bases Lifespan of 15,000 - 25,000 hours 5-year warranty Applications: Educational facilities Retail/hospitality settings Industrial installation Offices/conference spaces Residential builds Hospitals and medical facilities Alternate Product Versions $3.75 add Maxlite 14099413 - 11W LED A19 - 4000K E11A19GUDLED40/G7 - 1,100 Lumens - 80 CRI - 75W Incandescent Equivalent - 120V $2.20 add Maxlite 14099390 - 6W LED A19 - 2700K E6A19DLED27/G8 - 480 Lumens - 80 CRI - 40W Incandescent Equivalent - 220° - 120V $2.80 add Maxlite 14099410 - 9W LED A19 - 4000K E9A19GUDLED40/G7 - 800 Lumens - 80 CRI - 60W Incandescent Equivalent - 120V $3.65 add Maxlite 14099401 - 11W LED A19 - 4000K E11A19DLED40/G8 - 1,100 Lumens - 80 CRI - 75W Incandescent Equivalent - 220° - 120V $4.10 add Maxlite 14099402 - 15W LED A19 Bulb - 2700K - E26 Base E15A19DLED27/G8 - 1,600 Lumens - 82 CRI - 100W Incandescent Equivalent - 300° - 120V $3.65 add Maxlite 14099399 - 11W LED A19 Bulb - 2700K - E26 Base E11A19DLED27/G6 - 1,100 Lumens - 82 CRI - 75W Incandescent Equivalent - 300° - 120V $2.40 add Maxlite 14099407 - 6W LED A19 Bulb - 4000K E6A19GUDLED40/G6 - 480 Lumens - 83 CRI - 40W Incandescent Equivalent - 300° - 120V $3.70 add Maxlite 14099400 - 11W LED A19 Bulb - 3000K E11A19DLED30/G6 - 1,100 Lumens - 80 CRI - 75W Incandescent Equivalent - 300° - 120V $4.15 add Maxlite 14099415 - 15W LED A19 Bulb - 3000K E15A19GUDLED30/G7 - 1,600 Lumens - 80 CRI - 100W Incandescent Equivalent - 120V $4.70 add Maxlite 14099416 - 15W LED A19 Bulb - 4000K E15A19GUDLED40/G7 - 1,600 Lumens - 80 CRI - 100W Incandescent Equivalent - 120V - OUT OF STOCK UNTIL EARLY OCTOBER 2020 $2.45 add Maxlite 14099405 - 6W LED A19 Bulb - 2700K E6A19GUDLED27/G7 - 480 Lumens - 80 CRI - 40W Incandescent Equivalent - 120V $3.90 add Maxlite 14099412 - 11W LED A19 - 3000K E11A19GUDLED30/G7 - 1,100 Lumens - 80 CRI - 75W Incandescent Equivalent - 120V $3.75 add Maxlite 14099411 - 11W LED A19 - 2700K E11A19GUDLED27/G6 - 75W Incandescent Equivalent - GU24 - 1100 Lumens - 120V $2.23 add Maxlite 14099392 - 6W LED A19 - 3000K - E26 E6A19DLED30/G6 - 40W Incandescent Equivalent - 480 Lumens - 80 CRI - 120V $2.40 add Maxlite 14099406 - 6W LED A19 - 3000K E6A19GUDLED30/G6 - 40W Incandescent Equivalent - GU24 - 480 Lumens - 120V $4.13 add Maxlite 14099397 - 9W LED A19 - 3000K - A19 E9A19DLED30/G6 - 60W Incandescent Equivalent - 800 Lumens - 82 CRI - 300° Beam Angle - 120V $2.75 add Maxlite 14099409 - 9W LED A19 - 3000K E9A19GUDLED30/G6 - 60W Incandescent Equivalent - GU24 - 800 Lumens - 120V GU24 E9A19GUDLED27/G6 - 60W Incandescent Equivalent - GU24 - 800 Lumens - 120V Maxlite 14099408 - 9W LED A19 - 2700K | 2700 | 82 | 800 | 88.8889 | 25000 | 9 | 1 | 2.7 | 2.7 | 3.1726 | 2020Q3 | https://www.energyavenue.com/MaxLite/14099408 | Energy Avenue | 2020 | Yes
LED Lighting | A-Type | MaxLite | True |  | General Purpose Replacement | A19 | GU24 | Damp Location Rated Damp Location Rated Base TypeGU24Medium (E26) Wattage11 Watt15 Watt6 Watt9 Watt Color Temp.2700K3000K4000K Product Description This LED Enclosed Omni A-Lamp is an ideal choice for saving energy. Not only does it run on just 9 watts but it has a 15,000-25,000 hour life. . It features the traditional A-Shape plus is available in standard (80+) and high (90+) CRI. In addition, this bulb is the perfect solution for setting the mood in a room. It offers 3000k light with dimmable features down to 10 percent. The Maxlite LED A19 bulb is also available in both E26 and GU24 base with a 5 year warranty. Product Features: Available in standard and high CRI (80+ and 90+) Input voltage of 120V Classic A shape Energy Star rated Dimmable to 10 percent UL listed Available in E26 or GU24 base Omni-directional beam with 300-degree angle Lifespan of up to 25,000 hours 5-year warranty Applications: Educational/correctional facilties Offices and meeting spaces Hospitals and medical facilities Industrial settings Retail/hospitality Residential builds Alternate Product Versions $3.75 add Maxlite 14099413 - 11W LED A19 - 4000K E11A19GUDLED40/G7 - 1,100 Lumens - 80 CRI - 75W Incandescent Equivalent - 120V $2.20 add Maxlite 14099390 - 6W LED A19 - 2700K E6A19DLED27/G8 - 480 Lumens - 80 CRI - 40W Incandescent Equivalent - 220° - 120V $2.80 add Maxlite 14099410 - 9W LED A19 - 4000K E9A19GUDLED40/G7 - 800 Lumens - 80 CRI - 60W Incandescent Equivalent - 120V $3.65 add Maxlite 14099401 - 11W LED A19 - 4000K E11A19DLED40/G8 - 1,100 Lumens - 80 CRI - 75W Incandescent Equivalent - 220° - 120V $4.10 add Maxlite 14099402 - 15W LED A19 Bulb - 2700K - E26 Base E15A19DLED27/G8 - 1,600 Lumens - 82 CRI - 100W Incandescent Equivalent - 300° - 120V $3.65 add Maxlite 14099399 - 11W LED A19 Bulb - 2700K - E26 Base E11A19DLED27/G6 - 1,100 Lumens - 82 CRI - 75W Incandescent Equivalent - 300° - 120V $2.40 add Maxlite 14099407 - 6W LED A19 Bulb - 4000K E6A19GUDLED40/G6 - 480 Lumens - 83 CRI - 40W Incandescent Equivalent - 300° - 120V $3.70 add Maxlite 14099400 - 11W LED A19 Bulb - 3000K E11A19DLED30/G6 - 1,100 Lumens - 80 CRI - 75W Incandescent Equivalent - 300° - 120V $4.15 add Maxlite 14099415 - 15W LED A19 Bulb - 3000K E15A19GUDLED30/G7 - 1,600 Lumens - 80 CRI - 100W Incandescent Equivalent - 120V $4.70 add Maxlite 14099416 - 15W LED A19 Bulb - 4000K E15A19GUDLED40/G7 - 1,600 Lumens - 80 CRI - 100W Incandescent Equivalent - 120V - OUT OF STOCK UNTIL EARLY OCTOBER 2020 $2.45 add Maxlite 14099405 - 6W LED A19 Bulb - 2700K E6A19GUDLED27/G7 - 480 Lumens - 80 CRI - 40W Incandescent Equivalent - 120V $3.90 add Maxlite 14099412 - 11W LED A19 - 3000K E11A19GUDLED30/G7 - 1,100 Lumens - 80 CRI - 75W Incandescent Equivalent - 120V $3.75 add Maxlite 14099411 - 11W LED A19 - 2700K E11A19GUDLED27/G6 - 75W Incandescent Equivalent - GU24 - 1100 Lumens - 120V $2.23 add Maxlite 14099392 - 6W LED A19 - 3000K - E26 E6A19DLED30/G6 - 40W Incandescent Equivalent - 480 Lumens - 80 CRI - 120V $2.40 add Maxlite 14099406 - 6W LED A19 - 3000K E6A19GUDLED30/G6 - 40W Incandescent Equivalent - GU24 - 480 Lumens - 120V $4.13 add Maxlite 14099397 - 9W LED A19 - 3000K - A19 E9A19DLED30/G6 - 60W Incandescent Equivalent - 800 Lumens - 82 CRI - 300° Beam Angle - 120V $2.70 add Maxlite 14099408 - 9W LED A19 - 2700K E9A19GUDLED27/G6 - 60W Incandescent Equivalent - GU24 - 800 Lumens - 120V GU24 E9A19GUDLED30/G6 - 60W Incandescent Equivalent - GU24 - 800 Lumens - 120V Maxlite 14099409 - 9W LED A19 - 3000K | 3000 | 83 | 800 | 88.8889 | 25000 | 9 | 1 | 2.75 | 2.75 | 3.2314 | 2020Q3 | https://www.energyavenue.com/MaxLite/14099409 | Energy Avenue | 2020 | Yes
LED Lighting | A-Type | MaxLite | True |  | General Purpose Replacement | A19 | GU24 | Damp Location Rated,Recessed Fixtures Damp Location Rated,Recessed Fixtures Base TypeGU24Medium (E26) Wattage11 Watt15 Watt6 Watt9 Watt Color Temp.2700K3000K4000K Product Description The Maxlite E9A19GUDLED40/G7 is an energy-saving bulb that radiates 4000K cool white illumination for 25,000 life hours. Use the dimming feature on the LED A19 bulb to create the right ambiance as it dims down to 10%. These features are possible without using at least 85% of electrical energy, saving more on the energy bill. Maxlite 14099410 Features: 60W incandescent replacement 5-year warranty Energy Star certified Maxlite 14099410 Applications: Residential use Commercial use Dry and damp locations Alternate Product Versions $3.75 add Maxlite 14099413 - 11W LED A19 - 4000K E11A19GUDLED40/G7 - 1,100 Lumens - 80 CRI - 75W Incandescent Equivalent - 120V $2.20 add Maxlite 14099390 - 6W LED A19 - 2700K E6A19DLED27/G8 - 480 Lumens - 80 CRI - 40W Incandescent Equivalent - 220° - 120V $3.65 add Maxlite 14099401 - 11W LED A19 - 4000K E11A19DLED40/G8 - 1,100 Lumens - 80 CRI - 75W Incandescent Equivalent - 220° - 120V $4.10 add Maxlite 14099402 - 15W LED A19 Bulb - 2700K - E26 Base E15A19DLED27/G8 - 1,600 Lumens - 82 CRI - 100W Incandescent Equivalent - 300° - 120V $3.65 add Maxlite 14099399 - 11W LED A19 Bulb - 2700K - E26 Base E11A19DLED27/G6 - 1,100 Lumens - 82 CRI - 75W Incandescent Equivalent - 300° - 120V $2.40 add Maxlite 14099407 - 6W LED A19 Bulb - 4000K E6A19GUDLED40/G6 - 480 Lumens - 83 CRI - 40W Incandescent Equivalent - 300° - 120V $3.70 add Maxlite 14099400 - 11W LED A19 Bulb - 3000K E11A19DLED30/G6 - 1,100 Lumens - 80 CRI - 75W Incandescent Equivalent - 300° - 120V $4.15 add Maxlite 14099415 - 15W LED A19 Bulb - 3000K E15A19GUDLED30/G7 - 1,600 Lumens - 80 CRI - 100W Incandescent Equivalent - 120V $4.70 add Maxlite 14099416 - 15W LED A19 Bulb - 4000K E15A19GUDLED40/G7 - 1,600 Lumens - 80 CRI - 100W Incandescent Equivalent - 120V - OUT OF STOCK UNTIL EARLY OCTOBER 2020 $2.45 add Maxlite 14099405 - 6W LED A19 Bulb - 2700K E6A19GUDLED27/G7 - 480 Lumens - 80 CRI - 40W Incandescent Equivalent - 120V $3.90 add Maxlite 14099412 - 11W LED A19 - 3000K E11A19GUDLED30/G7 - 1,100 Lumens - 80 CRI - 75W Incandescent Equivalent - 120V $3.75 add Maxlite 14099411 - 11W LED A19 - 2700K E11A19GUDLED27/G6 - 75W Incandescent Equivalent - GU24 - 1100 Lumens - 120V $2.23 add Maxlite 14099392 - 6W LED A19 - 3000K - E26 E6A19DLED30/G6 - 40W Incandescent Equivalent - 480 Lumens - 80 CRI - 120V $2.40 add Maxlite 14099406 - 6W LED A19 - 3000K E6A19GUDLED30/G6 - 40W Incandescent Equivalent - GU24 - 480 Lumens - 120V $4.13 add Maxlite 14099397 - 9W LED A19 - 3000K - A19 E9A19DLED30/G6 - 60W Incandescent Equivalent - 800 Lumens - 82 CRI - 300° Beam Angle - 120V $2.70 add Maxlite 14099408 - 9W LED A19 - 2700K E9A19GUDLED27/G6 - 60W Incandescent Equivalent - GU24 - 800 Lumens - 120V $2.75 add Maxlite 14099409 - 9W LED A19 - 3000K E9A19GUDLED30/G6 - 60W Incandescent Equivalent - GU24 - 800 Lumens - 120V GU24 E9A19GUDLED40/G7 - 800 Lumens - 80 CRI - 60W Incandescent Equivalent - 120V Maxlite 14099410 - 9W LED A19 - 4000K | 4000 | 83 | 800 | 88.8889 | 25000 | 9 | 1 | 2.8 | 2.8 | 3.2901 | 2020Q3 | https://www.energyavenue.com/MaxLite/14099410 | Energy Avenue | 2020 | Yes
LED Lighting | A-Type | Sylvania | True | Daylighting/Photocell, | General Purpose Replacement | A19 | E26 (Medium) | Damp Location Rated,Use With Timers,Not for Use in Recessed Fixtures,Use With Photo and/or Motion Sensors Damp Location Rated,Use With Timers,Not for Use in Recessed Fixtures,Use With Photo and/or Motion Sensors Product Description Sylvania LED9A19DIMZBS+ Smart Zigbee does more than traditional light bulbs. The LED A19 bulb works effectively in Zigbee smart home automation systems at home or away from home. Control it using a tablet, voice integration, or smartphone. It has on, off, and dimming switches too. The bulb includes a 2-year warranty. Sylvania 75549 Features: 15,000 life hours 2700K soft white radiance Omni-directional beam Sylvania 75549 Applications: Residential use Commercial use Dry and damp locations LED9A19DIMZBS+ - 80 CRI - 120V Sylvania 75549 - 9W Zigbee LED A19 - 2700K | 2700 | 83 | 800 | 88.8889 | 15000 | 9 | 1 | 13.95 | 13.95 | 16.3918 | 2020Q3 | https://www.energyavenue.com/Sylvania/LED9A19DIMZBS+ | Energy Avenue | 2020 | Yes
LED Lighting | A-Type | TCP Lighting | True |  | General Purpose Replacement | A19 | E26 (Medium) | Damp Location Rated Damp Location Rated Wattage11 Watt6 Watt9 Watt9.5 Watt Color Temp.2000K to 2700K2700K3000K5000K Product Description Poor light quality can really take away from a room’s design. Make sure that your interior spaces look their best by choosing top-quality lighting like TCP TCP L9A19D2530K. This 9W Omni-directional A lamp 3000K offers a similar look and feel to incandescent options, but provides unrivaled color consistency and smooth, uniform dimming options. You’ll also find installing this 9W LED A19 a breeze, as it fits standard A-lamp fittings. TCP L9A19D2530K Features: Shatter resistant, so it's lower risk of injury and breakage Instant energy savings and long life span of up to 25,000 hours 85% more energy efficient than incandescent options TCP L9A19D2530K Applications: General lighting and art galleries Table and floor lamps Sconces, decorative and ceiling fixtures Alternate Product Versions $1.61 add TCP L60A19N1550K - 9W LED A19 - 5000K 850 Lumens - 80 CRI - 60W Incandescent Equivalent - 120V $2.32 add TCP L40A19D2527K - 6W LED A19 - 2700K 480 Lumens - 80 CRI - 40W Incandescent Equivalent - 120V $2.05 add TCP L9A19N1527K - 9W LED A19 - 2700K 60W Incandescent Equivalent - 800 Lumens - 120V $4.25 add TCP - LED11A19DOD27K95 - A19 LED - 60 Watt Incandescent Equivalent 11 Watt - 90 CRI - 2700K $4.50 add TCP LED10A19DOD27KW - 9.5W LED Omni-directional A19 - 2700K - Wet Location E26 Base - 60W Incandescent Equivalent - 800 Lumens - 80 CRI - 120V $6.45 add TCP Lighting - LED9A19DA - Dimmable A19 LED Light Bulb 9 Watt - 82 CRI Medium (E26) E26 Base - 60W Incandescent Equivalent - 825 Lumens - 80 CRI - Dimmable - 120 VAC TCP L9A19D2530K - Omnidirectional 9W LED A19 - 3000K | 3000 | 82 | 800 | 88.8889 | 20000 | 9 | 12 | 27.6 | 2.3 | 2.7026 | 2020Q3 | https://www.energyavenue.com/TCP-Lighting/L9A19D2530K | Energy Avenue | 2020 | Yes
LED Lighting | A-Type | TCP Lighting | True | Daylighting/Photocell, | General Purpose Replacement | A19 | E26 (Medium) | Damp Location Rated,Use With Timers,Not for Use in Recessed Fixtures,Use With Photo and/or Motion Sensors Damp Location Rated,Use With Timers,Not for Use in Recessed Fixtures,Use With Photo and/or Motion Sensors Wattage11 Watt6 Watt9 Watt9.5 Watt Color Temp.2000K to 2700K2700K3000K5000K Product Description Introducing TCP Allusion “incandescent-like” LED smooth warm dimming technology. LEDs with unique dimming profile that replicates true incandescent/halogen dimming. The TCP LED9A19DA Allusion LED A19 lamp is a great lamp for your lighting needs. At 9 Watts this LED is equivalent to a 60 Watt Incandescent fixture. Features: Energy efficient: Up to 85% more efficient than incandescent/halogen replacements Long life: 25,000 hours Similar look and feel as incandescent alternative Approved for damp locations Alternate Product Versions $1.61 add TCP L60A19N1550K - 9W LED A19 - 5000K 850 Lumens - 80 CRI - 60W Incandescent Equivalent - 120V $2.32 add TCP L40A19D2527K - 6W LED A19 - 2700K 480 Lumens - 80 CRI - 40W Incandescent Equivalent - 120V $2.30 add TCP L9A19D2530K - Omnidirectional 9W LED A19 - 3000K E26 Base - 60W Incandescent Equivalent - 825 Lumens - 80 CRI - Dimmable - 120 VAC $2.05 add TCP L9A19N1527K - 9W LED A19 - 2700K 60W Incandescent Equivalent - 800 Lumens - 120V $4.25 add TCP - LED11A19DOD27K95 - A19 LED - 60 Watt Incandescent Equivalent 11 Watt - 90 CRI - 2700K $4.50 add TCP LED10A19DOD27KW - 9.5W LED Omni-directional A19 - 2700K - Wet Location E26 Base - 60W Incandescent Equivalent - 800 Lumens - 80 CRI - 120V Medium (E26) 9 Watt - 82 CRI TCP Lighting - LED9A19DA - Dimmable A19 LED Light Bulb | 2700 | 83 | 800 | 88.8889 | 15000 | 9 | 1 | 6.45 | 6.45 | 7.579 | 2020Q3 | https://www.energyavenue.com/TCP-Lighting/LED9A19DA | Energy Avenue | 2020 | Yes
LED Lighting | A-Type | TCP | True |  | General Purpose Replacement | A19 | E26 (Medium) | Damp Location Rated Damp Location Rated TCP 9-Watt E26 Medium screw-in base LED lamp with frosted lens finished lens, offers light output of 800 Lumens. This A19 arbitrary shape lamp has voltage rating of 120-Volt AC at 50/60-Hz. It has color rendering index of 80. This lamp with 2700K color temperature rating radiates warm white light to the surrounding. It offers omni-directional light distribution at an angle of 230-degree. This dimmable lamp has a dimension of 4.3-Inch x 2.3-Inch. It has efficacy of 88.9 LPW. This shatter-resistant lamp is ideal for damp locations. It has an operating temperature range of 40 deg C and starting temperature range of -30 deg C. This lamp is suitable for general lighting, table lamps, floor lamps, sconces, ceiling fixtures and decorative fixtures. It has average life of 25000 hours. Lamp is UL-cULus listed and Energy Star qualified. TCP L9A19D2527K Dimmable A19 LED Lamp 9-Watt E26 Medium Base 800-Lumens 80 CRI 2700K Warm White | 2700 | 81 | 800 | 88.8889 | 25000 | 9 | 12 | 4.35 | 0.3625 | 0.42595 | 2020Q3 | https://www.ew-ne.com/lighting-1600000000/tcp-l9a19d2527k-dimmable-a19-led-lamp-9-watt-e26-medium-base-800-lumens-80-cri-2700k-warm-white-632262 | Electrical Wholesalers Inc | 2020 | Yes
LED Lighting | A-Type | TCP | True |  | General Purpose Replacement | A19 | E26 (Medium) | Damp Location Rated Damp Location Rated TCP 9-Watt E26 Medium screw-in base LED lamp with frosted lens finished lens, offers light output of 825 Lumens. This A19 arbitrary shape lamp has voltage rating of 120-Volt AC at 50/60-Hz. It has color rendering index of 80. This lamp with 3000K color temperature rating radiates warm white light to the surrounding. It offers omni-directional light distribution at an angle of 230-degree. This dimmable lamp has a dimension of 4.3-Inch x 2.3-Inch. It has efficacy of 91.7 LPW. This shatter-resistant lamp is ideal for damp locations. It has an operating temperature range of 40 deg C and starting temperature range of -30 deg C. This lamp is suitable for general lighting, table lamps, floor lamps, sconces, ceiling fixtures and decorative fixtures. It has average life of 25000 hours. Lamp is UL-cULus listed and Energy Star qualified. TCP L9A19D2530K Dimmable A19 LED Lamp 9-Watt E26 Medium Base 825-Lumens 80 CRI 3000K Warm White | 3000 | 82 | 800 | 88.8889 | 20000 | 9 | 12 | 4.8 | 0.4 | 0.47002 | 2020Q3 | https://www.ew-ne.com/lighting-1600000000/tcp-l9a19d2530k-dimmable-a19-led-lamp-9-watt-e26-medium-base-825-lumens-80-cri-3000k-warm-white-647984 | Electrical Wholesalers Inc | 2020 | Yes
LED Lighting | A-Type | Manufacturer: TCP | True |  | General Purpose Replacement | A19 | E26 (Medium) | Damp Location Rated Damp Location Rated Home > Energy Star Qualified Products > 9 Watt 800 Lumen Dimmable All Purpose LED A19 Light Bulb 2700K Product Specifications - Quick Reference Input Voltage: Lumens: 120 Volt AC 800 Lumens Dimensions: Dimmable: 2.4" W x 4.3" MOL Yes- Dimmable LED Color: 2700K Warm White Life Time: 15,000 Hours Power Consumption: Luminous Efficacy: 9 Watts 88.9 lm/W CRI: Certifications: 80 CRI UL listed Built off a 20-year history of producing energy efficient lighting, Technical Consumer Products, Inc. (TCP) is excited to announce its most advanced and comprehensive lineup of LED lamps: the LED Elite Series. With TCPs dedication to manufacturing high quality, state-of-the-art lighting, combined with excellent high color rendering index (CRI) and new shatterproof smooth housing (which gives the appearance of traditional halogen bulbs), the LED Elite Series bulbs are a perfect choice to transform nearly every lighted environment into something extraordinary. This is the TCP, LED Elite All-Purpose Dimmable A19 lamp with 230 Degree Beam Angle, and it comes with a color temperature of 2700 Kelvin (K). UL approved, the TCP L9A19D1527K (the factory replacement for the LED9A19D27K) offers a very durable, solid state lighting technology that significantly reduces lighting service and maintenance costs. These Dimmable LED A19 light bulbs consume up to 80% LESS energy than a standard 60A19 60-watt incandescent. These LED A19 bulbs do not contain Mercury or any other harmful substance, generate no IR or UV rays and carry a 3 Year Limited Warranty. TCPs LED A19 lamps have the highest light output, best dimmability (100% down to 5%) and are the most efficient LED A19 light bulbs available today. Consuming just 9 watts of 120 volt energy, this A19 bulb generates 800 lumens, that's 88.9 Lumens per watt. This 60 watt equivalent A19 LED bulb can be used in outdoor fixtures when protected from the elements, has a rated life of 15,000 hours with a minimum starting temperature of -30 degrees Celsius and measures 4.4" MOL and 2.4" in diameter. Click here to see the TCP LED Elite Omni Directional A19 Series Specification Sheet. Typical Applications Typical applications for the TCP L9A19D1527K, Elite dimmable A19 LED light bulbs include general indoor or outdoor lighting, table lamps, sconces, floor lamps and ceiling fixtures. TCP 9 Watt 800 Lumen Dimmable All Purpose LED A19 Light Bulb 2700K | 2700 | 81 | 800 | 88.8889 | 15000 | 9 | 1 | 2.56 | 2.56 | 3.0081 | 2020Q3 | https://www.greenelectricalsupply.com/9-watt-dimmable-a19-led-light-bulbs-2700k.aspx | Green Electrical Supply | 2020 | Yes
LED Lighting | A-Type | Manufacturer: Keystone Technologies | True |  | General Purpose Replacement | A19 | E26 (Medium) | Damp Location Rated Damp Location Rated Home > LED Light Bulbs > LED A19 Bulbs > 600-900 Lumens (60W Equal) > 2700K Warm White > 9 Watt Essential Series LED General Purpose A19 Light Bulb Dimmable 800 Lumens 90 CRI 120V 2700K Product Specifications - Quick Reference Lamp Wattage: Working Voltage: 9 Watts 120 Volt Dimensions: Dimmability: 2.36" W x 4.33" (MOL) YES - Dimmable CRI: Delivered Lumens: 90 CRI 800 Lumens Replaces: Certifications: 60 Watt Incandescent ENERGY STAR, UL, RoHS Light Color: 2700K Warm White Warranty: 2 Year Limited Keystone’s Essential Series A Shape Bulbs are designed for general purpose lighting needs. They’re suitable for new construction applications or replacing incandescent and halogen bulbs. Offering substantially longer lifespans and higher efficiencies, our A Shape Bulbs minimize energy and replacement costs. Keystone’s extensive line of Essential Series omnidirectional LED bulbs provide solutions for a variety of application needs. There is a wide range of wattage and lumen outputs available, as well as both 80 and 90 CRI options for a majority of the line. Color temperature choices include 2700K, 3000K, and 5000K, offering more aesthetic flexibility over incandescent bulbs. This Keystone Technologies KT-LED9A19-O-927 Essential Series Dimmable LED A19 Light Bulb produces a color temperature of 2700K warm white, operates on your existing 120V circuit and consumes just 9 watts of energy. These LED A19 A lamps 60 watt incandescent equivalent retrofit lights generate 800 lumens and have a Color Rendering Index (CRI) of 90. These 120 volt LED light bulbs fit fixtures with an E26 medium base. These LED A19 bulbs are dimmable and CEC Title 20 Compliant. For Non-Dimmable versions, or Non-CEC compliant versions, please refer to the related products below. Can't find what you are looking for or need a quote for a large job? Give our customer service a call at 248-276-9640. The bulb's dimensions are 2.36 inches wide by 4.33 inches MOL. The lens conceals the LEDs from sight and evenly distributes the light and with a durable plastic housing that lowers the risk for breakage. They can be used with LED compatible controls and dimmers and are also rated for use in enclosed fixtures. Click here to see the complete Keystone 9 Watt 90CRI General Purpose Dimmable A19 Specification Sheet. These bulbs are damp location rated, Energy Star qualified, and have a rated life of 15,000 hours or a 2 Year limited warranty. Typical Applications Typical applications for these omni-directional LED A19 lamps include table and floor lamps, chandeliers, pendants, corridor light and sconce fixtures and general decorative outdoor lighting in residential, office, retail, restaurant, school, hospital and hotel/motel locations. Keystone Technologies 9 Watt Essential Series LED General Purpose A19 Light Bulb Dimmable 800 Lumens 90 CRI 120V 2700K | 2700 | 92 | 800 | 88.8889 | 25000 | 9 | 1 | 4.53 | 4.53 | 5.3229 | 2020Q3 | https://www.greenelectricalsupply.com/9-watt-essential-series-led-general-purpose-a19-light-bulb-dimmable-800-lumens-90-cri-120v-2700k.aspx | Green Electrical Supply | 2020 | Yes
LED Lighting | A-Type | Manufacturer: Keystone Technologies | True |  | General Purpose Replacement | A19 | E26 (Medium) | Damp Location Rated Damp Location Rated Home > LED Light Bulbs > LED A19 Bulbs > 600-900 Lumens (60W Equal) > 3000K Warm White > 9 Watt Essential Series LED General Purpose A19 Light Bulb Dimmable 800 Lumens 90 CRI 120V 3000K Product Specifications - Quick Reference Lamp Wattage: Working Voltage: 9 Watts 120 Volt Dimensions: Dimmability: 2.36" W x 4.33" (MOL) YES - Dimmable CRI: Delivered Lumens: 90 CRI 800 Lumens Replaces: Certifications: 60 Watt Incandescent ENERGY STAR, UL, RoHS Light Color: 3000K Warm White Warranty: 2 Year Limited Keystone’s Essential Series A Shape Bulbs are designed for general purpose lighting needs. They’re suitable for new construction applications or replacing incandescent and halogen bulbs. Offering substantially longer lifespans and higher efficiencies, our A Shape Bulbs minimize energy and replacement costs. Keystone’s extensive line of Essential Series omnidirectional LED bulbs provide solutions for a variety of application needs. There is a wide range of wattage and lumen outputs available, as well as both 80 and 90 CRI options for a majority of the line. Color temperature choices include 2700K, 3000K, and 5000K, offering more aesthetic flexibility over incandescent bulbs. This Keystone Technologies KT-LED9A19-O-930 Essential Series Dimmable LED A19 Light Bulb produces a color temperature of 3000K warm white, operates on your existing 120V circuit and consumes just 9 watts of energy. These LED A19 A lamps 60 watt incandescent equivalent retrofit lights generate 800 lumens and have a Color Rendering Index (CRI) of 90. These 120 volt LED light bulbs fit fixtures with an E26 medium base. These LED A19 bulbs are dimmable and CEC Title 20 Compliant. For Non-Dimmable versions, or Non-CEC compliant versions, please refer to the related products below. Can't find what you are looking for or need a quote for a large job? Give our customer service a call at 248-276-9640. The bulb's dimensions are 2.36 inches wide by 4.33 inches MOL. The lens conceals the LEDs from sight and evenly distributes the light and with a durable plastic housing that lowers the risk for breakage. They can be used with LED compatible controls and dimmers and are also rated for use in enclosed fixtures. Click here to see the complete Keystone 9 Watt 90CRI General Purpose Dimmable A19 Specification Sheet. These bulbs are damp location rated, Energy Star qualified, and have a rated life of 15,000 hours or a 2 Year limited warranty. Typical Applications Typical applications for these omni-directional LED A19 lamps include table and floor lamps, chandeliers, pendants, corridor light and sconce fixtures and general decorative outdoor lighting in residential, office, retail, restaurant, school, hospital and hotel/motel locations. Keystone Technologies 9 Watt Essential Series LED General Purpose A19 Light Bulb Dimmable 800 Lumens 90 CRI 120V 3000K | 3000 | 93 | 800 | 88.8889 | 25000 | 9 | 1 | 4.53 | 4.53 | 5.3229 | 2020Q3 | https://www.greenelectricalsupply.com/9-watt-essential-series-led-general-purpose-a19-light-bulb-dimmable-800-lumens-90-cri-120v-3000k.aspx | Green Electrical Supply | 2020 | Yes
LED Lighting | A-Type | Manufacturer: Keystone Technologies | True |  | General Purpose Replacement | A19 | E26 (Medium) | Damp Location Rated Damp Location Rated Home > LED Light Bulbs > LED A19 Bulbs > 600-900 Lumens (60W Equal) > 4000K Cool White > 9 Watt Essential Series LED General Purpose A19 Light Bulb Dimmable 800 Lumens 90 CRI 120V 4000K Product Specifications - Quick Reference Lamp Wattage: Working Voltage: 9 Watts 120 Volt Dimensions: Dimmability: 2.36" W x 4.33" (MOL) YES - Dimmable CRI: Delivered Lumens: 90 CRI 800 Lumens Replaces: Certifications: 60 Watt Incandescent ENERGY STAR, UL, RoHS Light Color: 4000K Cool White Warranty: 2 Year Limited Keystone’s Essential Series A Shape Bulbs are designed for general purpose lighting needs. They’re suitable for new construction applications or replacing incandescent and halogen bulbs. Offering substantially longer lifespans and higher efficiencies, our A Shape Bulbs minimize energy and replacement costs. Keystone’s extensive line of Essential Series omnidirectional LED bulbs provide solutions for a variety of application needs. There is a wide range of wattage and lumen outputs available, as well as both 80 and 90 CRI options for a majority of the line. Color temperature choices include 2700K, 3000K, and 5000K, offering more aesthetic flexibility over incandescent bulbs. This Keystone Technologies KT-LED9A19-O-940 Essential Series Dimmable LED A19 Light Bulb produces a color temperature of 4000K cool white, operates on your existing 120V circuit and consumes just 9 watts of energy. These LED A19 A lamps 60 watt incandescent equivalent retrofit lights generate 800 lumens and have a Color Rendering Index (CRI) of 90. These 120 volt LED light bulbs fit fixtures with an E26 medium base. These LED A19 bulbs are dimmable and CEC Title 20 Compliant. For Non-Dimmable versions, or Non-CEC compliant versions, please refer to the related products below. Can't find what you are looking for or need a quote for a large job? Give our customer service a call at 248-276-9640. The bulb's dimensions are 2.36 inches wide by 4.33 inches MOL. The lens conceals the LEDs from sight and evenly distributes the light and with a durable plastic housing that lowers the risk for breakage. They can be used with LED compatible controls and dimmers and are also rated for use in enclosed fixtures. Click here to see the complete Keystone 9 Watt 90CRI General Purpose Dimmable A19 Specification Sheet. These bulbs are damp location rated, Energy Star qualified, and have a rated life of 15,000 hours or a 2 Year limited warranty. Typical Applications Typical applications for these omni-directional LED A19 lamps include table and floor lamps, chandeliers, pendants, corridor light and sconce fixtures and general decorative outdoor lighting in residential, office, retail, restaurant, school, hospital and hotel/motel locations. Keystone Technologies 9 Watt Essential Series LED General Purpose A19 Light Bulb Dimmable 800 Lumens 90 CRI 120V 4000K | 4000 | 92 | 800 | 88.8889 | 25000 | 9 | 1 | 4.53 | 4.53 | 5.3229 | 2020Q3 | https://www.greenelectricalsupply.com/9-watt-essential-series-led-general-purpose-a19-light-bulb-dimmable-800-lumens-90-cri-120v-4000k.aspx | Green Electrical Supply | 2020 | Yes
LED Lighting | A-Type | Manufacturer: Keystone Technologies | True | Daylighting/Photocell, | General Purpose Replacement | A19 | E26 (Medium) | Damp Location Rated Damp Location Rated Home > LED Light Bulbs > LED A19 Bulbs > 600-900 Lumens (60W Equal) > 5000K Daylight > 9 Watt Essential Series LED General Purpose A19 Light Bulb Dimmable 800 Lumens 90 CRI 120V 5000K Product Specifications - Quick Reference Lamp Wattage: Working Voltage: 9 Watts 120 Volt Dimensions: Dimmability: 2.36" W x 4.33" (MOL) YES - Dimmable CRI: Delivered Lumens: 90 CRI 800 Lumens Replaces: Certifications: 60 Watt Incandescent ENERGY STAR, UL, RoHS Light Color: 5000K Daylight Warranty: 2 Year Limited Keystone’s Essential Series A Shape Bulbs are designed for general purpose lighting needs. They’re suitable for new construction applications or replacing incandescent and halogen bulbs. Offering substantially longer lifespans and higher efficiencies, our A Shape Bulbs minimize energy and replacement costs. Keystone’s extensive line of Essential Series omnidirectional LED bulbs provide solutions for a variety of application needs. There is a wide range of wattage and lumen outputs available, as well as both 80 and 90 CRI options for a majority of the line. Color temperature choices include 2700K, 3000K, and 5000K, offering more aesthetic flexibility over incandescent bulbs. This Keystone Technologies KT-LED9A19-O-950 Essential Series Dimmable LED A19 Light Bulb produces a color temperature of 5000K daylight, operates on your existing 120V circuit and consumes just 9 watts of energy. These LED A19 A lamps 60 watt incandescent equivalent retrofit lights generate 800 lumens and have a Color Rendering Index (CRI) of 90. These 120 volt LED light bulbs fit fixtures with an E26 medium base. These LED A19 bulbs are dimmable and CEC Title 20 Compliant. For Non-Dimmable versions, or Non-CEC compliant versions, please refer to the related products below. Can't find what you are looking for or need a quote for a large job? Give our customer service a call at 248-276-9640. The bulb's dimensions are 2.36 inches wide by 4.33 inches MOL. The lens conceals the LEDs from sight and evenly distributes the light and with a durable plastic housing that lowers the risk for breakage. They can be used with LED compatible controls and dimmers and are also rated for use in enclosed fixtures. Click here to see the complete Keystone 9 Watt 90CRI General Purpose Dimmable A19 Specification Sheet. These bulbs are damp location rated, Energy Star qualified, and have a rated life of 15,000 hours or a 2 Year limited warranty. Typical Applications Typical applications for these omni-directional LED A19 lamps include table and floor lamps, chandeliers, pendants, corridor light and sconce fixtures and general decorative outdoor lighting in residential, office, retail, restaurant, school, hospital and hotel/motel locations. Keystone Technologies 9 Watt Essential Series LED General Purpose A19 Light Bulb Dimmable 800 Lumens 90 CRI 120V 5000K | 5000 | 94 | 800 | 88.8889 | 25000 | 9 | 1 | 4.53 | 4.53 | 5.3229 | 2020Q3 | https://www.greenelectricalsupply.com/9-watt-essential-series-led-general-purpose-a19-light-bulb-dimmable-800-lumens-90-cri-120v-5000k.aspx | Green Electrical Supply | 2020 | Yes
LED Lighting | A-Type | Manufacturer: Keystone Technologies | False |  | General Purpose Replacement | A19 | E26 (Medium) | Damp Location Rated Damp Location Rated Home > LED Light Bulbs > LED A19 Bulbs > 600-900 Lumens (60W Equal) > 2700K Warm White > 9 Watt Essential Series LED General Purpose A19 Light Bulb Non-Dimmable 800 Lumens 80 CRI 120V 2700K Product Specifications - Quick Reference Lamp Wattage: Working Voltage: 9 Watts 120 Volt Dimensions: Dimmability: 2.36" W x 4.33" (MOL) NO CRI: Delivered Lumens: 80 CRI 800 Lumens Replaces: Certifications: 60 Watt Incandescent ENERGY STAR, UL, RoHS Light Color: 2700K Warm White Warranty: 2 Year Limited Keystone’s Essential Series A Shape Bulbs are designed for general purpose lighting needs. They’re suitable for new construction applications or replacing incandescent and halogen bulbs. Offering substantially longer lifespans and higher efficiencies, our A Shape Bulbs minimize energy and replacement costs. Keystone’s extensive line of Essential Series omnidirectional LED bulbs provide solutions for a variety of application needs. There is a wide range of wattage and lumen outputs available, as well as both 80 and 90 CRI options for a majority of the line. Color temperature choices include 2700K, 3000K, and 5000K, offering more aesthetic flexibility over incandescent bulbs. This Keystone Technologies KT-LED9A19-O-827-ND Essential Series Non-Dimmable LED A19 Light Bulb produces a color temperature of 2700K warm white, operates on your existing 120V circuit and consumes just 9 watts of energy. These LED A19 A lamps 60 watt incandescent equivalent retrofit lights generate 800 lumens and have a Color Rendering Index (CRI) of 80. These 120 volt LED light bulbs fit fixtures with an E26 medium base. These LED A19 bulbs are dimmable but are NOT CEC Title 20 Compliant. For Dimmable versions, or CEC compliant versions, please refer to the related products below. Can't find what you are looking for or need a quote for a large job? Give our customer service a call at 248-276-9640. The bulb's dimensions are 2.36 inches wide by 4.33 inches MOL. The lens conceals the LEDs from sight and evenly distributes the light and with a durable plastic housing that lowers the risk for breakage. They can be used with LED compatible controls and dimmers and are also rated for use in enclosed fixtures. Click here to see the complete Keystone 9 Watt 80CRI General Purpose Non-Dimmable A19 Specification Sheet. These bulbs are damp location rated, Energy Star qualified, and have a rated life of 15,000 hours or a 2 Year limited warranty. Typical Applications Typical applications for these omni-directional LED A19 lamps include table and floor lamps, chandeliers, pendants, corridor light and sconce fixtures and general decorative outdoor lighting in residential, office, retail, restaurant, school, hospital and hotel/motel locations. Keystone Technologies 9 Watt Essential Series LED General Purpose A19 Light Bulb Non-Dimmable 800 Lumens 80 CRI 120V 2700K | 2700 | 82 | 800 | 88.8889 | 15000 | 9 | 1 | 1.69 | 1.69 | 1.9858 | 2020Q3 | https://www.greenelectricalsupply.com/9-watt-essential-series-led-general-purpose-a19-light-bulb-non-dimmable-800-lumens-80-cri-120v-2700k.aspx | Green Electrical Supply | 2020 | Yes
LED Lighting | A-Type | Manufacturer: Keystone Technologies | False |  | General Purpose Replacement | A19 | E26 (Medium) | Damp Location Rated Damp Location Rated Home > LED Light Bulbs > LED A19 Bulbs > 600-900 Lumens (60W Equal) > 3000K Warm White > 9 Watt Essential Series LED General Purpose A19 Light Bulb Non-Dimmable 800 Lumens 80 CRI 120V 3000K Product Specifications - Quick Reference Lamp Wattage: Working Voltage: 9 Watts 120 Volt Dimensions: Dimmability: 2.36" W x 4.33" (MOL) NO CRI: Delivered Lumens: 80 CRI 800 Lumens Replaces: Certifications: 60 Watt Incandescent ENERGY STAR, UL, RoHS Light Color: 3000K Warm White Warranty: 2 Year Limited Keystone’s Essential Series A Shape Bulbs are designed for general purpose lighting needs. They’re suitable for new construction applications or replacing incandescent and halogen bulbs. Offering substantially longer lifespans and higher efficiencies, our A Shape Bulbs minimize energy and replacement costs. Keystone’s extensive line of Essential Series omnidirectional LED bulbs provide solutions for a variety of application needs. There is a wide range of wattage and lumen outputs available, as well as both 80 and 90 CRI options for a majority of the line. Color temperature choices include 2700K, 3000K, and 5000K, offering more aesthetic flexibility over incandescent bulbs. This Keystone Technologies KT-LED9A19-O-830-ND Essential Series Non-Dimmable LED A19 Light Bulb produces a color temperature of 3000K warm white, operates on your existing 120V circuit and consumes just 9 watts of energy. These LED A19 A lamps 60 watt incandescent equivalent retrofit lights generate 800 lumens and have a Color Rendering Index (CRI) of 80. These 120 volt LED light bulbs fit fixtures with an E26 medium base. These LED A19 bulbs are dimmable but are NOT CEC Title 20 Compliant. For Dimmable versions, or CEC compliant versions, please refer to the related products below. Can't find what you are looking for or need a quote for a large job? Give our customer service a call at 248-276-9640. The bulb's dimensions are 2.36 inches wide by 4.33 inches MOL. The lens conceals the LEDs from sight and evenly distributes the light and with a durable plastic housing that lowers the risk for breakage. They can be used with LED compatible controls and dimmers and are also rated for use in enclosed fixtures. Click here to see the complete Keystone 9 Watt 80CRI General Purpose Non-Dimmable A19 Specification Sheet. These bulbs are damp location rated, Energy Star qualified, and have a rated life of 15,000 hours or a 2 Year limited warranty. Typical Applications Typical applications for these omni-directional LED A19 lamps include table and floor lamps, chandeliers, pendants, corridor light and sconce fixtures and general decorative outdoor lighting in residential, office, retail, restaurant, school, hospital and hotel/motel locations. Keystone Technologies 9 Watt Essential Series LED General Purpose A19 Light Bulb Non-Dimmable 800 Lumens 80 CRI 120V 3000K | 3000 | 82 | 800 | 88.8889 | 15000 | 9 | 1 | 1.69 | 1.69 | 1.9858 | 2020Q3 | https://www.greenelectricalsupply.com/9-watt-essential-series-led-general-purpose-a19-light-bulb-non-dimmable-800-lumens-80-cri-120v-3000k.aspx | Green Electrical Supply | 2020 | Yes
LED Lighting | A-Type | Manufacturer: Keystone Technologies | False |  | General Purpose Replacement | A19 | E26 (Medium) | Damp Location Rated Damp Location Rated Home > LED Light Bulbs > LED A19 Bulbs > 600-900 Lumens (60W Equal) > 3500K Bright White > 9 Watt Essential Series LED General Purpose A19 Light Bulb Non-Dimmable 800 Lumens 80 CRI 120V 3500K Product Specifications - Quick Reference Lamp Wattage: Working Voltage: 9 Watts 120 Volt Dimensions: Dimmability: 2.36" W x 4.33" (MOL) NO CRI: Delivered Lumens: 80 CRI 800 Lumens Replaces: Certifications: 60 Watt Incandescent ENERGY STAR, UL, RoHS Light Color: 3500K Bright White Warranty: 2 Year Limited Keystone’s Essential Series A Shape Bulbs are designed for general purpose lighting needs. They’re suitable for new construction applications or replacing incandescent and halogen bulbs. Offering substantially longer lifespans and higher efficiencies, our A Shape Bulbs minimize energy and replacement costs. Keystone’s extensive line of Essential Series omnidirectional LED bulbs provide solutions for a variety of application needs. There is a wide range of wattage and lumen outputs available, as well as both 80 and 90 CRI options for a majority of the line. Color temperature choices include 2700K, 3000K, and 5000K, offering more aesthetic flexibility over incandescent bulbs. This Keystone Technologies KT-LED9A19-O-835-ND Essential Series Non-Dimmable LED A19 Light Bulb produces a color temperature of 3500K bright white, operates on your existing 120V circuit and consumes just 9 watts of energy. These LED A19 A lamps 60 watt incandescent equivalent retrofit lights generate 800 lumens and have a Color Rendering Index (CRI) of 80. These 120 volt LED light bulbs fit fixtures with an E26 medium base. These LED A19 bulbs are dimmable but are NOT CEC Title 20 Compliant. For Dimmable versions, or CEC compliant versions, please refer to the related products below. Can't find what you are looking for or need a quote for a large job? Give our customer service a call at 248-276-9640. The bulb's dimensions are 2.36 inches wide by 4.33 inches MOL. The lens conceals the LEDs from sight and evenly distributes the light and with a durable plastic housing that lowers the risk for breakage. They can be used with LED compatible controls and dimmers and are also rated for use in enclosed fixtures. Click here to see the complete Keystone 9 Watt 80CRI General Purpose Non-Dimmable A19 Specification Sheet. These bulbs are damp location rated, Energy Star qualified, and have a rated life of 15,000 hours or a 2 Year limited warranty. Typical Applications Typical applications for these omni-directional LED A19 lamps include table and floor lamps, chandeliers, pendants, corridor light and sconce fixtures and general decorative outdoor lighting in residential, office, retail, restaurant, school, hospital and hotel/motel locations. Keystone Technologies 9 Watt Essential Series LED General Purpose A19 Light Bulb Non-Dimmable 800 Lumens 80 CRI 120V 3500K | 3500 | 85 | 800 | 88.8889 | 15000 | 9 | 1 | 1.69 | 1.69 | 1.9858 | 2020Q3 | https://www.greenelectricalsupply.com/9-watt-essential-series-led-general-purpose-a19-light-bulb-non-dimmable-800-lumens-80-cri-120v-3500k.aspx | Green Electrical Supply | 2020 | Yes
LED Lighting | A-Type | Manufacturer: Keystone Technologies | False | Daylighting/Photocell, | General Purpose Replacement | A19 | E26 (Medium) | Damp Location Rated Damp Location Rated Home > LED Light Bulbs > LED A19 Bulbs > 600-900 Lumens (60W Equal) > 5000K Daylight > 9 Watt Essential Series LED General Purpose A19 Light Bulb Non-Dimmable 800 Lumens 80 CRI 120V 5000K Product Specifications - Quick Reference Lamp Wattage: Working Voltage: 9 Watts 120 Volt Dimensions: Dimmability: 2.36" W x 4.33" (MOL) NO CRI: Delivered Lumens: 80 CRI 800 Lumens Replaces: Certifications: 60 Watt Incandescent ENERGY STAR, UL, RoHS Light Color: 5000K Daylight Warranty: 2 Year Limited Keystone’s Essential Series A Shape Bulbs are designed for general purpose lighting needs. They’re suitable for new construction applications or replacing incandescent and halogen bulbs. Offering substantially longer lifespans and higher efficiencies, our A Shape Bulbs minimize energy and replacement costs. Keystone’s extensive line of Essential Series omnidirectional LED bulbs provide solutions for a variety of application needs. There is a wide range of wattage and lumen outputs available, as well as both 80 and 90 CRI options for a majority of the line. Color temperature choices include 2700K, 3000K, and 5000K, offering more aesthetic flexibility over incandescent bulbs. This Keystone Technologies KT-LED9A19-O-850-ND Essential Series Non-Dimmable LED A19 Light Bulb produces a color temperature of 5000K daylight, operates on your existing 120V circuit and consumes just 9 watts of energy. These LED A19 A lamps 60 watt incandescent equivalent retrofit lights generate 800 lumens and have a Color Rendering Index (CRI) of 80. These 120 volt LED light bulbs fit fixtures with an E26 medium base. These LED A19 bulbs are dimmable but are NOT CEC Title 20 Compliant. For Dimmable versions, or CEC compliant versions, please refer to the related products below. Can't find what you are looking for or need a quote for a large job? Give our customer service a call at 248-276-9640. The bulb's dimensions are 2.36 inches wide by 4.33 inches MOL. The lens conceals the LEDs from sight and evenly distributes the light and with a durable plastic housing that lowers the risk for breakage. They can be used with LED compatible controls and dimmers and are also rated for use in enclosed fixtures. Click here to see the complete Keystone 9 Watt 80CRI General Purpose Non-Dimmable A19 Specification Sheet. These bulbs are damp location rated, Energy Star qualified, and have a rated life of 15,000 hours or a 2 Year limited warranty. Typical Applications Typical applications for these omni-directional LED A19 lamps include table and floor lamps, chandeliers, pendants, corridor light and sconce fixtures and general decorative outdoor lighting in residential, office, retail, restaurant, school, hospital and hotel/motel locations. Keystone Technologies 9 Watt Essential Series LED General Purpose A19 Light Bulb Non-Dimmable 800 Lumens 80 CRI 120V 5000K | 5000 | 85 | 800 | 88.8889 | 15000 | 9 | 1 | 1.69 | 1.69 | 1.9858 | 2020Q3 | https://www.greenelectricalsupply.com/9-watt-essential-series-led-general-purpose-a19-light-bulb-non-dimmable-800-lumens-80-cri-120v-5000k.aspx | Green Electrical Supply | 2020 | Yes
LED Lighting | A-Type | Manufacturer: TCP | True |  | General Purpose Replacement | A19 | E26 (Medium) | Damp Location Rated Damp Location Rated Home > Energy Star Qualified Products > 9 Watt 825 Lumen Dimmable All Purpose LED A19 Light Bulb 3000K Product Specifications - Quick Reference Input Voltage: Lumens: 120 Volt AC 825 Lumens Dimensions: Dimmable: 2.4" W x 4.3" MOL Yes- Dimmable LED Color: 3000K Warm White Life Time: 15,000 Hours Power Consumption: Luminous Efficacy: 9 Watts 91.7 lm/W CRI: Certifications: 80 CRI UL listed Built off a 20-year history of producing energy efficient lighting, Technical Consumer Products, Inc. (TCP) is excited to announce its most advanced and comprehensive lineup of LED lamps: the LED Elite Series. With TCPs dedication to manufacturing high quality, state-of-the-art lighting, combined with excellent high color rendering index (CRI) and new shatterproof smooth housing (which gives the appearance of traditional halogen bulbs), the LED Elite Series bulbs are a perfect choice to transform nearly every lighted environment into something extraordinary. This is the TCP, LED Elite All-Purpose Dimmable A19 lamp with 230 Degree Beam Angle, and it comes with a color temperature of 3000 Kelvin (K). UL approved, the TCP L9A19D1530K (the factory replacement for the LED9A19D30K) offers a very durable, solid state lighting technology that significantly reduces lighting service and maintenance costs. These Dimmable LED A19 light bulbs consume up to 80% LESS energy than a standard 60A19 60-watt incandescent. These LED A19 bulbs do not contain Mercury or any other harmful substance, generate no IR or UV rays and carry a 3 Year Limited Warranty. TCPs LED A19 lamps have the highest light output, best dimmability (100% down to 5%) and are the most efficient LED A19 light bulbs available today. Consuming just 9 watts of 120 volt energy, this A19 bulb generates 825 lumens thats 91.7 Lumens per watt. This LED A19 bulb 60 watt equivalent can be used in outdoor fixtures when protected from the elements, has a rated life of 15,000 hours with a minimum starting temperature of -30 degrees Celsius and measures 4.4" MOL and 2.4" in diameter. Click here to see the TCP LED Elite Omni Directional A19 Series Specification Sheet. Typical Applications Typical applications for the TCP L9A19D1530K, Elite dimmable A19 LED light bulbs include general indoor or outdoor lighting, table lamps, sconces, floor lamps and ceiling fixtures. TCP 9 Watt 825 Lumen Dimmable All Purpose LED A19 Light Bulb 3000K | 3000 | 82 | 800 | 88.8889 | 15000 | 9 | 1 | 2.56 | 2.56 | 3.0081 | 2020Q3 | https://www.greenelectricalsupply.com/9-watt-led-dimmable-enclosed-rated-a19-3000k.aspx | Green Electrical Supply | 2020 | Yes
LED Lighting | A-Type | Manufacturer: TCP | True |  | General Purpose Replacement | A19 | E26 (Medium) | Damp Location Rated Damp Location Rated Home > Energy Star Qualified Products > 9 Watt 800 Lumen Dimmable LED A19 Light Bulb 2700K Product Specifications - Quick Reference Input Voltage: Lumens: 120 Volt AC 800 Lumens Dimensions: Dimmable: 2.4" W x 4.3" MOL Yes LED Color: 2700K Warm White Life Time: 25,000 Hours Power Consumption: Luminous Efficacy: 9 Watts 88.9 lm/W CRI: Certifications: 80 CRI UL listed, RoHS, Energy Star Built off a 20-year history of producing energy efficient lighting, Technical Consumer Products, Inc. (TCP) is excited to announce its most advanced and comprehensive lineup of LED lamps: the LED Elite Series. With TCPs dedication to manufacturing high quality, state-of-the-art lighting, combined with excellent high color rendering index (CRI), smooth dimming capabilities and new shatterproof smooth housing (which gives the appearance of traditional halogen bulbs), the LED Elite Series bulbs are a perfect choice to transform nearly every lighted environment into something extraordinary. This is the TCP, LED Elite Dimmable A19 lamp with 230 Degree Beam Angle, and it comes with a color temperature of 2700 Kelvin (K). UL approved, RoHS compliant, and Energy Star Qualified, the TCP L9A19D2527K (a replacement of TCP LED10A19D27K and LED10A19DOD27K) offers a very durable, solid state lighting technology that significantly reduces lighting service and maintenance costs. These Dimmable LED A19 light bulbs consume up to 80% LESS energy than a standard 60A19 60-watt incandescent. These LED A19 bulbs do not contain Mercury or any other harmful substance, generate no IR or UV rays and carry a 5 Year Limited Warranty. TCPs LED A19 lamps have the highest light output, best dimmability (100% down to 5%) and are the most efficient LED A19 lamps available today. Consuming just 9 watts of 120 volt energy, this A19 bulb generates 800 lumens, that's 88.9 Lumens per watt. This LED A19 lamp is rated for enclosed fixtures, 25,000 hours with a minimum starting temperature of -30 degrees Celsius and measures 4.3" MOL and 2.4" in diameter. Click here to see the TCP LED Elite A19 Series Specification Sheet. Typical Applications Typical applications for the TCP L9A19D2527K, Elite Dimmable A19 LED light bulbs include dimmable general lighting, table lamps, sconces, floor lamps and ceiling fixtures. TCP 9 Watt 800 Lumen Dimmable LED A19 Light Bulb 2700K | 2700 | 81 | 800 | 88.8889 | 25000 | 9 | 1 | 3.14 | 3.14 | 3.6896 | 2020Q3 | https://www.greenelectricalsupply.com/tcp-9-watt-a19-dimmable-led-light-bulbs-2700k.aspx | Green Electrical Supply | 2020 | Yes
LED Lighting | A-Type | Manufacturer: TCP | True |  | General Purpose Replacement | A19 | E26 (Medium) | Damp Location Rated Damp Location Rated Home > Energy Star Qualified Products > 9 Watt 825 Lumen Dimmable LED A19 Light Bulb 3000K Product Specifications - Quick Reference Input Voltage: Lumens: 120 Volt AC 825 Lumens Dimensions: Dimmable: 2.4" W x 4.3" MOL Yes LED Color: 3000K Warm White Life Time: 25,000 Hours Power Consumption: Luminous Efficacy: 9 Watts 91.7 lm/W CRI: Certifications: 80 CRI UL listed, RoHS, Energy Star Built off a 20-year history of producing energy efficient lighting, Technical Consumer Products, Inc. (TCP) is excited to announce its most advanced and comprehensive lineup of LED lamps: the LED Elite Series. With TCPs dedication to manufacturing high quality, state-of-the-art lighting, combined with excellent high color rendering index (CRI), smooth dimming capabilities and new shatterproof smooth housing (which gives the appearance of traditional halogen bulbs), the LED Elite Series bulbs are a perfect choice to transform nearly every lighted environment into something extraordinary. This is the TCP, LED Elite Dimmable A19 lamp with 230 Degree Beam Angle, and it comes with a color temperature of 3000 Kelvin (K). UL approved, RoHS compliant, and Energy Star Qualified, the TCP L9A19D2530K (a replacement of TCP LED10A19D30K and LED10A19DOD30K) offers a very durable, solid state lighting technology that significantly reduces lighting service and maintenance costs. These Dimmable LED A19 bulbs consume up to 80% LESS energy than a standard 60A19 60-watt incandescent. These LED A19 bulbs do not contain Mercury or any other harmful substance, generate no IR or UV rays and carry a 5 Year Limited Warranty. TCPs LED A19 lamps have the highest light output, best dimmability (100% down to 5%) and are the most efficient LED A19 lamps available today. Consuming just 9 watts of 120 volt energy, this LED A19 60 watt equivalent light bulb generates 825 lumens thats 91.7 Lumens per watt. This LED A19 lamp is rated for enclosed fixtures, 25,000 hours with a minimum starting temperature of -30 degrees Celsius and measures 4.3" MOL and 2.4" in diameter. Click here to see the TCP LED Elite A19 Series Specification Sheet. Typical Applications Typical applications for the TCP L9A19D2530K, Elite Dimmable A19 LED light bulbs include dimmable general lighting, table lamps, sconces, floor lamps and ceiling fixtures. TCP 9 Watt 825 Lumen Dimmable LED A19 Light Bulb 3000K | 3000 | 82 | 800 | 88.8889 | 20000 | 9 | 1 | 3.14 | 3.14 | 3.6896 | 2020Q3 | https://www.greenelectricalsupply.com/tcp-9-watt-a19-dimmable-led-light-bulbs-3000k.aspx | Green Electrical Supply | 2020 | Yes
LED Lighting | A-Type | TCP | False |  | General Purpose Replacement | A19 | E26 (Medium) | Damp Location Rated Damp Location Rated Home Lamps, Bulbs, Ballasts Bulbs - LED LED - Traditional Lamps - A-Type LED A-Lamp Series 9W A19 Non-Dimmable 15,000 Hour 60W Equivalent Omni-Directional 2700K TCP L60A19N1527K LED 9W A19 ND 2700K | 2700 | 82 | 800 | 88.8889 | 15000 | 9 | 1 | 2.95 | 2.95 | 3.4664 | 2020Q3 | https://www.platt.com/platt-electric-supply/LED-Traditional-Lamps-A-Type/TCP/L60A19N1527K/product.aspx?zpid=1385059 | Platt | 2020 | Yes
LED Lighting | A-Type | TCP | False |  | General Purpose Replacement | A19 | E26 (Medium) | Damp Location Rated Damp Location Rated Home Lamps, Bulbs, Ballasts Bulbs - LED LED - Traditional Lamps - A-Type Non-Dimmable LED Omni-Directional A-Lamp, 9W, 120V, Bulb: A-Type (A19), Base: Medium Screw (E26), Lumens: 800, CRI: 80, Color Temperature: 3000K. Suitable for use in totally enclosed fixtures. (Vapor tight or jelly jar applications may reduce life) TCP L60A19N1530K Non-Dimmable LED Lamp, A19, 9W, 120V | 3000 | 83 | 800 | 88.8889 | 15000 | 9 | 1 | 2.95 | 2.95 | 3.4664 | 2020Q3 | https://www.platt.com/platt-electric-supply/LED-Traditional-Lamps-A-Type/TCP/L60A19N1530K/product.aspx?zpid=1385062 | Platt | 2020 | Yes
LED Lighting | A-Type | TCP | True |  | General Purpose Replacement | A19 | E26 (Medium) | Damp Location Rated Damp Location Rated Home Lamps, Bulbs, Ballasts Bulbs - LED LED - Traditional Lamps - A-Type LED Dimmable A19 A-Lamp, 9 Watt, 120 Volt, 800 Lumens, 2700K, Life: 15,000 Hours. TCP L9A19D1527K LED Dimmable A19 A-Lamp, 9W, 120V | 2700 | 81 | 800 | 88.8889 | 15000 | 9 | 1 | 4.04 | 4.04 | 4.7472 | 2020Q3 | https://www.platt.com/platt-electric-supply/LED-Traditional-Lamps-A-Type/TCP/L9A19D1527K/product.aspx?zpid=374595 | Platt | 2020 | Yes
LED Lighting | A-Type | TCP | True |  | General Purpose Replacement | A19 | E26 (Medium) | Damp Location Rated Damp Location Rated Home Lamps, Bulbs, Ballasts Bulbs - LED LED - Traditional Lamps - A-Type Dimmable LED Omni-Directional A-Lamp, 9W, 120V, Bulb: A-Type (A19), Base: Medium Screw (E26), Lumens: 800, CRI: 80, Color Temperature: 2700K, Rated Average Life: 15,000 Hrs. 60W Equivalent. Smooth Uniform Dimming. Pack of 24 lamps. TCP L9A19D1527K24 LED 9W A19 2700K, 24-Pack | 2700 | 81 | 800 | 88.8889 | 15000 | 9 | 1 | 96.85 | 96.85 | 113.8025 | 2020Q3 | https://www.platt.com/platt-electric-supply/LED-Traditional-Lamps-A-Type/TCP/L9A19D1527K24/product.aspx?zpid=445808 | Platt | 2020 | No
LED Lighting | A-Type | TCP | True |  | General Purpose Replacement | A19 | E26 (Medium) | Damp Location Rated Damp Location Rated Home Lamps, Bulbs, Ballasts Bulbs - LED LED - Traditional Lamps - A-Type TCP L9A19D1530K LED 9W A19 DIMMABLE 3000K 120V 15K HR TCP L9A19D1530K TCP L9A19D1530K | 3000 | 82 | 800 | 88.8889 | 15000 | 9 | 1 | 4.04 | 4.04 | 4.7472 | 2020Q3 | https://www.platt.com/platt-electric-supply/LED-Traditional-Lamps-A-Type/TCP/L9A19D1530K/product.aspx?zpid=375349 | Platt | 2020 | Yes
LED Lighting | A-Type | TCP | True |  | General Purpose Replacement | A19 | E26 (Medium) | Damp Location Rated Damp Location Rated Home Lamps, Bulbs, Ballasts Bulbs - LED LED - Traditional Lamps - A-Type Dimmable LED Omni-Directional A-Lamp, 9W, 120V, Bulb: A-Type (A19), Base: Medium Screw (E26), Lumens: 800, CRI: 82, Color Temperature: 2700K, Rated Average Life: 25,000 Hrs. 60W Equivalent. Smooth Uniform Dimming TCP L9A19D2527K Dimmable LED Lamp, Omni-Directional, A19, 9W, 120V | 2700 | 81 | 800 | 88.8889 | 25000 | 9 | 1 | 4.04 | 4.04 | 4.7472 | 2020Q3 | https://www.platt.com/platt-electric-supply/LED-Traditional-Lamps-A-Type/TCP/L9A19D2527K/product.aspx?zpid=248577 | Platt | 2020 | Yes
LED Lighting | A-Type | TCP | True |  | General Purpose Replacement | A19 | E26 (Medium) | Damp Location Rated Damp Location Rated Home Lamps, Bulbs, Ballasts Bulbs - LED LED - Traditional Lamps - A-Type LED L9A19D25 3000K TCP L9A19D2530K TCP L9A19D2530K | 3000 | 82 | 800 | 88.8889 | 20000 | 9 | 1 | 4.04 | 4.04 | 4.7472 | 2020Q3 | https://www.platt.com/platt-electric-supply/LED-Traditional-Lamps-A-Type/TCP/L9A19D2530K/product.aspx?zpid=348607 | Platt | 2020 | Yes
LED Lighting | A-Type | Eiko | True |  | General Purpose Replacement | A19 | E26 (Medium) | Recessed Fixtures,Damp Location Rated Recessed Fixtures,Damp Location Rated Home Lamps, Bulbs, Ballasts Bulbs - LED LED - Traditional Lamps - A-Type LED9WA19/OMN/827-DIM-G9 10283 LED LITESPAN A19 OMNI-DIRECTIONAL 9W-800 10283 LED LITESPAN A19 OMNI-DIRECTIONAL 9W-800 Eiko LED9WA19/OMN/827-DIM-G9 10283 LED LITESPAN A19 OMNI-DIRECTIONAL 9W-800 | 2700 | 82 | 800 | 88.8889 | 25000 | 9 | 1 | 2.68 | 2.68 | 3.1491 | 2020Q3 | https://www.rexelusa.com/usr/Root-Category/Lamps,-Bulbs,-Ballasts/Bulbs---LED/LED---Traditional/Lamps---A-Type/Eiko-LED9WA19-OMN-827-DIM-G9-10283-LED-LITESPAN-A19-OMNI-DIRECTIONAL-9W-800/p/1374535?prevPageNumber=63 | Rexel Energy Solutions | 2020 | Yes
LED Lighting | A-Type | Eiko | True |  | General Purpose Replacement | A19 | E26 (Medium) | Not for Use in Recessed Fixtures,Damp Location Rated Not for Use in Recessed Fixtures,Damp Location Rated Home Lamps, Bulbs, Ballasts Bulbs - LED LED - Traditional Lamps - A-Type LED9WA19/OMN/827K-DIM-G7-2PK LED LITESPAN A19 OMNI-DIRECTIONAL 9W-800LM DIM 80CRI 2700K E26 120VAC 2 PACK LED LITESPAN A19 OMNI-DIRECTIONAL Eiko LED9WA19/OMN/827K-DIM-G7-2PK LED LITESPAN A19 OMNI-DIRECTIONAL | 2700 | 83 | 800 | 88.8889 | 15000 | 9 | 1 | 7.19 | 7.19 | 8.4485 | 2020Q3 | https://www.rexelusa.com/usr/Root-Category/Lamps,-Bulbs,-Ballasts/Bulbs---LED/LED---Traditional/Lamps---A-Type/Eiko-LED9WA19-OMN-827K-DIM-G7-2PK-LED-LITESPAN-A19-OMNI-DIRECTIONAL/p/1065951?prevPageNumber=96 | Rexel Energy Solutions | 2020 | Yes
LED Lighting | A-Type | Eiko | True |  | General Purpose Replacement | A19 | E26 (Medium) | Not for Use in Recessed Fixtures,Damp Location Rated Not for Use in Recessed Fixtures,Damp Location Rated Home Lamps, Bulbs, Ballasts Bulbs - LED LED - Traditional Lamps - A-Type LED9WA19/OMN/840K-DIM-G7-2PK LED LITESPAN A19 OMNI DIRECTIONAL 9W-800LM DIM 80CRI 4000K E26 120VAC 2 PACK *** Discontinued *** LED LITESPAN A19 OMNI DIRECTIONAL 9W-800LM DIM 80 *** Discontinued *** Eiko LED9WA19/OMN/840K-DIM-G7-2PK LED LITESPAN A19 OMNI DIRECTIONAL 9W-800LM DIM 80 *** Discontinued *** | 4000 | 84 | 800 | 88.8889 | 15000 | 9 | 1 | 7.19 | 7.19 | 8.4485 | 2020Q3 | https://www.rexelusa.com/usr/Root-Category/Lamps,-Bulbs,-Ballasts/Bulbs---LED/LED---Traditional/Lamps---A-Type/Eiko-LED9WA19-OMN-840K-DIM-G7-2PK-LED-LITESPAN-A19-OMNI-DIRECTIONAL-9W-800LM-DIM-80-Discontinued-/p/1065912?prevPageNumber=21 | Rexel Energy Solutions | 2020 | Yes
LED Lighting | A-Type | SYLVANIA |  | Daylighting/Photocell, | General Purpose Replacement | A19 | E26 (Medium) | Damp Location Rated,Use With Timers,Not for Use in Recessed Fixtures,Use With Photo and/or Motion Sensors Damp Location Rated,Use With Timers,Not for Use in Recessed Fixtures,Use With Photo and/or Motion Sensors Home Lamps, Bulbs, Ballasts Bulbs - LED LED - Traditional Lamps - A-Type LED9A19/F/827/10YV/RP LED Lamp, 9 Watt, 120 Volt, Bulb: A19 (Arbitrary), Base: Medium Screw (E26), Lumens: 1100, CRI: 80, Color Temperature: 2700K, Lamp Finish: Frosted, Standard Pack Qty: 12 *Sylvania Part # 74960* LED Lamp, A19, 9 Watt, 1100 Lumen, 120V, 2700K, Frosted SYLVANIA LED9A19/F/827/10YV/RP LED Lamp, A19, 9 Watt, 1100 Lumen, 120V, 2700K, Frosted | 2700 | 83 | 800 | 88.8889 | 15000 | 9 | 1 | 12.12 | 12.12 | 14.2415 | 2020Q3 | https://www.rexelusa.com/usr/Root-Category/Lamps,-Bulbs,-Ballasts/Bulbs---LED/LED---Traditional/Lamps---A-Type/SYLVANIA-LED9A19-F-827-10YV-RP-LED-Lamp,-A19,-9-Watt,-1100-Lumen,-120V,-2700K,-Frosted/p/1233163?prevPageNumber=42 | Rexel Energy Solutions | 2020 | Yes
LED Lighting | A-Type | SYLVANIA |  | Daylighting/Photocell, | General Purpose Replacement | A19 | E26 (Medium) | Damp Location Rated,Use With Timers,Not for Use in Recessed Fixtures,Use With Photo and/or Motion Sensors Damp Location Rated,Use With Timers,Not for Use in Recessed Fixtures,Use With Photo and/or Motion Sensors Home Lamps, Bulbs, Ballasts Bulbs - LED LED - Traditional Lamps - A-Type LED9A19/F/850/10YV/RP LED Lamp, 9 Watt, 120 Volt, Bulb: A19 (Arbitrary), Base: Medium Screw (E26), Lumens: 1100, CRI: 80, Color Temperature: 5000K, Lamp Finish: Frosted, Standard Pack Qty: 12 *Sylvania Part # 75537* LED Lamp, A19, 9 Watt, 1100 Lumen, 120V, 5000K, Frosted SYLVANIA LED9A19/F/850/10YV/RP LED Lamp, A19, 9 Watt, 1100 Lumen, 120V, 5000K, Frosted | 2700 | 83 | 800 | 88.8889 | 15000 | 9 | 1 | 12.11 | 12.11 | 14.2297 | 2020Q3 | https://www.rexelusa.com/usr/Root-Category/Lamps,-Bulbs,-Ballasts/Bulbs---LED/LED---Traditional/Lamps---A-Type/SYLVANIA-LED9A19-F-850-10YV-RP-LED-Lamp,-A19,-9-Watt,-1100-Lumen,-120V,-5000K,-Frosted/p/1233164?prevPageNumber=41 | Rexel Energy Solutions | 2020 | Yes
LED Lighting | A-Type | SYLVANIA | True | Daylighting/Photocell, | General Purpose Replacement | A19 | E26 (Medium) | Damp Location Rated,Use With Timers,Use With Photo and/or Motion Sensors,Recessed Fixtures Damp Location Rated,Use With Timers,Use With Photo and/or Motion Sensors,Recessed Fixtures Home Lamps, Bulbs, Ballasts Bulbs - LED LED - Traditional Lamps - A-Type LED9A19DIMO827G5 LED Lamp, Dimmable, 9 Watt, 120 Volt, Bulb: A19 (Arbitrary), Base: Medium Screw (E26), Lumens: 800, CRI: 80, Color Temperature: 2700K, Lamp Finish: Frosted, Standard Case Qty: 6 Sylvania Part # 79246 *** Discontinued *** LED Lamp, Dimmable, A19, 9W, 120V, Frosted *** Discontinued *** SYLVANIA LED9A19DIMO827G5 LED Lamp, Dimmable, A19, 9W, 120V, Frosted *** Discontinued *** | 2700 | 83 | 800 | 88.8889 | 25000 | 9 | 1 | 26.44 | 26.44 | 31.068 | 2020Q3 | https://www.rexelusa.com/usr/Root-Category/Lamps,-Bulbs,-Ballasts/Bulbs---LED/LED---Traditional/Lamps---A-Type/SYLVANIA-LED9A19DIMO827G5-LED-Lamp,-Dimmable,-A19,-9W,-120V,-Frosted-Discontinued-/p/866269?prevPageNumber=24 | Rexel Energy Solutions | 2020 | Yes
LED Lighting | A-Type | SYLVANIA | True | Daylighting/Photocell, | General Purpose Replacement | A19 | E26 (Medium) | Damp Location Rated,Use With Timers,Use With Photo and/or Motion Sensors,Recessed Fixtures Damp Location Rated,Use With Timers,Use With Photo and/or Motion Sensors,Recessed Fixtures Home Lamps, Bulbs, Ballasts Bulbs - LED LED - Traditional Lamps - A-Type LED9A19DIMO827G5RP OBS79247 LED A19 9W Dimmable 80CRI 800 Lumen 2700K 25000 life LED A19 9W Dimmable 80CRI 800 Lumen 2700K 25000 life SYLVANIA LED9A19DIMO827G5RP LED A19 9W Dimmable 80CRI 800 Lumen 2700K 25000 life | 2700 | 83 | 800 | 88.8889 | 25000 | 9 | 1 | 26.53 | 26.53 | 31.1738 | 2020Q3 | https://www.rexelusa.com/usr/Root-Category/Lamps,-Bulbs,-Ballasts/Bulbs---LED/LED---Traditional/Lamps---A-Type/SYLVANIA-LED9A19DIMO827G5RP-LED-A19-9W-Dimmable-80CRI-800-Lumen-2700K-25000-life/p/1007556?prevPageNumber=4 | Rexel Energy Solutions | 2020 | Yes
LED Lighting | A-Type | SYLVANIA | True | Daylighting/Photocell, | General Purpose Replacement | A19 | E26 (Medium) | Damp Location Rated,Use With Timers,Use With Photo and/or Motion Sensors,Recessed Fixtures Damp Location Rated,Use With Timers,Use With Photo and/or Motion Sensors,Recessed Fixtures Home Lamps, Bulbs, Ballasts Bulbs - LED LED - Traditional Lamps - A-Type LED9A19DIMO827U LED Lamp, A19, 60 Watt Equivalent, 2700K, Soft White, Dimmable to 10%, Factory Warranty: 3 Years, 800 Lumens *** Discontinued *** LED Lamp, A19, 60W Equivalent, 2700K, Soft White *** Discontinued *** SYLVANIA LED9A19DIMO827U LED Lamp, A19, 60W Equivalent, 2700K, Soft White *** Discontinued *** | 2700 | 83 | 800 | 88.8889 | 25000 | 9 | 1 | 10.31 | 10.31 | 12.1146 | 2020Q3 | https://www.rexelusa.com/usr/Root-Category/Lamps,-Bulbs,-Ballasts/Bulbs---LED/LED---Traditional/Lamps---A-Type/SYLVANIA-LED9A19DIMO827U-LED-Lamp,-A19,-60W-Equivalent,-2700K,-Soft-White-Discontinued-/p/1070865?prevPageNumber=1 | Rexel Energy Solutions | 2020 | Yes
LED Lighting | A-Type | SYLVANIA | True | Daylighting/Photocell, | General Purpose Replacement | A19 | E26 (Medium) | Damp Location Rated,Use With Timers,Use With Photo and/or Motion Sensors,Recessed Fixtures Damp Location Rated,Use With Timers,Use With Photo and/or Motion Sensors,Recessed Fixtures Home Lamps, Bulbs, Ballasts Bulbs - LED LED - Traditional Lamps - A-Type LED9A19DIMO827UB LED Lamp, 9 Watt, A19, 2700K, 800 Lumen, 120 Volt, 80 CRI, Dimmable to 10%, Omnidirectional, 60 Watt Equivalent, Standard Pack Qty: 6 *Sylvania Part # 74687* LED Lamp, 9W, A19, 2700K, 800 Lumen, 120V, Dimmable SYLVANIA LED9A19DIMO827UB LED Lamp, 9W, A19, 2700K, 800 Lumen, 120V, Dimmable | 2700 | 83 | 800 | 88.8889 | 25000 | 9 | 1 | 3.49 | 3.49 | 4.1009 | 2020Q3 | https://www.rexelusa.com/usr/Root-Category/Lamps,-Bulbs,-Ballasts/Bulbs---LED/LED---Traditional/Lamps---A-Type/SYLVANIA-LED9A19DIMO827UB-LED-Lamp,-9W,-A19,-2700K,-800-Lumen,-120V,-Dimmable/p/1211660?prevPageNumber=0 | Rexel Energy Solutions | 2020 | Yes
LED Lighting | A-Type | SYLVANIA |  | Daylighting/Photocell, | General Purpose Replacement | A19 | E26 (Medium) | Damp Location Rated,Use With Timers,Not for Use in Recessed Fixtures,Use With Photo and/or Motion Sensors Damp Location Rated,Use With Timers,Not for Use in Recessed Fixtures,Use With Photo and/or Motion Sensors Home Lamps, Bulbs, Ballasts Bulbs - LED LED - Traditional Lamps - A-Type LED9A19DIMO835UB 71185 LED9A19DIMO835UB 6/CS 1/SKU 71185 LED9A19DIMO835UB 6/CS 1/SKU SYLVANIA LED9A19DIMO835UB 71185 LED9A19DIMO835UB 6/CS 1/SKU | 2700 | 83 | 800 | 88.8889 | 15000 | 9 | 1 | 8.68 | 8.68 | 10.1993 | 2020Q3 | https://www.rexelusa.com/usr/Root-Category/Lamps,-Bulbs,-Ballasts/Bulbs---LED/LED---Traditional/Lamps---A-Type/SYLVANIA-LED9A19DIMO835UB-71185-LED9A19DIMO835UB-6-CS-1-SKU/p/1290292?prevPageNumber=79 | Rexel Energy Solutions | 2020 | Yes
LED Lighting | A-Type | SYLVANIA | True | Daylighting/Photocell, | General Purpose Replacement | A19 | E26 (Medium) | Damp Location Rated,Use With Timers,Not for Use in Recessed Fixtures,Use With Photo and/or Motion Sensors Damp Location Rated,Use With Timers,Not for Use in Recessed Fixtures,Use With Photo and/or Motion Sensors Home Lamps, Bulbs, Ballasts Bulbs - LED LED - Traditional Lamps - A-Type LED9A19DIMO835URP LED Lamp, 9 Watt, 120 Volt, Bulb: A19, Dimmable, Base: Medium Screw (E26), Lumens: 800, CRI: 80, Color Temperature: 3500K, Lamp Finish: Frosted, Rated Hours: 15000, Standard Case Qty: 6 Sylvania Part # 78037 *** Discontinued *** LED Lamp, A19, 9W, 120V, 3500K, Frosted *** Discontinued *** SYLVANIA LED9A19DIMO835URP LED Lamp, A19, 9W, 120V, 3500K, Frosted *** Discontinued *** | 2700 | 83 | 800 | 88.8889 | 15000 | 9 | 1 | 8.86 | 8.86 | 10.4108 | 2020Q3 | https://www.rexelusa.com/usr/Root-Category/Lamps,-Bulbs,-Ballasts/Bulbs---LED/LED---Traditional/Lamps---A-Type/SYLVANIA-LED9A19DIMO835URP-LED-Lamp,-A19,-9W,-120V,-3500K,-Frosted-Discontinued-/p/1063063?prevPageNumber=25 | Rexel Energy Solutions | 2020 | Yes
LED Lighting | A-Type | SYLVANIA | True | Daylighting/Photocell, | General Purpose Replacement | A19 | E26 (Medium) | Damp Location Rated,Use With Timers,Not for Use in Recessed Fixtures,Use With Photo and/or Motion Sensors Damp Location Rated,Use With Timers,Not for Use in Recessed Fixtures,Use With Photo and/or Motion Sensors Home Lamps, Bulbs, Ballasts Bulbs - LED LED - Traditional Lamps - A-Type LED9A19DIMO850G5RP LED Lamp, Dimmable, 9 Watt, 120 Volt, Bulb: A19 (Arbitrary), Base: Medium Screw (E26), Lumens: 800, CRI: 80, Color Temperature: 5000K, Lamp Finish: Frosted, Note: RP indicates special retail packaging, Standard Case Qty: 6 Sylvania Part # 79249 *** Discontinued *** LED Lamp, Dimmable, A19, 9W, 120V, Frosted *** Discontinued *** SYLVANIA LED9A19DIMO850G5RP LED Lamp, Dimmable, A19, 9W, 120V, Frosted *** Discontinued *** | 2700 | 83 | 800 | 88.8889 | 15000 | 9 | 1 | 26.44 | 26.44 | 31.068 | 2020Q3 | https://www.rexelusa.com/usr/Root-Category/Lamps,-Bulbs,-Ballasts/Bulbs---LED/LED---Traditional/Lamps---A-Type/SYLVANIA-LED9A19DIMO850G5RP-LED-Lamp,-Dimmable,-A19,-9W,-120V,-Frosted-Discontinued-/p/885610?prevPageNumber=74 | Rexel Energy Solutions | 2020 | Yes
LED Lighting | A-Type | SYLVANIA | True | Daylighting/Photocell, | General Purpose Replacement | A19 | E26 (Medium) | Damp Location Rated,Use With Timers,Not for Use in Recessed Fixtures,Use With Photo and/or Motion Sensors Damp Location Rated,Use With Timers,Not for Use in Recessed Fixtures,Use With Photo and/or Motion Sensors Home Lamps, Bulbs, Ballasts Bulbs - LED LED - Traditional Lamps - A-Type LED9A19DIMO850URP LED Lamp, A19, 60 Watt Equivalent, 5000K, Daylight, Dimmable to 10%, Factory Warranty: 3 Years, 800 Lumens *** Discontinued *** LED Lamp, A19, 60W Equivalent, 5000K, Daylight *** Discontinued *** SYLVANIA LED9A19DIMO850URP LED Lamp, A19, 60W Equivalent, 5000K, Daylight *** Discontinued *** | 2700 | 83 | 800 | 88.8889 | 15000 | 9 | 1 | 10.31 | 10.31 | 12.1146 | 2020Q3 | https://www.rexelusa.com/usr/Root-Category/Lamps,-Bulbs,-Ballasts/Bulbs---LED/LED---Traditional/Lamps---A-Type/SYLVANIA-LED9A19DIMO850URP-LED-Lamp,-A19,-60W-Equivalent,-5000K,-Daylight-Discontinued-/p/1061480?prevPageNumber=9 | Rexel Energy Solutions | 2020 | Yes
LED Lighting | A-Type | SYLVANIA |  | Daylighting/Photocell, | General Purpose Replacement | A19 | E26 (Medium) | Damp Location Rated,Use With Timers,Not for Use in Recessed Fixtures,Use With Photo and/or Motion Sensors Damp Location Rated,Use With Timers,Not for Use in Recessed Fixtures,Use With Photo and/or Motion Sensors Home Lamps, Bulbs, Ballasts Bulbs - LED LED - Traditional Lamps - A-Type LED9A19DIMO850URP4 78040 LED9A19DIMO850URP4 24/CS 4/SKU 78040 LED9A19DIMO850URP4 24/CS 4/SKU SYLVANIA LED9A19DIMO850URP4 78040 LED9A19DIMO850URP4 24/CS 4/SKU | 2700 | 83 | 800 | 88.8889 | 15000 | 9 | 1 | 10.83 | 10.83 | 12.7257 | 2020Q3 | https://www.rexelusa.com/usr/Root-Category/Lamps,-Bulbs,-Ballasts/Bulbs---LED/LED---Traditional/Lamps---A-Type/SYLVANIA-LED9A19DIMO850URP4-78040-LED9A19DIMO850URP4-24-CS-4-SKU/p/1098978?prevPageNumber=65 | Rexel Energy Solutions | 2020 | Yes
LED Lighting | A-Type | TCP | False |  | General Purpose Replacement | A19 | E26 (Medium) | Damp Location Rated Damp Location Rated Home Lamps, Bulbs, Ballasts Bulbs - LED LED - Traditional Lamps - A-Type L60A19N1527K LED A-Lamp Series 9W A19 Non-Dimmable 15,000 Hour 60W Equivalent Omni-Directional 2700K LED 9W A19 ND 2700K TCP L60A19N1527K LED 9W A19 ND 2700K | 2700 | 82 | 800 | 88.8889 | 15000 | 9 | 1 | 3.04 | 3.04 | 3.5721 | 2020Q3 | https://www.rexelusa.com/usr/Root-Category/Lamps,-Bulbs,-Ballasts/Bulbs---LED/LED---Traditional/Lamps---A-Type/TCP-L60A19N1527K-LED-9W-A19-ND-2700K/p/1452184?prevPageNumber=91 | Rexel Energy Solutions | 2020 | Yes
LED Lighting | Decorative | Philips Lighting |  |  |  |  | 2G11 (4-Pin) | Home Lamps, Bulbs, Ballasts Bulbs - LED LED - Tube Type LED - 4-Pin Base 16.5PL-L/PER/22/840/IF23/P LED PL-L 4pin Lamp, 16.5W, CRI: 82, Lumens: 2300, Color Temperature: 4000K, Rated Life: 50,000 Hrs. Philips p/n 532911 ***Warning: Philips MasterClass LED PL Lamps Will Only Operate Properly On Compatible Electronic Ballasts*** LED PL-L 4pin Lamp Philips Lighting 16.5PL-L/PER/22/840/IF23/P LED PL-L 4pin Lamp | 4000 | 82 | 2300 | 139.3939 |  | 16.5 | 1 | 16.81 | 16.81 | 19.7524 | 2020Q3 | https://www.rexelusa.com/usr/Root-Category/Lamps,-Bulbs,-Ballasts/Bulbs---LED/LED---Tube-Type/LED---4-Pin-Base/Philips-Lighting-16-5PL-L-PER-22-840-IF23-P-LED-PL-L-4pin-Lamp/p/1323217?prevPageNumber=76 | Rexel Energy Solutions | 2020 | No
LED Lighting | Decorative | SYLVANIA | False |  |  | PL-L (Twin Tube Long) | 4-Pin (2G11) | Home Lamps, Bulbs, Ballasts Bulbs - LED LED - Tube Type LED - 4-Pin Base LED17TT5/DL/FG/835/SUB/G8/401 SubstiTUBE LED TT5 Lamp, 17 Watt, 3500K, 2350 Lumen, 82 CRI, 120 Volt, Compatible With Instant Start Electronic DL40 Ballasts, Non-Dimmable, Standard Case Qty: 10 *Sylvania Part # 40101* LED TT5 Lamp, 17W, 3500K, 2350 Lumen, 120V SYLVANIA LED17TT5/DL/FG/835/SUB/G8/401 LED TT5 Lamp, 17W, 3500K, 2350 Lumen, 120V | 3500 | 82 | 2350 | 138.2353 |  | 17 | 1 | 30.67 | 30.67 | 36.0384 | 2020Q3 | https://www.rexelusa.com/usr/Root-Category/Lamps,-Bulbs,-Ballasts/Bulbs---LED/LED---Tube-Type/LED---4-Pin-Base/SYLVANIA-LED17TT5-DL-FG-835-SUB-G8-401-LED-TT5-Lamp,-17W,-3500K,-2350-Lumen,-120V/p/1547567?prevPageNumber=97 | Rexel Energy Solutions | 2020 | No
LED Lighting | Downlight | Juno Lighting | True |  |  |  |  | Home Lighting, Lighting Controls Indoor Lighting LED - Indoor LED - Luminaires JSF-7IN-10LM-40K-90CRI-MVOLT-ZT-WH-M6 Slimform LED Surface Mount Downlight, 13 Watt, 1000 Lumen, 4000K, 90 CRI, 7 Inch Diameter, 120-277 Volt, 0-10V Dimming, White LED Downlight, 13 Watt, 1000 Lumen, 4000K, 7" Round, 120-277V Juno Lighting JSF-7IN-10LM-40K-90CRI-MVOLT-ZT-WH-M6 LED Downlight, 13 Watt, 1000 Lumen, 4000K, 7" Round, 120-277V | 4000 | 90 | 1000 | 76.9231 |  | 13 | 1 | 48.06 | 48.06 | 56.4724 | 2020Q3 | https://www.rexelusa.com/usr/Root-Category/Lighting,-Lighting-Controls/Indoor-Lighting/LED---Indoor/LED---Luminaires/Juno-Lighting-JSF-7IN-10LM-40K-90CRI-MVOLT-ZT-WH-M6-LED-Downlight,-13-Watt,-1000-Lumen,-4000K,-7%22-Round,-120-277V/p/1343060?prevPageNumber=13 | Rexel Energy Solutions | 2020 | Yes
LED Lighting | Reflector | Elco Lighting | True |  |  |  |  | Home Lighting, Lighting Controls Indoor Lighting LED - Indoor LED - Retrofit Kits EL41030W LED Retrofit Insert Baffle Trim, White, 4 Inch, 10 Watt, 580 Lumen, 3000K, 90 CRI, 12 Volt, GU5.3 Socket for MR16 Retrofit, Compatible with 4 Inch Low Voltage IC and Non-IC Housing LED Retrofit Baffle Trim, White, 10W, 580L, 3000K, 12V, 4" Elco Lighting EL41030W LED Retrofit Baffle Trim, White, 10W, 580L, 3000K, 12V, 4" | 3000 | 90 | 580 | 58 |  | 10 | 1 | 24.17 | 24.17 | 28.4007 | 2020Q3 | https://www.rexelusa.com/usr/Root-Category/Lighting,-Lighting-Controls/Indoor-Lighting/LED---Indoor/LED---Retrofit-Kits/Elco-Lighting-EL41030W-LED-Retrofit-Baffle-Trim,-White,-10W,-580L,-3000K,-12V,-4%22/p/1221191?prevPageNumber=24 | Rexel Energy Solutions | 2020 | Yes
LED Lighting | Decorative | Juno Lighting | True |  |  |  |  | Home Lighting, Lighting Controls Indoor Lighting LED - Indoor LED - Retrofit Kits 4RLD-G3-06LM-27K-90CRI-120-FRPC-WWH-M6 4 Inch LED Retrofit Baffle Trim, 600 Lumen, 10 Watt, 2700K, 90CRI, 120 Volt, White, cUL, ENERGY STAR®, UL, UL Damp Location, UL Wet Location 4" LED Retrofit Baffle Trim, 600L, 10W, 2700K, 120V, White Juno Lighting 4RLD-G3-06LM-27K-90CRI-120-FRPC-WWH-M6 4" LED Retrofit Baffle Trim, 600L, 10W, 2700K, 120V, White | 2700 | 90 | 600 | 60 |  | 10 | 1 | 27.98 | 27.98 | 32.8776 | 2020Q3 | https://www.rexelusa.com/usr/Root-Category/Lighting,-Lighting-Controls/Indoor-Lighting/LED---Indoor/LED---Retrofit-Kits/Juno-Lighting-4RLD-G3-06LM-27K-90CRI-120-FRPC-WWH-M6-4%22-LED-Retrofit-Baffle-Trim,-600L,-10W,-2700K,-120V,-White/p/1305844?prevPageNumber=62 | Rexel Energy Solutions | 2020 | Yes
LED Lighting | Decorative | Juno Lighting | True |  |  |  |  | Home Lighting, Lighting Controls Indoor Lighting LED - Indoor LED - Retrofit Kits 4RLD-G3-06LM-30K-90CRI-120-FRPC-WWH-M6 4 Inch LED Retrofit Baffle Trim, 600 Lumen, 10 Watt, 3000K, 90CRI, 120 Volt, White, cUL, ENERGY STAR®, UL, UL Damp Location, UL Wet Location 4" LED Retrofit Baffle Trim, 600L, 10W, 3000K, 120V, White Juno Lighting 4RLD-G3-06LM-30K-90CRI-120-FRPC-WWH-M6 4" LED Retrofit Baffle Trim, 600L, 10W, 3000K, 120V, White | 3000 | 90 | 600 | 60 |  | 10 | 1 | 27.98 | 27.98 | 32.8776 | 2020Q3 | https://www.rexelusa.com/usr/Root-Category/Lighting,-Lighting-Controls/Indoor-Lighting/LED---Indoor/LED---Retrofit-Kits/Juno-Lighting-4RLD-G3-06LM-30K-90CRI-120-FRPC-WWH-M6-4%22-LED-Retrofit-Baffle-Trim,-600L,-10W,-3000K,-120V,-White/p/1283735?prevPageNumber=81 | Rexel Energy Solutions | 2020 | Yes
LED Lighting | Decorative | Juno Lighting | True |  |  |  |  | Home Lighting, Lighting Controls Indoor Lighting LED - Indoor LED - Retrofit Kits 4RLD-G3-09LM-30K-90CRI-120-FRPC-WWH-M6 4 Inch LED Retrofit Baffle Trim, 900 Lumen, 13.5 Watt, 3000K, 90CRI, 120 Volt, White, cUL, ENERGY STAR®, UL, UL Damp Location, UL Wet Location 4" LED Retrofit Baffle Trim, 900L, 13.5W, 3000K, 120V, White Juno Lighting 4RLD-G3-09LM-30K-90CRI-120-FRPC-WWH-M6 4" LED Retrofit Baffle Trim, 900L, 13.5W, 3000K, 120V, White | 3000 | 90 | 900 | 66.6667 |  | 13.5 | 1 | 36.97 | 36.97 | 43.4412 | 2020Q3 | https://www.rexelusa.com/usr/Root-Category/Lighting,-Lighting-Controls/Indoor-Lighting/LED---Indoor/LED---Retrofit-Kits/Juno-Lighting-4RLD-G3-09LM-30K-90CRI-120-FRPC-WWH-M6-4%22-LED-Retrofit-Baffle-Trim,-900L,-13-5W,-3000K,-120V,-White/p/1269552?prevPageNumber=84 | Rexel Energy Solutions | 2020 | Yes
LED Lighting | Downlight | Juno Lighting | [5 empty] | Home Lighting, Lighting Controls Indoor Lighting LED - Indoor LED - Retrofit Kits 5RLD-G3-07LM-27K-90CRI-120-FRPC-WWH-M6 LED Downlight Retrofit Trim, 5", 11.5 Watt, 700 Lumen, 2700K, 90 CRI, 120 Volt, White LED Downlight Retrofit Trim, 5", 11.5 Watt, 700 Lumen, 2700K Juno Lighting 5RLD-G3-07LM-27K-90CRI-120-FRPC-WWH-M6 LED Downlight Retrofit Trim, 5", 11.5 Watt, 700 Lumen, 2700K | 2700 | 90 | 700 | 60.8696 |  | 11.5 | 1 | 26.72 | 26.72 | 31.397 | 2020Q3 | https://www.rexelusa.com/usr/Root-Category/Lighting,-Lighting-Controls/Indoor-Lighting/LED---Indoor/LED---Retrofit-Kits/Juno-Lighting-5RLD-G3-07LM-27K-90CRI-120-FRPC-WWH-M6-LED-Downlight-Retrofit-Trim,-5%22,-11-5-Watt,-700-Lumen,-2700K/p/1163073?prevPageNumber=13 | Rexel Energy Solutions | 2020 | Yes
LED Lighting | Downlight | Juno Lighting | [5 empty] | Home Lighting, Lighting Controls Indoor Lighting LED - Indoor LED - Retrofit Kits 5RLD-G3-07LM-30K-90CRI-120-FRPC-WWH-M6 LED Downlight Retrofit Trim, 5", 11.5 Watt, 700 Lumen, 3000K, 90 CRI, 120 Volt, White LED Downlight Retrofit Trim, 5", 11.5 Watt, 700 Lumen, 3000K Juno Lighting 5RLD-G3-07LM-30K-90CRI-120-FRPC-WWH-M6 LED Downlight Retrofit Trim, 5", 11.5 Watt, 700 Lumen, 3000K | 3000 | 90 | 700 | 60.8696 |  | 11.5 | 1 | 27.98 | 27.98 | 32.8776 | 2020Q3 | https://www.rexelusa.com/usr/Root-Category/Lighting,-Lighting-Controls/Indoor-Lighting/LED---Indoor/LED---Retrofit-Kits/Juno-Lighting-5RLD-G3-07LM-30K-90CRI-120-FRPC-WWH-M6-LED-Downlight-Retrofit-Trim,-5%22,-11-5-Watt,-700-Lumen,-3000K/p/1175952?prevPageNumber=15 | Rexel Energy Solutions | 2020 | Yes
LED Lighting | Downlight | SYLVANIA |  |  |  |  | Medium Screw (E26) | Home Lighting, Lighting Controls Indoor Lighting LED - Indoor LED - Retrofit Kits LEDLD1100950FL120 Light Disk LED Downlight Kit, 13 Watt , 120 Volt, 1100 Lumen, 5000K, 90CRI, 50,000 Hour Life, Surface Mount, Medium Base Socket Adaptor Included, Integrated Hhite Trim, Wet Rated for Indoor/Outdoor Applications, Standard Case Qty: 2 *Sylvania Part #75046* LED Downlight Kit, 13W, 120V, 1100 Lumen SYLVANIA LEDLD1100950FL120 LED Downlight Kit, 13W, 120V, 1100 Lumen | 5000 | 90 | 1100 | 84.6154 | 50000 | 13 | 1 | 17.14 | 17.14 | 20.1402 | 2020Q3 | https://www.rexelusa.com/usr/Root-Category/Lighting,-Lighting-Controls/Indoor-Lighting/LED---Indoor/LED---Retrofit-Kits/SYLVANIA-LEDLD1100950FL120-LED-Downlight-Kit,-13W,-120V,-1100-Lumen/p/1058973?prevPageNumber=63 | Rexel Energy Solutions | 2020 | Yes
LED Lighting | Downlight | RAB | [5 empty] | Home Lighting, Lighting Controls Outdoor Lighting Flood Lights - LED Flood/Spot - LED BULLET12A 12W LED equivalent to 75W BR30/halogen/wide flood Mount as an uplight or downlight on a RAB Mighty Post or junction box. Microprismatic diffusion lens for smooth and even light distribution. 100,000-hour LED Lifespan. RAB BULLET12A BULLET FLOOD 12 RAB BULLET12A RAB BULLET12A BULLET FLOOD 12 | 5000 | 82 | 957 | 79.75 |  | 12 | 1 | 97.92 | 97.92 | 115.0598 | 2020Q3 | https://www.rexelusa.com/usr/Root-Category/Lighting,-Lighting-Controls/Outdoor-Lighting/Flood-Lights---LED/Flood-Spot---LED/RAB-BULLET12A-RAB-BULLET12A-BULLET-FLOOD-12/p/705251?prevPageNumber=1 | Rexel Energy Solutions | 2020 | Yes
LED Lighting | A-Type | TCP | True |  | General Purpose Replacement | A19 | E26 (Medium) | Damp Location Rated Damp Location Rated Home Lamps, Bulbs, Ballasts Bulbs - LED LED - Traditional Lamps - A-Type L9A19D1527K LED Dimmable A19 A-Lamp, 9 Watt, 120 Volt, 800 Lumens, 2700K, Life: 15,000 Hours. LED Dimmable A19 A-Lamp, 9W, 120V TCP L9A19D1527K LED Dimmable A19 A-Lamp, 9W, 120V | 2700 | 81 | 800 | 88.8889 | 15000 | 9 | 1 | 4.13 | 4.13 | 4.8529 | 2020Q3 | https://www.rexelusa.com/usr/Root-Category/Lamps,-Bulbs,-Ballasts/Bulbs---LED/LED---Traditional/Lamps---A-Type/TCP-L9A19D1527K-LED-Dimmable-A19-A-Lamp,-9W,-120V/p/1315086?prevPageNumber=63 | Rexel Energy Solutions | 2020 | Yes
LED Lighting | Reflector | Cree LED Lighting | True |  | PAR38 | Sealed Beam | E26 Medium | Cree LED Lighting Professional Series Gen1 LED lamp features E26 medium screw-in lamp base. This PAR38 lamp outputs a bright white light of 1500 Lumens. The dimmable sealed beam lamp with an average life of 25000 Hours, has a power rating of 19-Watts and voltage rating of 120-Volts AC at 60-Hz. The lamp has an incandescent equivalent wattage of 150-Watts. Lamp with an instant start, has a CRI of >90, power factor of >0.9 and color temperature of 3000K. It has a flood beam angle of 40-Degrees. It measures 5.1-Inch x 4.75-Inch Dia. Lamp has plastic construction for added durability. It is suitable for use in enclosed fixtures. This lamp is ideal for use in wet locations. The lamp meets cULus, FCC, CEC Title 20/Title 24 JA-8, RoHS and Energy Star standards. Cree LED Lighting PAR38-150W-P1-30K-40FL-E26-U1 Dimmable PAR38 Professional Series Gen1 LED Lamp E26 Medium 19-Watt 1500-Lumens 90 CRI Bright White | 3000 | 90 | 1500 | 78.9474 | 25000 | 19 | 12 | 30.595 | 2.5496 | 2.9959 | 2020Q3 | https://www.standardelectric.com/lighting-1600000000/cree-led-lighting-par38-150w-p1-30k-40fl-e26-u1-dimmable-par38-professional-series-gen1-led-lamp-e26-medium-19-watt-1500-lumens-90-cri-bright-white-781613 | Standard Electric | 2020 | Yes
LED Lighting | Downlight | Enlux Lighting | False |  |  |  |  | Enlux Lighting LED downlight module in neutral white color, has aluminum construction for corrosion resistance and durability. It can accommodate 10/8/6-Watt LED lamp that delivers 1090/900/700 Lumens. This 83-CRI downlight module has a color temperature of 3500K and an average life of 50000 Hours. It has tapered cone trim and is ceiling or recessed mountable. The 4.6-Inch round downlight module has an operating temperature rating from -40 to 50 deg C and a voltage rating from 120 to 277-Volts AC. It is suitable for use in dry or damp locations and commercial or residential applications. The LED downlight module meets cETLus, FCC and RoHS standards. Enlux Lighting 563009 IC LED Down Light Module 120 - 277-Volt AC Round 10/8/6-Watt 1090/900/700-Lumens 3500K 83 CRI | 3500 | 83 | 700 | 70 | 50000 | 10 | 1 | 80.932 | 80.932 | 95.0982 | 2020Q3 | https://www.standardelectric.com/lighting-1600000000/enlux-lighting-563009-ic-led-down-light-module-120-277-volt-ac-round-10-8-6-watt-1090-900-700-lumens-3500k-83-cri-611288 | Standard Electric | 2020 | Yes
LED Lighting | Downlight | NSL | True |  |  |  |  | NSL Thin-line second generation LED downlight employs 9-Watt E26/LED adapter socket LED lamp with average life of 50000 hours to deliver light of brightness 530 Lumens. LED Lamp has color rendering index of 80 and color temperature of 3000K. It has voltage rating of 120-Volts. Dimmable LED downlight in white finish, has aluminum construction for longer endurance. It has remote driver for reliable operation. Energy efficient LED downlight measures 4.75-Inch x 0.51-Inch. It is ideal for retrofit or new construction. Downlight is cUS/ETL listed and Energy Star certified. NSL LVLDL-04-WW-WH-R-L Dimmable Thin-Line 2nd Generation 4-Inch LED Down Light 120-Volt AC 9-Watt 80 CRI 3000K 530-Lumens Warm White | 3000 | 80 | 530 | 58.8889 | 50000 | 9 | 1 | 31.263 | 31.263 | 36.7352 | 2020Q3 | https://www.standardelectric.com/lighting-1600000000/nsl-lvldl-04-ww-wh-r-l-dimmable-thin-line-2nd-generation-4-inch-led-down-light-120-volt-ac-9-watt-80-cri-3000k-530-lumens-warm-white-513670 | Standard Electric | 2020 | Yes
LED Lighting | A-Type | TCP | False | Daylighting/Photocell, | General Purpose Replacement | A19 | E26 (Medium) | Damp Location Rated,Use With Timers,Not for Use in Recessed Fixtures,Use With Photo and/or Motion Sensors Damp Location Rated,Use With Timers,Not for Use in Recessed Fixtures,Use With Photo and/or Motion Sensors Home Lamps, Bulbs, Ballasts Bulbs - LED LED - Traditional Lamps - A-Type LED9A1927K LED Omni-Directional A-Lamp, 9W, 120V, Bulb: A-Type (A19), Base: Medium Screw (E26), Lumens: 800, CRI: 82, Color Temperature: 2700K, Rated Average Life: 15,000 Hrs. 60W Equivalent. Smooth Uniform, Non-Dimmable. LED Lamp, Omni-Directional, A19, 9W, 120V TCP LED9A1927K LED Lamp, Omni-Directional, A19, 9W, 120V | 2700 | 83 | 800 | 88.8889 | 15000 | 9 | 1 | 3.04 | 3.04 | 3.5721 | 2020Q3 | https://www.rexelusa.com/usr/Root-Category/Lamps,-Bulbs,-Ballasts/Bulbs---LED/LED---Traditional/Lamps---A-Type/TCP-LED9A1927K-LED-Lamp,-Omni-Directional,-A19,-9W,-120V/p/880850?prevPageNumber=41 | Rexel Energy Solutions | 2020 | Yes
LED Lighting | Downlight | Rab | True |  |  |  |  | Rab Unobtrusive design LED remodeler downlight fixture in white trim color, employs 8-Watt high output long life LED lamp with average life of 100000 hours to deliver light of brightness 566 Lumens. LED Lamp with two step binning and integrated driver technology, has color rendering index of 82, efficacy of 64 LPW and color temperature of 2700K. It has voltage rating of 120-Volts. Dimmable downlight fixture features die-cast aluminum construction and polyester powder coating finish for longer endurance. It measures 9-Inch x 1.6-Inch x 3.3-Inch. Downlight fixture has nanostructure lens to eliminate hot spot and provide smooth, uniform light and higher efficiency. Downlight fixture is UL listed. Rab RDLED2R8-40YY-TW Dimmable Unobtrusive Design LED Remodeler Down Light Fixture 120-Volt Round 8-Watt 82 CRI 2700K 566-Lumens White Polyester Powder Coated | 2700 | 82 | 566 | 70.75 | 100000 | 8 | 1 | 181.523 | 181.523 | 213.2965 | 2020Q3 | https://www.standardelectric.com/lighting-1600000000/rab-rdled2r8-40yy-tw-dimmable-unobtrusive-design-led-remodeler-down-light-fixture-120-volt-round-8-watt-82-cri-2700k-566-lumens-white-polyester-powder-coated-274104 | Standard Electric | 2020 | Yes
LED Lighting | Reflector | Energetic Lighting | True |  | LED | BR40 | E26 (Medium) | Topbulb » LED Bulbs » LED Reflector Flood » 17.5W BR40 LED - 85W Equal - Flood - Warm White - Dimmable The Energetic Lighting ELY17D-2BRW is a 17.5W LED that produces light output and warm white light equivalent to a 85 watt incandescent BR40. This LED flood is suitable for recessed can applications and has an operating temperature range of -4 degrees F to 113 degrees F. Fully dimmable to 10%, light levels can be modulated as desired. For best dimming performance, see the compatible dimmers below. This bulb is Energy Star qualified. LED Technology Notice Due to constantly evolving nature of LED technology, manufacturers will reserve the right to replace this product with next generation technology. We appreciate your understanding and acceptance of this policy. Utility/Government Incentives About Energetic Lighting For more than 30 years, Energetic Lighting has been a leading international manufacturer and developer of energy efficient lighting products. Energetic's mission is to make the world brighter more efficiently while continuing to bring new lighting products to the industry. As one of the largest manufacturers of CFLs and T5 light bulbs in China, Energetic has extensive experience and a 2,000,000 square foot facility for designing, manufacturing, and distributing energy efficient light bulbs to some of the world's largest lighting companies. Medium Base • 2700K Color Temperature 17.5W BR40 LED - 85W Equal - Flood - Warm White - Dimmable | 2700 | 80 | 1100 | 62.8571 | 25000 | 17.5 | 1 | 21.95 | 21.95 | 25.7921 | 2020Q3 | https://www.topbulb.com/17-5w-br40-led-85w-equal-flood-warm-white-dimmable | Top Bulb | 2020 | Yes
LED Lighting | Decorative | TCP | True |  | LED | B10 | E12 (Candelabra) | Topbulb » LED Bulbs » LED Chandelier » 3W Decorative Candelabra, Torpedo,Frosted, Warm White, Dimmable This Tcp LDCT3WH30KF bulb uses 3 watts and 120 volts. It has a E12 candelabra base, and an average rated life of 30000 hours. It has a B10 lamp shape, and is an LED bulb.LED3B10/E12/30K. (Replaced with 3000k version) Replaces a 15W to 25W incandescent. LED Technology Notice Due to constantly evolving nature of LED technology, manufacturers will reserve the right to replace this product with next generation technology. We appreciate your understanding and acceptance of this policy. About TCP Lighting TCP has a 20 year history of developing energy-efficient lighting products such as compact fluorescent and LED. With cutting edge technology and strong manufacturing expertise, TCP has shipped billions of high quality lamps and deployed integrated technology and manufacturing to provide expedited time-to-market. 3W Decorative Candelabra, Torpedo,Frosted, Warm White, Dimmable | 2700 |  | 150 | 50 | 30000 | 3 | 1 | 16.49 | 16.49 | 19.3764 | 2020Q3 | https://www.topbulb.com/3w-decorative-candelabra-torpedo-frosted-warm-white-dimmable | Top Bulb | 2020 | Yes
LED Lighting | Decorative | TCP | True |  | LED | B10 | E26 (Medium) | Topbulb » LED Bulbs » LED Chandelier » 3W Decorative Torpedo, Medium Base, Clear, Warm White, Dimmable This TCP LED3B10/E26/27K LED bulb is designed to replace a 15W - 25W incandescent lamp. It is a 3 watt bulb with a decorative torpedo shape. It is dimmable, and has a warm white color temperature. LED Technology Notice Due to constantly evolving nature of LED technology, manufacturers will reserve the right to replace this product with next generation technology. We appreciate your understanding and acceptance of this policy. About TCP Lighting TCP has a 20 year history of developing energy-efficient lighting products such as compact fluorescent and LED. With cutting edge technology and strong manufacturing expertise, TCP has shipped billions of high quality lamps and deployed integrated technology and manufacturing to provide expedited time-to-market. WHILE SUPPLIES LAST 3W Decorative Torpedo, Medium Base, Clear, Warm White, Dimmable | 2700 |  | 150 | 50 | 30000 | 3 | 1 | 7.95 | 7.95 | 9.3416 | 2020Q3 | https://www.topbulb.com/3w-decorative-torpedo-medium-base-clear-warm-white-dimmable | Top Bulb | 2020 | Yes
LED Lighting | Reflector | LEDTronics | False |  | LED | PAR20 | E26 (Medium) | Topbulb » Clearance » LED Bulbs » Ledtronics LP06560NF4D - 5.5W PAR20 LED Narrow Flood, Warm White This Ledtronics LP06560NF4D bulb uses 5.5 watts and 120 volts. It has a E26 medium base, and an average rated life of 35000 hours. It has a PAR20 lamp shape, and is an LED bulb.LED5PAR20/NFL/30K. Not dimmable. LED Technology Notice Due to constantly evolving nature of LED technology, manufacturers will reserve the right to replace this product with next generation technology. We appreciate your understanding and acceptance of this policy. WHILE SUPPLIES LAST - 4 IN STOCK Ledtronics LP06560NF4D - 5.5W PAR20 LED Narrow Flood, Warm White | 3000 | 80 | 275 | 50 | 35000 | 5.5 | 1 | 19.45 | 19.45 | 22.8545 | 2020Q3 | https://www.topbulb.com/5-5w-par20-led-narrow-flood-warm-white | Top Bulb | 2020 | Yes
LED Lighting | A-Type | TCP | True |  | General Purpose Replacement | A19 | E26 (Medium) | Damp Location Rated Damp Location Rated TCP 9-Watt E26 Medium screw-in base LED lamp with frosted lens finished lens, offers light output of 825 Lumens. This A19 arbitrary shape lamp has voltage rating of 120-Volt AC at 50/60-Hz. It has color rendering index of 80. This lamp with 3000K color temperature rating radiates warm white light to the surrounding. It offers omni-directional light distribution at an angle of 230-degree. This dimmable lamp has a dimension of 4.3-Inch x 2.3-Inch. It has efficacy of 91.7 LPW. This shatter-resistant lamp is ideal for damp locations. It has an operating temperature range of 40 deg C and starting temperature range of -30 deg C. This lamp is suitable for general lighting, table lamps, floor lamps, sconces, ceiling fixtures and decorative fixtures. It has average life of 25000 hours. Lamp is UL-cULus listed and Energy Star qualified. TCP L9A19D2530K Dimmable A19 LED Lamp 9-Watt E26 Medium Base 825-Lumens 80 CRI 3000K Warm White | 3000 | 82 | 800 | 88.8889 | 20000 | 9 | 12 | 4.667 | 0.38892 | 0.45699 | 2020Q3 | https://www.standardelectric.com/lighting-1600000000/tcp-l9a19d2530k-dimmable-a19-led-lamp-9-watt-e26-medium-base-825-lumens-80-cri-3000k-warm-white-647984 | Standard Electric | 2020 | Yes
LED Lighting | Decorative | Bulbrite | False |  | LED | G25 | E26 (Medium) | Topbulb » LED Bulbs » LED Filament / Vintage » Bulbrite - 4W LED Vintage Filament Style - G25 - Medium Base The Bulbrite 776500 4 watt, 120 volt, G25 LED provides light output equivalent to a 25 watt incandescent. The antique finish and 2200K warm illumination enhances the authentic historic look. A thin, clear coating of silicone covers glass in compliance with UL standards. Ideal for use in clear or open fixtures as a decorative accent. LED Technology Notice Due to constantly evolving nature of LED technology, manufacturers will reserve the right to replace this product with next generation technology. We appreciate your understanding and acceptance of this policy. Documents Bulbrite 776500 Spec Sheet About Bulbrite Bulbrite has been a leading manufacturer and supplier of innovative, energy-efficient light source solutions for over 40 years. With strong manufacturing expertise and an in-house state-of-the-art testing lab, Bulbrite can ensure high quality for a full line of innovative, award winning lighting products. Bulbrite - 4W LED Vintage Filament Style - G25 - Medium Base | 2200 | 80 | 350 | 87.5 | 15000 | 4 | 1 | 11.95 | 11.95 | 14.0417 | 2020Q3 | https://www.topbulb.com/bulbrite-4w-led-vintage-filament-style-g25-medium-base | Top Bulb | 2020 | Yes
LED Lighting |  | Bulbrite | True |  | LED | MR16 | E26 (Medium) | Topbulb » LED Bulbs » LED MR16 » Bulbrite - 6W LED MR16 - 20W Equal - Flood - Medium Base - Dimmable This Bulbrite 6 watt, 120 volt MR16 features a medium screw base for use in recessed and track light fixtures. No warm-up time, instant-on with full-light output and stable color. Fully dimmable, a high performance driver provides smooth dimming compatibility with a variety of dimmers. Energy Star qualified. LED Technology Notice Due to constantly evolving nature of LED technology, manufacturers will reserve the right to replace this product with next generation technology. We appreciate your understanding and acceptance of this policy. Utility/Government Incentives Documents Bulbrite 771200 Sell Sheet Bulbrite 771200 Sell Sheet Bulbrite 771200 Dimmer Compatibility List About Bulbrite Bulbrite has been a leading manufacturer and supplier of innovative, energy-efficient light source solutions for over 40 years. With strong manufacturing expertise and an in-house state-of-the-art testing lab, Bulbrite can ensure high quality for a full line of innovative, award winning lighting products. 25,000 Hours • 36° Beam • Halogen-White Light Bulbrite - 6W LED MR16 - 20W Equal - Flood - Medium Base - Dimmable | 3000 | 80 | 300 | 50 | 25000 | 6 | 1 | 16.45 | 16.45 | 19.3294 | 2020Q3 | https://www.topbulb.com/bulbrite-6w-led-mr16-20w-equal-flood-medium-base-dimmable | Top Bulb | 2020 | Yes
LED Lighting |  | Cree | True |  | LED | PAR20 | E26 (Medium) | Topbulb » LED Bulbs » LED PAR » LED PAR20 » 50W Equal » Cree PAR20-50W-30K-40D-U1 ¦ 6.2W PAR20 LED - 50W Equal - 3000K - 40 This Cree PAR20-50W-30K-40D-U1 is an LED PAR20 lamp that uses 6.2 watts, equivalent to a 50 watt PAR20 halogen.Cree's PAR20 Narrow Flood is an ideal choice for settings where seeing every detail matters, such as 4" recessed cans over a kitchen prep area or a track lighting fixture highlighting artwork in a home or merchandise in a retail store. This high CRI bulb emits a clean white light that shows colors true and natural. LED Technology Notice Due to constantly evolving nature of LED technology, manufacturers will reserve the right to replace this product with next generation technology. We appreciate your understanding and acceptance of this policy. Utility/Government Incentives Documents Cree PAR20-50W-30K-40D-U1 Spec Sheet Cree PAR20-50W-30K-40D-U1 Dimmer Compatibility 25,000 Hours • Halogen White Light • Dimmable Cree PAR20-50W-30K-40D-U1 ¦ 6.2W PAR20 LED - 50W Equal - 3000K - 40 | 3000 | 90 | 550 | 88.7097 | 25000 | 6.2 | 1 | 11.95 | 11.95 | 14.0417 | 2020Q3 | https://www.topbulb.com/cree-par20-50w-30k-40d-u1-6-2w-par20-led-50w-equal-3000k | Top Bulb | 2020 | Yes
LED Lighting | Decorative | Dynasty | True |  | LED | B10 | E12 (Candelabra) | Topbulb » LED Bulbs » LED Chandelier » Dynasty 30022 ¦ 1.7W 120V Bent Tip LED Candelabra (E12) Base Bulb This Dynasty 30022 1.7W 120V bent tip frosted LED bulb with a candelabra (E12) base replaces a 15W to 25W incandescent. Applications include chandeliers, carriage lights, wall sconces, and vanity lights. LED Technology Notice Due to constantly evolving nature of LED technology, manufacturers will reserve the right to replace this product with next generation technology. We appreciate your understanding and acceptance of this policy. Applications Chandeliers Carriage lights Wall Sconces Vanity lights Frosted Finish Dynasty 30022 ¦ 1.7W 120V Bent Tip LED Candelabra (E12) Base Bulb | 2700 |  | 200 | 117.6471 | 35000 | 1.7 | 1 | 35.95 | 35.95 | 42.2426 | 2020Q3 | https://www.topbulb.com/dynasty-30022-1-7w-120v-bent-tip-led-candelabra-e12-base-bulb | Top Bulb | 2020 | Yes
LED Lighting | Decorative | Eiko | False | Daylighting/Photocell, | LED |  | 2G11 | Topbulb » Brands » Eiko » LED » PLL Replacement » Eiko 60461 ¦ 23W LED - 40W CFL Equal - 2G11 - 3000K - Ballast Compatible This Eiko LED23W/PLL/830-G7DR 23 watt LED provides a ballast compatible solution for long tube, 2G11 base CFL installations. Consult the ballast compatibility list below to ensure proper performance. No re-wiring or fixture modifications of any kind are required when replacing a CFL with this LED lamp. These LED lamps provide instant on and can be operated in totally enclosed fixtures. See the documents below for complete specifications and ballast compatibility. LED Technology Notice Due to constantly evolving nature of LED technology, manufacturers will reserve the right to replace this product with next generation technology. We appreciate your understanding and acceptance of this policy. Documents Eiko LED23W/PLL/830-G7DR Spec Sheet Eiko LED23W/PLL/830-G7DR Installation Instructions About Eiko For over 35 years, EIKO has been a supplier of high quality general and specialty lighting products to a wide array of industries such as electrical, commercial, audio visual, medical, photographic and stage/studio. With offices in the U.S., Canada, Europe, China, Korea and Taiwan, EIKO is a global presence in the lighting industry. 50,000 Hours • Frosted Glass Lens • Direct Replacement Eiko 60461 ¦ 23W LED - 40W CFL Equal - 2G11 - 3000K - Ballast Compatible | 3000 | 80 | 2600 | 113.0435 | 50000 | 23 | 1 | 23.95 | 23.95 | 28.1422 | 2020Q3 | https://www.topbulb.com/eiko-led23w-pll-830-g7dr-glass-direct-fit-pll-23w-2600lm3000k-non-dim-80cri-120-277v-347v | Top Bulb | 2020 | No
LED Lighting | Decorative | Eiko | False | Daylighting/Photocell, | LED |  | 2G11 | Topbulb » Brands » Eiko » LED » PLL Replacement » Eiko 60462 ¦ 23W LED - 40W CFL Equal - 2G11 - 3500K - Ballast Compatible This Eiko LED23W/PLL/835-G7DR 23 watt LED provides a ballast compatible solution for long tube, 2G11 base CFL installations. Consult the ballast compatibility list below to ensure proper performance. No re-wiring or fixture modifications of any kind are required when replacing a CFL with this LED lamp. These LED lamps provide instant on and can be operated in totally enclosed fixtures. See the documents below for complete specifications and ballast compatibility. LED Technology Notice Due to constantly evolving nature of LED technology, manufacturers will reserve the right to replace this product with next generation technology. We appreciate your understanding and acceptance of this policy. Documents Eiko LED23W/PLL/835-G7DR Spec Sheet Eiko LED23W/PLL/835-G7DR Installation Instructions About Eiko For over 35 years, EIKO has been a supplier of high quality general and specialty lighting products to a wide array of industries such as electrical, commercial, audio visual, medical, photographic and stage/studio. With offices in the U.S., Canada, Europe, China, Korea and Taiwan, EIKO is a global presence in the lighting industry. 50,000 Hours • Frosted Glass Lens • Ballast Compatible Eiko 60462 ¦ 23W LED - 40W CFL Equal - 2G11 - 3500K - Ballast Compatible | 3500 | 80 | 2600 | 113.0435 | 50000 | 23 | 1 | 23.95 | 23.95 | 28.1422 | 2020Q3 | https://www.topbulb.com/eiko-led23w-pll-835-g7dr-glass-direct-fit-pll-23w-2600lm3500k-non-dim-80cri-120-277v-347v | Top Bulb | 2020 | No
LED Lighting | Decorative | Eiko | False | Daylighting/Photocell, | LED |  | 2G11 | Topbulb » Brands » Eiko » LED » PLL Replacement » Eiko 60463 ¦ 23W LED - 40W CFL Equal - 2G11 - 4000K - Ballast Compatible This Eiko LED23W/PLL/840-G7DR 23 watt LED provides a ballast compatible solution for long tube, 2G11 base CFL installations. Consult the ballast compatibility list below to ensure proper performance. No re-wiring or fixture modifications of any kind are required when replacing a CFL with this LED lamp. These LED lamps provide instant on and can be operated in totally enclosed fixtures. See the documents below for complete specifications and ballast compatibility. LED Technology Notice Due to constantly evolving nature of LED technology, manufacturers will reserve the right to replace this product with next generation technology. We appreciate your understanding and acceptance of this policy. Documents Eiko LED23W/PLL/840-G7DR Spec Sheet Eiko LED23W/PLL/840-G7DR Installation Instructions About Eiko For over 35 years, EIKO has been a supplier of high quality general and specialty lighting products to a wide array of industries such as electrical, commercial, audio visual, medical, photographic and stage/studio. With offices in the U.S., Canada, Europe, China, Korea and Taiwan, EIKO is a global presence in the lighting industry. 50,000 Hours • Frosted Glass Lens • Direct Replacment Eiko 60463 ¦ 23W LED - 40W CFL Equal - 2G11 - 4000K - Ballast Compatible | 4000 | 80 | 2800 | 121.7391 | 50000 | 23 | 1 | 22.45 | 22.45 | 26.3796 | 2020Q3 | https://www.topbulb.com/eiko-led23w-pll-840-g7dr-glass-direct-fit-pll-23w-2800lm4000k-non-dim-80cri-120-277v-347v | Top Bulb | 2020 | No
LED Lighting | Decorative | Eiko | False | Daylighting/Photocell, | LED |  | 2G11 | Topbulb » Brands » Eiko » LED » PLL Replacement » Eiko 60464 ¦ 23W LED - 40W CFL Equal - 2G11 - 5000K - Ballast Compatible This Eiko LED23W/PLL/850-G7DR 23 watt LED provides a ballast compatible solution for long tube, 2G11 base CFL installations. Consult the ballast compatibility list below to ensure proper performance. No re-wiring or fixture modifications of any kind are required when replacing a CFL with this LED lamp. These LED lamps provide instant on and can be operated in totally enclosed fixtures. See the documents below for complete specifications and ballast compatibility. LED Technology Notice Due to constantly evolving nature of LED technology, manufacturers will reserve the right to replace this product with next generation technology. We appreciate your understanding and acceptance of this policy. Documents Eiko LED23W/PLL/850-G7DR Spec Sheet Eiko LED23W/PLL/850-G7DR Installation Instructions About Eiko For over 35 years, EIKO has been a supplier of high quality general and specialty lighting products to a wide array of industries such as electrical, commercial, audio visual, medical, photographic and stage/studio. With offices in the U.S., Canada, Europe, China, Korea and Taiwan, EIKO is a global presence in the lighting industry. 50,000 Hours • Frosted Glass Lens • Ballast Compatible Eiko 60464 ¦ 23W LED - 40W CFL Equal - 2G11 - 5000K - Ballast Compatible | 5000 | 80 | 2800 | 121.7391 | 50000 | 23 | 1 | 23.95 | 23.95 | 28.1422 | 2020Q3 | https://www.topbulb.com/eiko-led23w-pll-850-g7dr-glass-direct-fit-pll-23w-2800lm5000k-non-dim-80cri-120-277v-347v | Top Bulb | 2020 | No
LED Lighting | Downlight | E-Lume | True |  | LED | PAR38 | E26 (Medium) | Topbulb » LED Bulbs » LED PAR » LED PAR38 » 100W Equal » Elume - 14W PAR38 LED - 100W Equal - Flood - Cool White Light Elume brand LED light bulbs offer quality manufacturing with all the benefits of long bulb life and energy savings at an attractive price. The Energy Star qualification provides assurance that these bulbs will produce the light levels, savings and rated life claimed by the manufacturer. This quality, 40,000 hour life LED PAR38 flood is a direct replacement for a 100 watt halogen PAR38 normally used in indoor accent or recessed downlight fixtures. This LED bulb produces a cooler appearing white light than halogen. The bulb is approved for use in damp locations such as covered porches. Simply remove the existing bulb and replace with this energy saving long life LED. The 40 degree beam produced by this LED lamp provides a medium wide beam spread for general downlight or accent lighting. Fully dimmable, consult the document below for compatible dimmers that will provide optimum dimming. This is an Energy Star qualified product. Shipping Notice This item has certain shipping restrictions. Please refer to specifications table on this page for restricted shipping zones. LED Technology Notice Due to constantly evolving nature of LED technology, manufacturers will reserve the right to replace this product with next generation technology. We appreciate your understanding and acceptance of this policy. Applications Accent LightingRecessed Lights Utility/Government Incentives Documents Elume 63617 Specifications and Dimmer List About E-Lume E-Lume is a value brand of Standard Products Inc. The E-Lume product line includes LED, halogen, fluorescent, HID and incandescent lamps that offer good value with excellent performance. The head office of Standard Products is located in Montreal, Canada. Standard supplies a full range of lighting solutions to the North American market. Standard Products Inc. is a Gold Standard Winner as one of Canada's Best Managed Companies. Resources Step by Step, How to Buy an LED Bulb for Your Home 40,000 Hour Life • Energy Star • Dimmable • 4000K Elume - 14W PAR38 LED - 100W Equal - Flood - Cool White Light | 4000 | 80 | 1000 | 71.4286 | 40000 | 14 | 1 | 18.95 | 18.95 | 22.267 | 2020Q3 | https://www.topbulb.com/elume-14w-par38-led-100w-equal-flood-cool-white-light | Top Bulb | 2020 | No
LED Lighting | Downlight | E-Lume | True |  | LED | PAR38 | E26 (Medium) | Topbulb » LED Bulbs » LED PAR » LED PAR38 » 100W Equal » Elume - 14W PAR38 LED - 100W Equal - Flood - Halogen-White Light Elume brand LED light bulbs offer quality manufacturing with all the benefits of long bulb life and energy savings at an attractive price. The Energy Star qualification provides assurance that these bulbs will produce the light levels, savings and rated life claimed by the manufacturer. This quality, 40,000 hour life LED PAR38 flood is a direct replacement for a 100 watt halogen PAR38 normally used in indoor accent or recessed downlight fixtures. The bulb is approved for use in damp locations such as covered porches. Simply remove the existing bulb and replace with this energy saving long life LED. The 40 degree beam produced by this LED lamp provides a medium wide beam spread for general downlight or accent lighting. Fully dimmable, consult the document below for compatible dimmers that will provide optimum dimming. This is an Energy Star qualified product. Shipping Notice This item has certain shipping restrictions. Please refer to specifications table on this page for restricted shipping zones. LED Technology Notice Due to constantly evolving nature of LED technology, manufacturers will reserve the right to replace this product with next generation technology. We appreciate your understanding and acceptance of this policy. Applications Accent LightingRecessed Lights Utility/Government Incentives Documents Elume 63616 Specifications and Dimmer List About E-Lume E-Lume is a value brand of Standard Products Inc. The E-Lume product line includes LED, halogen, fluorescent, HID and incandescent lamps that offer good value with excellent performance. The head office of Standard Products is located in Montreal, Canada. Standard supplies a full range of lighting solutions to the North American market. Standard Products Inc. is a Gold Standard Winner as one of Canada's Best Managed Companies. Resources Step by Step, How to Buy an LED Bulb for Your Home 40,000 Hour Life • Energy Star • Dimmable Elume - 14W PAR38 LED - 100W Equal - Flood - Halogen-White Light | 3000 | 80 | 1000 | 71.4286 | 40000 | 14 | 1 | 19.3 | 19.3 | 22.6782 | 2020Q3 | https://www.topbulb.com/elume-14w-par38-led-100w-equal-flood-halogen-white-light | Top Bulb | 2020 | No
LED Lighting | Downlight | E-Lume | True |  | LED | PAR20 | E26 (Medium) | Topbulb » LED Bulbs » LED PAR » LED PAR20 » 50W Equal » Elume - 7.6W PAR20 LED - 50W Equal - Flood - Halogen-White Light Elume brand LED light bulbs offer quality manufacturing with all the benefits of long bulb life and energy savings at an attractive price. The Energy Star qualification provides assurance that these bulbs will produce the light levels, savings and rated life claimed by the manufacturer. This quality, 40,000 hour life LED PAR20 flood is a direct replacement for a 50 watt incandescent R20 or a 50 watt halogen PAR20 found in track, recessed and accent fixtures. The bulb is approved for use in damp locations such as covered porches. Simply remove the existing bulb and replace with this energy saving long life LED. The 40 degree beam produced by this LED lamp provides for general flood lighting. Fully dimmable, consult the document below for compatible dimmers that will provide optimum dimming. This is an Energy Star qualified product. Shipping Notice This item has certain shipping restrictions. Please refer to specifications table on this page for restricted shipping zones. LED Technology Notice Due to constantly evolving nature of LED technology, manufacturers will reserve the right to replace this product with next generation technology. We appreciate your understanding and acceptance of this policy. Applications Recessed DownlightsTrack LightingAccent Lighting Utility/Government Incentives Documents Elume 63611 Specifications and Dimmer List About E-Lume E-Lume is a value brand of Standard Products Inc. The E-Lume product line includes LED, halogen, fluorescent, HID and incandescent lamps that offer good value with excellent performance. The head office of Standard Products is located in Montreal, Canada. Standard supplies a full range of lighting solutions to the North American market. Standard Products Inc. is a Gold Standard Winner as one of Canada's Best Managed Companies. Resources Step by Step, How to Buy an LED Bulb for Your Home 40,000 Hour Life • Energy Star • Dimmable Elume - 7.6W PAR20 LED - 50W Equal - Flood - Halogen-White Light | 3000 | 80 | 534 | 66.75 | 40000 | 8 | 1 | 8.03 | 8.03 | 9.4356 | 2020Q3 | https://www.topbulb.com/elume-7-6w-par20-led-50w-equal-flood-halogen-white-light | Top Bulb | 2020 | No
LED Lighting | Downlight | E-Lume | True |  | LED | PAR20 | E26 (Medium) | Topbulb » LED Bulbs » LED PAR » LED PAR20 » 50W Equal » Elume 7.6W PAR20 LED - 50W Equal - Narrow Flood - Halogen-White Light Elume brand LED light bulbs offer quality manufacturing with all the benefits of long bulb life and energy savings at an attractive price. The Energy Star qualification provides assurance that these bulbs will produce the light levels, savings and rated life claimed by the manufacturer. This quality, 40,000 hour life LED PAR20 narrow flood is a direct replacement for a 50 watt incandescent R20 or a 50 watt halogen PAR20 found in track, recessed and accent fixtures. The bulb is approved for use in damp locations such as covered porches. Simply remove the existing bulb and replace with this energy saving long life LED. The 25 degree beam produced by this LED lamp provides a medium focus for accent lighting. Fully dimmable, consult the document below for compatible dimmers that will provide optimum dimming. This is an Energy Star qualified product. Shipping Notice This item has certain shipping restrictions. Please refer to specifications table on this page for restricted shipping zones. LED Technology Notice Due to constantly evolving nature of LED technology, manufacturers will reserve the right to replace this product with next generation technology. We appreciate your understanding and acceptance of this policy. Applications Recessed DownlightsTrack LightingAccent Lighting Utility/Government Incentives Documents Elume 63610 Specifications and Dimmer List About E-Lume E-Lume is a value brand of Standard Products Inc. The E-Lume product line includes LED, halogen, fluorescent, HID and incandescent lamps that offer good value with excellent performance. The head office of Standard Products is located in Montreal, Canada. Standard supplies a full range of lighting solutions to the North American market. Standard Products Inc. is a Gold Standard Winner as one of Canada's Best Managed Companies. Resources Step by Step, How to Buy an LED Bulb for Your Home 40,000 Hour Life • Energy Star • Dimmable Elume 7.6W PAR20 LED - 50W Equal - Narrow Flood - Halogen-White Light | 3000 | 80 | 530 | 69.7368 | 40000 | 7.6 | 1 | 8.95 | 8.95 | 10.5166 | 2020Q3 | https://www.topbulb.com/elume-7-6w-par20-led-50w-equal-narrow-flood-halogen-white-light | Top Bulb | 2020 | No
LED Lighting | Reflector | E-Lume | True |  | LED | MR16 | GU10 | Topbulb » Brands » Standard » Elume Value LED Light Bulbs » Elume - 7W MR16 LED - 50W Equal - Flood - GU10 Base Elume brand LED light bulbs offer quality manufacturing with all the benefits of long bulb life and energy savings at an attractive price. The Energy Star qualification provides assurance that these bulbs will produce the light levels, savings and rated life claimed by the manufacturer. This quality, 40,000 hour life LED MR16 with a GU10 base, operates on 120 volt line voltage and is a direct replacement for a 50 watt equivalent halogen bulb used for accent lighting. The bulb produces illumination that matches the color characteristics of halogen. Simply remove the existing bulb and replace with this energy saving, long life LED. The 40 degree beam produced by this LED lamp provides a medium wide flood suitable for general accent lighting. Fully dimmable, consult the document below for compatible dimmers that will provide optimum dimming. This is an Energy Star qualified product. Shipping Notice This item has certain shipping restrictions. Please refer to specifications table on this page for restricted shipping zones. LED Technology Notice Due to constantly evolving nature of LED technology, manufacturers will reserve the right to replace this product with next generation technology. We appreciate your understanding and acceptance of this policy. Applications Track LightingAccent Lighting Utility/Government Incentives About E-Lume E-Lume is a value brand of Standard Products Inc. The E-Lume product line includes LED, halogen, fluorescent, HID and incandescent lamps that offer good value with excellent performance. The head office of Standard Products is located in Montreal, Canada. Standard supplies a full range of lighting solutions to the North American market. Standard Products Inc. is a Gold Standard Winner as one of Canada's Best Managed Companies. Resources Step by Step, How to Buy an LED Bulb for Your Home 40,000 Hour Life • Energy Star • Dimmable Elume - 7W MR16 LED - 50W Equal - Flood - GU10 Base | 3000 | 80 | 520 | 74.2857 | 40000 | 7 | 1 | 6.95 | 6.95 | 8.1665 | 2020Q3 | https://www.topbulb.com/elume-7w-mr16-led-50w-equal-flood-gu10-base | Top Bulb | 2020 | Yes
LED Lighting | Reflector | E-Lume | True |  | LED | MR16 | GU10 | Topbulb » Brands » Standard » Elume Value LED Light Bulbs » Elume - 7W MR16 LED - 50W Equal - Narrow Flood - GU10 Base Elume brand LED light bulbs offer quality manufacturing with all the benefits of long bulb life and energy savings at an attractive price. The Energy Star qualification provides assurance that these bulbs will produce the light levels, savings and rated life claimed by the manufacturer. This quality, 40,000 hour life LED MR16 with a GU10 base, operates on 120 volt line voltage and is a direct replacement for a 50 watt equivalent halogen bulb used for accent lighting. The bulb produces light that matches the color characteristics of halogen. Simply remove the existing bulb and replace with this energy saving, long life LED. The 25 degree beam produced by this LED lamp provides a medium focus for accent lighting. Fully dimmable, consult the document below for compatible dimmers that will provide optimum dimming. This is an Energy Star qualified product. Shipping Notice This item has certain shipping restrictions. Please refer to specifications table on this page for restricted shipping zones. LED Technology Notice Due to constantly evolving nature of LED technology, manufacturers will reserve the right to replace this product with next generation technology. We appreciate your understanding and acceptance of this policy. Applications Track LightingAccent Lighting Utility/Government Incentives Documents Elume 63607 Specifications and Dimmer List About E-Lume E-Lume is a value brand of Standard Products Inc. The E-Lume product line includes LED, halogen, fluorescent, HID and incandescent lamps that offer good value with excellent performance. The head office of Standard Products is located in Montreal, Canada. Standard supplies a full range of lighting solutions to the North American market. Standard Products Inc. is a Gold Standard Winner as one of Canada's Best Managed Companies. Resources Step by Step, How to Buy an LED Bulb for Your Home 40,000 Hour Life • Energy Star • Dimmable Elume - 7W MR16 LED - 50W Equal - Narrow Flood - GU10 Base | 3000 | 80 | 520 | 74.2857 | 40000 | 7 | 1 | 6.95 | 6.95 | 8.1665 | 2020Q3 | https://www.topbulb.com/elume-7w-mr16-led-50w-equal-narrow-flood-gu10-base | Top Bulb | 2020 | Yes
LED Lighting | Downlight | E-Lume | True |  | LED | PAR30 | E26 (Medium) | Topbulb » LED Bulbs » LED PAR » LED PAR30 » 75W Equal » Elume - 9W PAR30 LED - 75W Equal - Flood - Halogen-White Light Elume brand LED light bulbs offer quality manufacturing with all the benefits of long bulb life and energy savings at an attractive price. The Energy Star qualification provides assurance that these bulbs will produce the light levels, savings and rated life claimed by the manufacturer. This quality, 40,000 hour life LED PAR30 short neck flood is a direct replacement for a 75 watt halogen PAR30 normally used in recessed and accent fixtures. The bulb is approved for use in damp locations such as covered porches. Simply remove the existing bulb and replace with this energy saving long life LED. The 40 degree beam produced by this LED lamp provides a medium wide beam spread for general downlight or accent lighting. Fully dimmable, consult the document below for compatible dimmers that will provide optimum dimming. This is an Energy Star qualified product. Shipping Notice This item has certain shipping restrictions. Please refer to specifications table on this page for restricted shipping zones. LED Technology Notice Due to constantly evolving nature of LED technology, manufacturers will reserve the right to replace this product with next generation technology. We appreciate your understanding and acceptance of this policy. Applications Recessed DownlightsTrack LightingAccent Lighting Utility/Government Incentives Documents Elume 63613 Specifications and Dimmer List About E-Lume E-Lume is a value brand of Standard Products Inc. The E-Lume product line includes LED, halogen, fluorescent, HID and incandescent lamps that offer good value with excellent performance. The head office of Standard Products is located in Montreal, Canada. Standard supplies a full range of lighting solutions to the North American market. Standard Products Inc. is a Gold Standard Winner as one of Canada's Best Managed Companies. Resources Step by Step, How to Buy an LED Bulb for Your Home 40,000 Hour Life • Energy Star • Dimmable Elume - 9W PAR30 LED - 75W Equal - Flood - Halogen-White Light | 3000 | 80 | 800 | 88.8889 | 40000 | 9 | 1 | 13.85 | 13.85 | 16.2743 | 2020Q3 | https://www.topbulb.com/elume-9w-par30-led-75w-equal-flood-halogen-white-light | Top Bulb | 2020 | No
LED Lighting | Downlight | E-Lume | True |  | LED | PAR30 | E26 (Medium) | Topbulb » LED Bulbs » LED PAR » LED PAR30 » 75W Equal » Elume - 9W PAR30 LED - 75W Equal - Narrow Flood - Halogen-White Light Elume brand LED light bulbs offer quality manufacturing with all the benefits of long bulb life and energy savings at an attractive price. The Energy Star qualification provides assurance that these bulbs will produce the light levels, savings and rated life claimed by the manufacturer. This quality, 40,000 hour life LED PAR30 short neck narrow flood is a direct replacement for a 75 watt halogen PAR30 normally used in recessed and accent fixtures. The bulb is approved for use in damp locations such as covered porches. Simply remove the existing bulb and replace with this energy saving long life LED. The 25 degree beam produced by this LED lamp provides a medium focus for accent lighting. Fully dimmable, consult the document below for compatible dimmers that will provide optimum dimming. This is an Energy Star qualified product. Shipping Notice This item has certain shipping restrictions. Please refer to specifications table on this page for restricted shipping zones. LED Technology Notice Due to constantly evolving nature of LED technology, manufacturers will reserve the right to replace this product with next generation technology. We appreciate your understanding and acceptance of this policy. Applications Recessed DownlightsTrack LightingAccent Lighting Utility/Government Incentives Documents Elume 63612 Specifications and Dimmer List About E-Lume E-Lume is a value brand of Standard Products Inc. The E-Lume product line includes LED, halogen, fluorescent, HID and incandescent lamps that offer good value with excellent performance. The head office of Standard Products is located in Montreal, Canada. Standard supplies a full range of lighting solutions to the North American market. Standard Products Inc. is a Gold Standard Winner as one of Canada's Best Managed Companies. Resources Step by Step, How to Buy an LED Bulb for Your Home 40,000 Hour Life • Energy Star • Dimmable Elume - 9W PAR30 LED - 75W Equal - Narrow Flood - Halogen-White Light | 3000 | 80 | 800 | 88.8889 | 40000 | 9 | 1 | 13.41 | 13.41 | 15.7573 | 2020Q3 | https://www.topbulb.com/elume-9w-par30-led-75w-equal-narrow-flood-halogen-white-light | Top Bulb | 2020 | No
LED Lighting | Downlight | E-Lume | True |  | LED | PAR30LN | E26 (Medium) | Topbulb » LED Bulbs » LED PAR » LED PAR30 » 75W Equal / Long Neck » Elume 9W PAR30LN LED - 75W Equal - Narrow Flood - Halogen-White Light Elume brand LED light bulbs offer quality manufacturing with all the benefits of long bulb life and energy savings at an attractive price. The Energy Star qualification provides assurance that these bulbs will produce the light levels, savings and rated life claimed by the manufacturer. This quality, 40,000 hour life LED PAR30 long neck narrow flood is a direct replacement for a 75 watt halogen PAR30 normally used in recessed and accent fixtures. The bulb is approved for use in damp locations such as covered porches. Simply remove the existing bulb and replace with this energy saving long life LED. The 25 degree beam produced by this LED lamp provides a medium focus for accent lighting. Fully dimmable, consult the document below for compatible dimmers that will provide optimum dimming. This is an Energy Star qualified product. Shipping Notice This item has certain shipping restrictions. Please refer to specifications table on this page for restricted shipping zones. LED Technology Notice Due to constantly evolving nature of LED technology, manufacturers will reserve the right to replace this product with next generation technology. We appreciate your understanding and acceptance of this policy. Applications Recessed DownlightsTrack LightingAccent Lighting Utility/Government Incentives Documents Elume 63614 Specifications and Dimmer List About E-Lume E-Lume is a value brand of Standard Products Inc. The E-Lume product line includes LED, halogen, fluorescent, HID and incandescent lamps that offer good value with excellent performance. The head office of Standard Products is located in Montreal, Canada. Standard supplies a full range of lighting solutions to the North American market. Standard Products Inc. is a Gold Standard Winner as one of Canada's Best Managed Companies. Resources Step by Step, How to Buy an LED Bulb for Your Home 40,000 Hour Life • Energy Star • Dimmable Elume 9W PAR30LN LED - 75W Equal - Narrow Flood - Halogen-White Light | 3000 | 80 | 800 | 88.8889 | 40000 | 9 | 1 | 12.95 | 12.95 | 15.2168 | 2020Q3 | https://www.topbulb.com/elume-9w-par30ln-led-75w-equal-narrow-flood-halogen-white-light | Top Bulb | 2020 | No
LED Lighting | Reflector | Energetic Lighting | True |  | LED | PAR30 | E26 (Medium) | Topbulb » LED Bulbs » LED PAR » LED PAR30 » Energetic - 10.5W PAR30 LED - Flood - 60W Equal - 3000K The 10.5W LED Energetic Lighting ELY11D-2PSS40-VB produces neutral white light equivalent to a 60 watt halogen PAR30 flood. This LED PAR flood is mercury free and has an operating temperature range of -4 degrees F to 113 degrees F. Use this bulb wherever you currently use PAR30 halogen floods. Energy Star rated. LED Technology Notice Due to constantly evolving nature of LED technology, manufacturers will reserve the right to replace this product with next generation technology. We appreciate your understanding and acceptance of this policy. Utility/Government Incentives About Energetic Lighting For more than 30 years, Energetic Lighting has been a leading international manufacturer and developer of energy efficient lighting products. Energetic's mission is to make the world brighter more efficiently while continuing to bring new lighting products to the industry. As one of the largest manufacturers of CFLs and T5 light bulbs in China, Energetic has extensive experience and a 2,000,000 square foot facility for designing, manufacturing, and distributing energy efficient light bulbs to some of the world's largest lighting companies. 40° Beam • Halogen-White Light • Dimmable Energetic - 10.5W PAR30 LED - Flood - 60W Equal - 3000K | 3000 | 80 | 600 | 57.1429 | 25000 | 10.5 | 1 | 8.95 | 8.95 | 10.5166 | 2020Q3 | https://www.topbulb.com/energetic-10-5w-par30-led-flood-60w-equal-3000k | Top Bulb | 2020 | Yes
LED Lighting | Reflector | Energetic Lighting | True |  | LED | MR16 | GU10 | Topbulb » Clearance » LED Bulbs » Energetic - 6.5W MR16 LED - GU10 - Neutral White - Flood - Dimmable The Energetic Lighting ELY07D-MR10S is a 6.5 watt, dimmable MR16 replacement for 50 watt halogen MR16 floods with a 120 volt GU10 base. This bulb features no UV or IR radiation, current controlled LED integrated driver inside, enclosed fixture suitability, dimming to 10 percent and a damp application rating. The ELY07D-MR10S is Energy Star qualified. LED Technology Notice Due to constantly evolving nature of LED technology, manufacturers will reserve the right to replace this product with next generation technology. We appreciate your understanding and acceptance of this policy. Utility/Government Incentives About Energetic Lighting For more than 30 years, Energetic Lighting has been a leading international manufacturer and developer of energy efficient lighting products. Energetic's mission is to make the world brighter more efficiently while continuing to bring new lighting products to the industry. As one of the largest manufacturers of CFLs and T5 light bulbs in China, Energetic has extensive experience and a 2,000,000 square foot facility for designing, manufacturing, and distributing energy efficient light bulbs to some of the world's largest lighting companies. WHILE SUPPLIES LAST Energetic - 6.5W MR16 LED - GU10 - Neutral White - Flood - Dimmable | 3000 | 80 | 500 | 76.9231 | 25000 | 6.5 | 1 | 10.95 | 10.95 | 12.8667 | 2020Q3 | https://www.topbulb.com/energetic-6-5w-mr16-led-gu10-neutral-white-flood-dimmable | Top Bulb | 2020 | Yes
LED Lighting | A-Type | Sylvania | True | Daylighting/Photocell, | General Purpose Replacement | A19 | E26 (Medium) | Damp Location Rated,Use With Timers,Not for Use in Recessed Fixtures,Use With Photo and/or Motion Sensors Damp Location Rated,Use With Timers,Not for Use in Recessed Fixtures,Use With Photo and/or Motion Sensors Topbulb » LED Bulbs » LED Standard Shape » 60W Equal » Sylvania 78037 ¦ 9W LED - 60W Equal - 3500K This Sylvania 78037 LED9A19DIMO835URP dimmable 9 watt LED replaces a standard 60 watt incandescent bulb and provides halogen-white illumination. Energy Star qualified. See this same bulb in 4-Pack pricing under Related Products on this page. LED Technology Notice Due to constantly evolving nature of LED technology, manufacturers will reserve the right to replace this product with next generation technology. We appreciate your understanding and acceptance of this policy. Utility/Government Incentives 15,000 Hours • Halogen White Light • Dimmable Sylvania 78037 ¦ 9W LED - 60W Equal - 3500K | 2700 | 83 | 800 | 88.8889 | 15000 | 9 | 1 | 4.5 | 4.5 | 5.2877 | 2020Q3 | https://www.topbulb.com/sylvania-78037-led9a19dimo835urp-led | Top Bulb | 2020 | Yes
LED Lighting | Reflector | GE Lighting | True |  | LED | BR40 | E26 (Medium) | Topbulb » LED Bulbs » LED Reflector Flood » 85W Equal » GE 20445 ¦ 13W BR40 LED - 85W Equal - 5000K Use this GE 13 watt BR40 LED as a direct, energy saving replacement for an 85 watt BR40 incandescent. Energy Star qualified. See the document below for complete specifications. LED Technology Notice Due to constantly evolving nature of LED technology, manufacturers will reserve the right to replace this product with next generation technology. We appreciate your understanding and acceptance of this policy. Utility/Government Incentives Documents GE LED13BR40/5K/TP Specification Sheet About GE Lighting Started over 130 years ago, General Electric began with Thomas Edison's invention of the world's first affordable incandescent light bulb. More than a century later, the company still brings light to the world through its products. Its modern new light technologies, such as fluorescent and LED light bulbs, cost less and are more energy efficient and environmentally friendly. GE currently works to make nearly all of their lighting products Energy Star certified. 25,000 Hours • 1070 Lumens • Medium Screw Base GE 20445 ¦ 13W BR40 LED - 85W Equal - 5000K | 5000 | 80 | 1070 | 82.3077 | 25000 | 13 | 1 | 16.95 | 16.95 | 19.9169 | 2020Q3 | https://www.topbulb.com/ge-20445-13w-led-br40-e26-medium-base-5000k | Top Bulb | 2020 | Yes
LED Lighting | Reflector | GE Lighting | True |  | LED | PAR16 | GU10 | Topbulb » LED Bulbs » LED PAR » LED PAR16 » GE 26384 ¦ 6W LED PAR16 - Narrow Flood - 3000K Use this GE 6 watt PAR16 as a direct replacement for a 35 watt / 50 watt PAR16 halogen. LED Technology Notice Due to constantly evolving nature of LED technology, manufacturers will reserve the right to replace this product with next generation technology. We appreciate your understanding and acceptance of this policy. Utility/Government Incentives Documents GE 26384 Spec Sheet About GE Lighting Started over 130 years ago, General Electric began with Thomas Edison's invention of the world's first affordable incandescent light bulb. More than a century later, the company still brings light to the world through its products. Its modern new light technologies, such as fluorescent and LED light bulbs, cost less and are more energy efficient and environmentally friendly. GE currently works to make nearly all of their lighting products Energy Star certified. 25,000 Hours • 380 Lumens • 1100 CD GE 26384 ¦ 6W LED PAR16 - Narrow Flood - 3000K | 3000 | 80 | 380 | 63.3333 | 25000 | 6 | 1 | 14.95 | 14.95 | 17.5668 | 2020Q3 | https://www.topbulb.com/ge-26384-6w-led-par16-3000k | Top Bulb | 2020 | Yes
LED Lighting | A-Type | Sylvania | False | Daylighting/Photocell, | General Purpose Replacement | A19 | E26 (Medium) | Damp Location Rated,Use With Timers,Not for Use in Recessed Fixtures,Use With Photo and/or Motion Sensors Damp Location Rated,Use With Timers,Not for Use in Recessed Fixtures,Use With Photo and/or Motion Sensors Topbulb » LED Bulbs » LED Standard Shape » 60W Equal » Sylvania 79712 ¦ 9W LED - Motion Sensor Activated - 60W Equal - Warm White Sylvania Ultra LED Motion Sensor A19 lamp detects motion and illuminates. The built in motion sensor has a 360° angle of sensing, with a range of 10-15 feet. The lamp turns off after 40 seconds when motion is not detected.The lamp also has a dusk to dawn sensor that only activates the motion sensor when ambient light is not present, making the lamp the most energy efficient. The LED Motion Sensor A19 is ideal for illuminating porches, corridors, balconies and stairs without the need to physically turn on the light switch. The bulb can also be used for security and safety purposes when an area is hazardous without any lighting. See the document below for complete specifications. LED Technology Notice Due to constantly evolving nature of LED technology, manufacturers will reserve the right to replace this product with next generation technology. We appreciate your understanding and acceptance of this policy. Documents Sylvania 79712 Specification Sheet 25,000 Hours • Motion Activated Light • Built-in Dusk to Dawn Sensor Sylvania 79712 ¦ 9W LED - Motion Sensor Activated - 60W Equal - Warm White | 2700 | 83 | 800 | 88.8889 | 15000 | 9 | 1 | 16.95 | 16.95 | 19.9169 | 2020Q3 | https://www.topbulb.com/sylvania-79712-led-a19-9w-80cri-800-lumen-2700k-25000-life | Top Bulb | 2020 | Yes
LED Lighting | Reflector | GE Lighting | True |  | LED | PAR38 | E26 (Medium) | Topbulb » LED Bulbs » LED PAR » LED PAR38 » 120W Equal » GE 31300 ¦ 18W PAR38 LED - 15° Spot - 3000K Use this high color rendering GE 18 watt PAR38 as a direct, energy saving replacement for an equivalent ceramic metal halide or 120 watt halogen where narrow beam light distribution is required. UL damp location. Energy Star qualified. See the document below for complete specifications. LED Technology Notice Due to constantly evolving nature of LED technology, manufacturers will reserve the right to replace this product with next generation technology. We appreciate your understanding and acceptance of this policy. Utility/Government Incentives Documents GE LED18D38WW930/15 Specification Sheet About GE Lighting Started over 130 years ago, General Electric began with Thomas Edison's invention of the world's first affordable incandescent light bulb. More than a century later, the company still brings light to the world through its products. Its modern new light technologies, such as fluorescent and LED light bulbs, cost less and are more energy efficient and environmentally friendly. GE currently works to make nearly all of their lighting products Energy Star certified. 25,000 Hours • CRI 91 GE 31300 ¦ 18W PAR38 LED - 15° Spot - 3000K | 3000 | 91 | 1170 | 65 | 25000 | 18 | 1 | 48.95 | 48.95 | 57.5181 | 2020Q3 | https://www.topbulb.com/ge-31300-18w-led-par38-e26-medium-base-3000k | Top Bulb | 2020 | Yes
LED Lighting | Reflector | GE Lighting | True |  | LED | PAR38 | E26 (Medium) | Topbulb » LED Bulbs » LED PAR » LED PAR38 » 120W Equal » GE 31301 ¦ 18W PAR38 LED - 25° Narrow Flood - 3000K Use this high color rendering GE 18 watt PAR38 as a direct, energy saving replacement for an equivalent ceramic metal halide or 120 watt halogen where narrow beam light distribution is required. UL damp location. Energy Star qualified. See the document below for complete specifications. LED Technology Notice Due to constantly evolving nature of LED technology, manufacturers will reserve the right to replace this product with next generation technology. We appreciate your understanding and acceptance of this policy. Utility/Government Incentives Documents GE LED18D38WW930/25 Specification Sheet About GE Lighting Started over 130 years ago, General Electric began with Thomas Edison's invention of the world's first affordable incandescent light bulb. More than a century later, the company still brings light to the world through its products. Its modern new light technologies, such as fluorescent and LED light bulbs, cost less and are more energy efficient and environmentally friendly. GE currently works to make nearly all of their lighting products Energy Star certified. 25,000 Hours • CRI 91 GE 31301 ¦ 18W PAR38 LED - 25° Narrow Flood - 3000K | 3000 | 91 | 1170 | 65 | 25000 | 18 | 1 | 48.95 | 48.95 | 57.5181 | 2020Q3 | https://www.topbulb.com/ge-31301-18w-led-par38-e26-medium-base-3000k | Top Bulb | 2020 | Yes
LED Lighting | A-Type | Sylvania | True | Daylighting/Photocell, | General Purpose Replacement | A19 | E26 (Medium) | Damp Location Rated,Use With Timers,Not for Use in Recessed Fixtures,Use With Photo and/or Motion Sensors Damp Location Rated,Use With Timers,Not for Use in Recessed Fixtures,Use With Photo and/or Motion Sensors Topbulb » LED Bulbs » LED Standard Shape » 60W Equal » Sylvania 74479 ¦ 9W LED - 60W Equal - 3000K to 2000K Warm Dimming This Sylvania 9 watt LED replaces a standard 60 watt incandescent. The bulb features a warm dimming function to match the dimming characteristics of incandescent. As the bulb is dimmed, the light shifts to a warmer color temperature. The range is 3000K to 2000K. LED Technology Notice Due to constantly evolving nature of LED technology, manufacturers will reserve the right to replace this product with next generation technology. We appreciate your understanding and acceptance of this policy. Documents Sylvania 74479 Spec Sheet 15,000 Hour • Warm Dimming - White to Amber Sylvania 74479 ¦ 9W LED - 60W Equal - 3000K to 2000K Warm Dimming | 2700 | 83 | 800 | 88.8889 | 15000 | 9 | 1 | 8.45 | 8.45 | 9.9291 | 2020Q3 | https://www.topbulb.com/sylvania-led9a19dimose830rp-led-a19-9w-dimmable-80-cri-3000k-2000k-15k-hour-800-lumens | Top Bulb | 2020 | Yes
LED Lighting | A-Type | Satco | False | Daylighting/Photocell, | A19/21 | E26 (Medium) | E26 (Medium) | Home / Light Bulbs / LED / Satco - S15012 - 9A19/LED/12-34VDC/850/ND Damp Location Rated; Approved for Enclosed Fixtures; 12-34 Volt 9W A19 LED Lamp - Universal - 800 Lumens - Daylight (5000K) - 80 CRI - 25000 Hours - E26 (Medium) - 12 to 34V - Frost Satco - S15012 - 9A19/LED/12-34VDC/850/ND | 5000 | 80 | 800 | 88.8889 | 25000 | 9 | 1 | 7.19 | 7.19 | 8.4485 | 2020Q3 | https://shop.regencylighting.com/lamps/led/9a19-led-12-34vdc-850-nd-s15012.html | Regency Lighting | 2020 | Yes
LED Lighting | A-Type | Philips | True | Daylighting/Photocell, | A19/21 | E26 (Medium) | E26 (Medium) | Home / Light Bulbs / LED / Philips - 455881 - 9A19/LED/5000 DIM 120V The Unique Lamp Design Provides Omi-Directional Light with Excellent Dimming Performance 9W A19 LED Lamp - Universal - 800 Lumens - Daylight (5000K) - 80 CRI - 25000 Hours - E26 (Medium) - 120 to 130V - Frost Philips - 455881 - 9A19/LED/5000 DIM 120V | 5000 | 80 | 800 | 88.8889 | 25000 | 9 | 6 | 24 | 4 | 4.7002 | 2020Q3 | https://shop.regencylighting.com/lamps/led/9a19-led-5000-dim-120v-45588-1.html | Regency Lighting | 2020 | Yes
LED Lighting | Reflector | GE Lighting | True |  | LED | MR16 | GU5.3 | Topbulb » LED Bulbs » LED MR16 » 12V MR16 » 50W Equal » GE 35543 ¦ 7W LED MR16 - 50W Equal - GU5.3 Base - Narrow Flood - 3000K Use this 7 watt GE MR16 LED as a direct replacement for a 50 watt halogen MR16 with a GU5.3 base and matching beam spread.See the document below for complete specifications. LED Technology Notice Due to constantly evolving nature of LED technology, manufacturers will reserve the right to replace this product with next generation technology. We appreciate your understanding and acceptance of this policy. Utility/Government Incentives Documents GE 35543 Specification Sheet About GE Lighting Started over 130 years ago, General Electric began with Thomas Edison's invention of the world's first affordable incandescent light bulb. More than a century later, the company still brings light to the world through its products. Its modern new light technologies, such as fluorescent and LED light bulbs, cost less and are more energy efficient and environmentally friendly. GE currently works to make nearly all of their lighting products Energy Star certified. 25,000 Hours • 500 Lumens • Dimmable GE 35543 ¦ 7W LED MR16 - 50W Equal - GU5.3 Base - Narrow Flood - 3000K | 3000 | 80 | 500 | 71.4286 | 25000 | 7 | 1 | 11.95 | 11.95 | 14.0417 | 2020Q3 | https://www.topbulb.com/ge-35543-7w-led-mr16-3000k | Top Bulb | 2020 | Yes
LED Lighting | Reflector | GE Lighting | True |  | LED | MR16 | GU5.3 | Topbulb » LED Bulbs » LED MR16 » 12V MR16 » 50W Equal » GE 35544 ¦ 7W LED MR16 - 50W Equal - GU5.3 Base - Flood - 3000K Use this 7 watt GE MR16 LED as a direct replacement for a 50 watt halogen MR16 with a GU5.3 base and matching beam spread.See the document below for complete specifications. LED Technology Notice Due to constantly evolving nature of LED technology, manufacturers will reserve the right to replace this product with next generation technology. We appreciate your understanding and acceptance of this policy. Utility/Government Incentives Documents GE 35544 Specification Sheet About GE Lighting Started over 130 years ago, General Electric began with Thomas Edison's invention of the world's first affordable incandescent light bulb. More than a century later, the company still brings light to the world through its products. Its modern new light technologies, such as fluorescent and LED light bulbs, cost less and are more energy efficient and environmentally friendly. GE currently works to make nearly all of their lighting products Energy Star certified. 25,000 Hours • 500 Lumens • Dimmable GE 35544 ¦ 7W LED MR16 - 50W Equal - GU5.3 Base - Flood - 3000K | 3000 | 80 | 500 | 71.4286 | 25000 | 7 | 1 | 11.95 | 11.95 | 14.0417 | 2020Q3 | https://www.topbulb.com/ge-35544-7w-led-mr16-3000k | Top Bulb | 2020 | Yes
LED Lighting | Reflector | GE Lighting | True |  | LED | R20 | E26 (Medium) | Topbulb » LED Bulbs » LED Reflector Flood » 45W / 50W Equal » GE 38268 ¦ 7W LED R20 - 50W Equal - 2700K Use this GE 7 watt R20 reflector LED as a direct replacement for a 45 watt or 50 watt incandescent R20 in applications where very cool white light is desired. LED Technology Notice Due to constantly evolving nature of LED technology, manufacturers will reserve the right to replace this product with next generation technology. We appreciate your understanding and acceptance of this policy. Documents GE 38268 Spec Sheet About GE Lighting Started over 130 years ago, General Electric began with Thomas Edison's invention of the world's first affordable incandescent light bulb. More than a century later, the company still brings light to the world through its products. Its modern new light technologies, such as fluorescent and LED light bulbs, cost less and are more energy efficient and environmentally friendly. GE currently works to make nearly all of their lighting products Energy Star certified. 25,000 Hours • Warm White Light • Dimmable GE 38268 ¦ 7W LED R20 - 50W Equal - 2700K | 2700 | 80 | 470 | 67.1429 | 25000 | 7 | 1 | 6.95 | 6.95 | 8.1665 | 2020Q3 | https://www.topbulb.com/ge-38268-7w-led-r20-e26-medium-base-2700k | Top Bulb | 2020 | Yes
LED Lighting | Reflector | GE Lighting | True |  | LED | R20 | E26 (Medium) | Topbulb » LED Bulbs » LED Reflector Flood » 45W / 50W Equal » GE 38273 ¦ 7W LED R20 - 50W Equal - 5000K Use this GE 7 watt R20 reflector LED as a direct replacement for a 45 watt or 50 watt incandescent R20 in applications where very cool white light is desired. LED Technology Notice Due to constantly evolving nature of LED technology, manufacturers will reserve the right to replace this product with next generation technology. We appreciate your understanding and acceptance of this policy. Documents GE 38273 Spec Sheet About GE Lighting Started over 130 years ago, General Electric began with Thomas Edison's invention of the world's first affordable incandescent light bulb. More than a century later, the company still brings light to the world through its products. Its modern new light technologies, such as fluorescent and LED light bulbs, cost less and are more energy efficient and environmentally friendly. GE currently works to make nearly all of their lighting products Energy Star certified. 25,000 Hours • Very Cool White Light • Dimmable GE 38273 ¦ 7W LED R20 - 50W Equal - 5000K | 5000 | 80 | 500 | 71.4286 | 25000 | 7 | 1 | 6.95 | 6.95 | 8.1665 | 2020Q3 | https://www.topbulb.com/ge-38273-7w-led-r20-e26-medium-base-5000k | Top Bulb | 2020 | Yes
LED Lighting | Decorative | GE Lighting | False |  | LED |  | 2G11 | Topbulb » Brands » GE Lighting » LED Lamps » LED Plug-In » GE 39073 ¦ 17W LED - 40W CFL Equal - 2G11 - 3000K - Ballast Compatible This GE 17 watt LED provides a direct fit (UL Type A) ballast compatible solution for upgrading existing 2G11 base, 40 watt fluorescent lamps. The lamp is compatible with most instant and programmed start electronic ballasts. Features include advanced optics, strong lumen output and a 5-year manufacturer warranty. See the document below for complete specifications. LED Technology Notice Due to constantly evolving nature of LED technology, manufacturers will reserve the right to replace this product with next generation technology. We appreciate your understanding and acceptance of this policy. Documents GE 39073 Spec Sheet About GE Lighting Started over 130 years ago, General Electric began with Thomas Edison's invention of the world's first affordable incandescent light bulb. More than a century later, the company still brings light to the world through its products. Its modern new light technologies, such as fluorescent and LED light bulbs, cost less and are more energy efficient and environmentally friendly. GE currently works to make nearly all of their lighting products Energy Star certified. 40,000 Hour • Instant / Program Start Compatible GE 39073 ¦ 17W LED - 40W CFL Equal - 2G11 - 3000K - Ballast Compatible | 3000 | 80 | 2150 | 126.4706 | 40000 | 17 | 1 | 21.95 | 21.95 | 25.7921 | 2020Q3 | https://www.topbulb.com/ge-39073-17w-led-2g11-3000k | Top Bulb | 2020 | No
LED Lighting | Decorative | GE Lighting | False |  | LED |  | 2G11 | Topbulb » Brands » GE Lighting » LED Lamps » LED Plug-In » GE 39074 ¦ 17W LED - 40W CFL Equal - 2G11 - 3500K - Ballast Compatible This GE 17 watt LED provides a direct fit (UL Type A) ballast compatible solution for upgrading existing 2G11 base, 40 watt fluorescent lamps. The lamp is compatible with most instant and programmed start electronic ballasts. Features include advanced optics, strong lumen output and a 5-year manufacturer warranty. See the document below for complete specifications. LED Technology Notice Due to constantly evolving nature of LED technology, manufacturers will reserve the right to replace this product with next generation technology. We appreciate your understanding and acceptance of this policy. Documents GE 39074 Spec Sheet About GE Lighting Started over 130 years ago, General Electric began with Thomas Edison's invention of the world's first affordable incandescent light bulb. More than a century later, the company still brings light to the world through its products. Its modern new light technologies, such as fluorescent and LED light bulbs, cost less and are more energy efficient and environmentally friendly. GE currently works to make nearly all of their lighting products Energy Star certified. 40,000 Hour • Instant / Program Start Compatible GE 39074 ¦ 17W LED - 40W CFL Equal - 2G11 - 3500K - Ballast Compatible | 3500 | 80 | 2150 | 126.4706 | 40000 | 17 | 1 | 21.95 | 21.95 | 25.7921 | 2020Q3 | https://www.topbulb.com/ge-39074-17w-led-2g11-3500k | Top Bulb | 2020 | No
LED Lighting | Decorative | GE Lighting | False |  | LED |  | 2G11 | Topbulb » Brands » GE Lighting » LED Lamps » LED Plug-In » GE 39075 ¦ 17W LED - 40W CFL Equal - 2G11 - 4000K - Ballast Compatible This GE 17 watt LED provides a direct fit (UL Type A) ballast compatible solution for upgrading existing 2G11 base, 40 watt fluorescent lamps. The lamp is compatible with most instant and programmed start electronic ballasts. Features include advanced optics, strong lumen output and a 5-year manufacturer warranty. See the document below for complete specifications. LED Technology Notice Due to constantly evolving nature of LED technology, manufacturers will reserve the right to replace this product with next generation technology. We appreciate your understanding and acceptance of this policy. Documents GE 39075 Spec Sheet About GE Lighting Started over 130 years ago, General Electric began with Thomas Edison's invention of the world's first affordable incandescent light bulb. More than a century later, the company still brings light to the world through its products. Its modern new light technologies, such as fluorescent and LED light bulbs, cost less and are more energy efficient and environmentally friendly. GE currently works to make nearly all of their lighting products Energy Star certified. 40,000 Hour • Instant / Program Start Compatible GE 39075 ¦ 17W LED - 40W CFL Equal - 2G11 - 4000K - Ballast Compatible | 4000 | 80 | 2200 | 129.4118 | 40000 | 17 | 1 | 21.95 | 21.95 | 25.7921 | 2020Q3 | https://www.topbulb.com/ge-39075-17w-led-2g11-4000k | Top Bulb | 2020 | No
LED Lighting | Reflector | GE Lighting | True |  | LED | BR30 | E26 (Medium) | Topbulb » LED Bulbs » LED Reflector Flood » 65W / 75W Equal » GE 68160 ¦ 10W BR30 LED - 65W Equal - Flood - 2700K Use this GE 10 watt BR30 LED as a direct, energy saving replacement for an 65 watt BR30 incandescent. Energy Star qualified. See the document below for complete specifications. LED Technology Notice Due to constantly evolving nature of LED technology, manufacturers will reserve the right to replace this product with next generation technology. We appreciate your understanding and acceptance of this policy. Utility/Government Incentives Documents GE LED10DR30V/827W Specification Sheet About GE Lighting Started over 130 years ago, General Electric began with Thomas Edison's invention of the world's first affordable incandescent light bulb. More than a century later, the company still brings light to the world through its products. Its modern new light technologies, such as fluorescent and LED light bulbs, cost less and are more energy efficient and environmentally friendly. GE currently works to make nearly all of their lighting products Energy Star certified. 25,000 Hours • 700 Lumens • Medium Screw Base GE 68160 ¦ 10W BR30 LED - 65W Equal - Flood - 2700K | 2700 | 80 | 700 | 70 | 25000 | 10 | 1 | 6.95 | 6.95 | 8.1665 | 2020Q3 | https://www.topbulb.com/ge-68160-10w-led-br30-e26-medium-base-2700k | Top Bulb | 2020 | Yes
LED Lighting | A-Type | Philips | True |  | A19/21 | E26 (Medium) | E26 (Medium) | Home / Light Bulbs / LED / Philips - 459057 - 9A19/LED/830/DIM 120V The Unique Design Provides Light in All Directions 9W A19 LED Lamp - Universal - 800 Lumens - Warm White (3000K) - 80 CRI - 25000 Hours - E26 (Medium) - 120 to 130V - Frost Philips - 459057 - 9A19/LED/830/DIM 120V | 3000 | 80 | 800 | 88.8889 | 25000 | 9 | 12 | 48 | 4 | 4.7002 | 2020Q3 | https://shop.regencylighting.com/lamps/led/9a19-led-830-dim-120v-45905-7.html | Regency Lighting | 2020 | Yes
LED Lighting | A-Type | Philips | True | Daylighting/Photocell, | A19/21 | E26 (Medium) | E26 (Medium) | Home / Light Bulbs / LED / Philips - 479451 - 9A19/PER/850/P/E26/DIM 6/1FB Energy Star Rated; Enclosed Fixture Rated 9W A19 LED Lamp - Universal - 800 Lumens - Daylight (5000K) - 80 CRI - 15000 Hours - E26 (Medium) - 120 to 130V - Frost Philips - 479451 - 9A19/PER/850/P/E26/DIM 6/1FB | 5000 | 80 | 800 | 88.8889 | 15000 | 9 | 1 | 4.6 | 4.6 | 5.4052 | 2020Q3 | https://shop.regencylighting.com/lamps/led/9a19-per-850-p-e26-dim-6-1fb-47945-1.html | Regency Lighting | 2020 | Yes
LED Lighting | A-Type | Maxlite | True |  | A19/21 | E26 (Medium) | E26 (Medium) | Home / Light Bulbs / LED / Maxlite - 1409242 - 9A19DLED40/G5 Energy Star Certified; Dry and Damp Location; Not for Use in Totally Enclosed Fixtures 9W A19 LED Lamp - Universal - 800 Lumens - Cool White (4000K) - 82 CRI - 25000 Hours - E26 (Medium) - 120 to 130V Maxlite - 1409242 - 9A19DLED40/G5 | 4000 | 82 | 800 | 88.8889 | 25000 | 9 | 1 | 3.36 | 3.36 | 3.9481 | 2020Q3 | https://shop.regencylighting.com/lamps/led/9a19dled40-g5-mxt.html | Regency Lighting | 2020 | Yes
LED Lighting | Reflector | GE Lighting | False |  | LED | PAR38 | E26 (Medium) | Topbulb » LED Bulbs » LED PAR » LED PAR38 » 90W Equal » GE 91360 ¦ 11W LED PAR38 - 90W Equal - 25° Narrow Flood - 3000K This GE 91360 is a 11W LED PAR38 3000K . LED Technology Notice Due to constantly evolving nature of LED technology, manufacturers will reserve the right to replace this product with next generation technology. We appreciate your understanding and acceptance of this policy. Documents GE 91360 Spec Sheet About GE Lighting Started over 130 years ago, General Electric began with Thomas Edison's invention of the world's first affordable incandescent light bulb. More than a century later, the company still brings light to the world through its products. Its modern new light technologies, such as fluorescent and LED light bulbs, cost less and are more energy efficient and environmentally friendly. GE currently works to make nearly all of their lighting products Energy Star certified. 10,000 Hours • 25° Beam • Non-Dimmable • Wet Listed GE 91360 ¦ 11W LED PAR38 - 90W Equal - 25° Narrow Flood - 3000K | 3000 | 80 | 950 | 86.3636 | 10000 | 11 | 1 | 9.95 | 9.95 | 11.6916 | 2020Q3 | https://www.topbulb.com/ge-91360-11w-led-par38-3000k | Top Bulb | 2020 | Yes
LED Lighting | Reflector | Green Creative | True | Daylighting/Photocell, | LED | BR30 | E26 (Medium) | Topbulb » LED Bulbs » LED Reflector Flood » 65W / 75W Equal » Green Creative - 11W BR30 LED - 65W Equal - Flood - High CRI - 2700K Green Creative offers their Titanium CRI LED series BR30 bulb with an exceptional color rendering of CRI 92. With R9 at 60 and R13 at 95, these lamps provide the richer reds and natural skin tones ideal for vibrant, ambient lighting environments. In addition, this lamp's color temperature falls within a 4-step Macadam ellipse to ensure consistent color across multiple lamp installations. With these advanced color characteristics, this lamp meets the California Quality Specification. The cloud shape of this bulb is a Green Creative innovative design that provides more efficient light output than previous generation LED bulbs while using 35% less material. The lamp maintains the traditional BR30 incandescent form factor making it suitable for all applications including totally enclosed fixtures. See the document below for complete specifications and photometric data. LED Technology Notice Due to constantly evolving nature of LED technology, manufacturers will reserve the right to replace this product with next generation technology. We appreciate your understanding and acceptance of this policy. Applications General LightingRecessed LightingAccent Lighting Utility/Government Incentives Documents Green Creative 40644 Specification Sheet About Green Creative Green Creative, founded in 2010, is a solid state lighting development and manufacturing company based in Silicon Valley, CA. The company offers a comprehensive line of high-performance LED solutions that have been adopted by some of the largest companies in the world. Green Creative focuses on professional-grade LED lamps and fixtures that meet the high standards of commercial, institutional and industrial installations. Anchored by strongly integrated R&D capabilities and patented technology, Green Creative's innovation, performance and reliability have been recognized year after year by the Illuminating Engineering Society Progress Report, the LEDs Magazine Sapphire Awards and Lighting for Tomorrow. WHILE SUPPLIES LAST • 25,000 Hours • CRI 92 • Dimmable Green Creative - 11W BR30 LED - 65W Equal - Flood - High CRI - 2700K | 2700 | 92 | 750 | 68.1818 | 25000 | 11 | 1 | 22.45 | 22.45 | 26.3796 | 2020Q3 | https://www.topbulb.com/green-creative-11w-br30-led-65w-equal-flood-high-cri-2700k | Top Bulb | 2020 | Yes
LED Lighting | A-Type | Maxlite | True |  | A19/21 | GU24 (Bi-Pin / Twist & Lock) | GU24 (Bi-Pin / Twist & Lock) | Home / Light Bulbs / LED / Maxlite - 102166 - 9A19GUDLED30/G4 Dry or Damp Location; Not for Use in Totally Enclosed Fixtures 9W A19 LED Lamp - Universal - 800 Lumens - Warm White (3000K) - 82 CRI - 25000 Hours - GU24 (Bi-Pin / Twist & Lock) - 120 to 130V Maxlite - 102166 - 9A19GUDLED30/G4 | 3000 | 82 | 800 | 88.8889 | 25000 | 9 | 50 | 176.5 | 3.53 | 4.1479 | 2020Q3 | https://shop.regencylighting.com/lamps/led/9a19gudled30-g4-mxt.html | Regency Lighting | 2020 | Yes
LED Lighting | A-Type | Satco | False | Daylighting/Photocell, | A19/21 | E26 (Medium) | E26 (Medium) | Home / Light Bulbs / LED / LED A-Line / Satco - S15012 - 9A19/LED/12-34VDC/850/ND Damp Location Rated; Approved for Enclosed Fixtures; 12-34 Volt 9W A19 LED Lamp - Universal - 800 Lumens - Daylight (5000K) - 80 CRI - 25000 Hours - E26 (Medium) - 12 to 34V - Frost Satco - S15012 - 9A19/LED/12-34VDC/850/ND | 5000 | 80 | 800 | 88.8889 | 25000 | 9 | 1 | 7.19 | 7.19 | 8.4485 | 2020Q3 | https://shop.regencylighting.com/lamps/led/a-line/9a19-led-12-34vdc-850-nd-s15012.html | Regency Lighting | 2020 | Yes
LED Lighting | A-Type | Philips | True | Daylighting/Photocell, | A19/21 | E26 (Medium) | E26 (Medium) | Home / Light Bulbs / LED / LED A-Line / Philips - 455881 - 9A19/LED/5000 DIM 120V The Unique Lamp Design Provides Omi-Directional Light with Excellent Dimming Performance 9W A19 LED Lamp - Universal - 800 Lumens - Daylight (5000K) - 80 CRI - 25000 Hours - E26 (Medium) - 120 to 130V - Frost Philips - 455881 - 9A19/LED/5000 DIM 120V | 5000 | 80 | 800 | 88.8889 | 25000 | 9 | 6 | 24 | 4 | 4.7002 | 2020Q3 | https://shop.regencylighting.com/lamps/led/a-line/9a19-led-5000-dim-120v-45588-1.html | Regency Lighting | 2020 | Yes
LED Lighting | A-Type | Philips | True |  | A19/21 | E26 (Medium) | E26 (Medium) | Home / Light Bulbs / LED / LED A-Line / Philips - 459057 - 9A19/LED/830/DIM 120V The Unique Design Provides Light in All Directions 9W A19 LED Lamp - Universal - 800 Lumens - Warm White (3000K) - 80 CRI - 25000 Hours - E26 (Medium) - 120 to 130V - Frost Philips - 459057 - 9A19/LED/830/DIM 120V | 3000 | 80 | 800 | 88.8889 | 25000 | 9 | 12 | 48 | 4 | 4.7002 | 2020Q3 | https://shop.regencylighting.com/lamps/led/a-line/9a19-led-830-dim-120v-45905-7.html | Regency Lighting | 2020 | Yes
LED Lighting | A-Type | Philips | True | Daylighting/Photocell, | A19/21 | E26 (Medium) | E26 (Medium) | Home / Light Bulbs / LED / LED A-Line / Philips - 479451 - 9A19/PER/850/P/E26/DIM 6/1FB Energy Star Rated; Enclosed Fixture Rated 9W A19 LED Lamp - Universal - 800 Lumens - Daylight (5000K) - 80 CRI - 15000 Hours - E26 (Medium) - 120 to 130V - Frost Philips - 479451 - 9A19/PER/850/P/E26/DIM 6/1FB | 5000 | 80 | 800 | 88.8889 | 15000 | 9 | 1 | 4.6 | 4.6 | 5.4052 | 2020Q3 | https://shop.regencylighting.com/lamps/led/a-line/9a19-per-850-p-e26-dim-6-1fb-47945-1.html | Regency Lighting | 2020 | Yes
LED Lighting | Reflector | Green Creative | True |  | LED | PAR30 | E26 (Medium) | Topbulb » LED Bulbs » LED PAR » LED PAR30 » 75W Equal » Green Creative 16232 - 14W PAR30 LED - 75W Equal - 15° - 3000K - Black This Green Creative REFINE Series, 14 watt PAR30 spot (15°) replaces a 75 watt halogen PAR30 spot and provides equivalent center beam candle power and color quality. Extra long 40,000 hour life provides a significant reduction in maintenance costs. This lamp has been designed and engineered for commercial applications that demand high performance and accurate color rendering. With a CRI 90, R9 50 and R13 90, the lamp generates crisp and vibrant colors across the whole spectrum. All new REFINE Series lamps feature the full-face REFINE optic that provides a high candela to lumen ratio. Tight LED binning for consistent CCT across all lamps. Suitable for use in totally enclosed fixtures. See document below for complete specifications. LED Technology Notice Due to constantly evolving nature of LED technology, manufacturers will reserve the right to replace this product with next generation technology. We appreciate your understanding and acceptance of this policy. Utility/Government Incentives Documents Green Creative 16232 Specification Sheet About Green Creative Green Creative, founded in 2010, is a solid state lighting development and manufacturing company based in Silicon Valley, CA. The company offers a comprehensive line of high-performance LED solutions that have been adopted by some of the largest companies in the world. Green Creative focuses on professional-grade LED lamps and fixtures that meet the high standards of commercial, institutional and industrial installations. Anchored by strongly integrated R&D capabilities and patented technology, Green Creative's innovation, performance and reliability have been recognized year after year by the Illuminating Engineering Society Progress Report, the LEDs Magazine Sapphire Awards and Lighting for Tomorrow. 40000 Hours • CRI 90 • Dimmable • Specification Grade Green Creative 16232 - 14W PAR30 LED - 75W Equal - 15° - 3000K - Black | 3000 | 90 | 725 | 51.7857 | 40000 | 14 | 1 | 20.98 | 20.98 | 24.6523 | 2020Q3 | https://www.topbulb.com/green-creative-16232-14par30sng4dim-930sp15-b-14w-120v-3000k | Top Bulb | 2020 | Yes
LED Lighting | Reflector | Green Creative | True |  | LED | PAR38 | E26 (Medium) | Topbulb » LED Bulbs » LED PAR » LED PAR38 » 100W Equal » Green Creative 16256 - 18.5W PAR38 LED - 100W Equal - 15° - 3000K - Black This Green Creative REFINE Series, 18.5 watt PAR38 spot (15°) replaces a 100 watt halogen PAR38 spot and provides equivalent center beam candle power and color quality. Extra long 40,000 hour life provides a significant reduction in maintenance costs. This lamp has been designed and engineered for commercial applications that demand high performance and accurate color rendering. With a CRI 90, R9 50 and R13 90, the lamp generates crisp and vibrant colors across the whole spectrum. All new REFINE Series lamps feature the full-face REFINE optic that provides a high candela to lumen ratio. Tight LED binning for consistent CCT across all lamps. Suitable for use in totally enclosed fixtures. Wet location listed for outdoor use. See document below for complete specifications. LED Technology Notice Due to constantly evolving nature of LED technology, manufacturers will reserve the right to replace this product with next generation technology. We appreciate your understanding and acceptance of this policy. Utility/Government Incentives Documents Green Creative 16256 Specification Sheet About Green Creative Green Creative, founded in 2010, is a solid state lighting development and manufacturing company based in Silicon Valley, CA. The company offers a comprehensive line of high-performance LED solutions that have been adopted by some of the largest companies in the world. Green Creative focuses on professional-grade LED lamps and fixtures that meet the high standards of commercial, institutional and industrial installations. Anchored by strongly integrated R&D capabilities and patented technology, Green Creative's innovation, performance and reliability have been recognized year after year by the Illuminating Engineering Society Progress Report, the LEDs Magazine Sapphire Awards and Lighting for Tomorrow. 40000 Hours • CRI 90 • Dimmable • Specification Grade Green Creative 16256 - 18.5W PAR38 LED - 100W Equal - 15° - 3000K - Black | 3000 | 90 | 1000 | 54.0541 | 40000 | 18.5 | 1 | 32.95 | 32.95 | 38.7175 | 2020Q3 | https://www.topbulb.com/green-creative-16256-185par38g4dim-930sp15-b-185w-120v-3000k | Top Bulb | 2020 | Yes
LED Lighting | A-Type | Maxlite | True |  | A19/21 | E26 (Medium) | E26 (Medium) | Home / Light Bulbs / LED / LED A-Line / Maxlite - 1409242 - 9A19DLED40/G5 Energy Star Certified; Dry and Damp Location; Not for Use in Totally Enclosed Fixtures 9W A19 LED Lamp - Universal - 800 Lumens - Cool White (4000K) - 82 CRI - 25000 Hours - E26 (Medium) - 120 to 130V Maxlite - 1409242 - 9A19DLED40/G5 | 4000 | 82 | 800 | 88.8889 | 25000 | 9 | 1 | 3.36 | 3.36 | 3.9481 | 2020Q3 | https://shop.regencylighting.com/lamps/led/a-line/9a19dled40-g5-mxt.html | Regency Lighting | 2020 | Yes
LED Lighting | Reflector | Green Creative | False | Daylighting/Photocell, | LED | PAR38 | E26 (Medium) | Topbulb » LED Bulbs » LED PAR » LED PAR38 » 250W Equal » Green Creative - 19W PAR38 LED - 250W Equal - 25° Beam This Titanium LED Pro Series PAR38 19W HO 277V LED from Green Creative produces a strong 1725 lumens and 10,000cd center beam candlepower with an exceptional 91 lumens/watt efficacy. For lower energy and maintenance costs, this non-dimmable bulb can be used as a direct replacement for 250 watt halogen and 39 watt ceramic metal halide. Use in direct line voltage applications with either 120 volt or 277 volt circuits (not compatible with ballasts). Excellent replacement LED solution for retail and other commercial PAR38 installations. Not intended for enclosed fixtures. See the documents below for complete specifications, photometrics, compliances and installation instructions. LED Technology Notice Due to constantly evolving nature of LED technology, manufacturers will reserve the right to replace this product with next generation technology. We appreciate your understanding and acceptance of this policy. Utility/Government Incentives Documents Green Creative 97769 Specifications & Photometrics Green Creative 97769 Installation Instructions About Green Creative Green Creative, founded in 2010, is a solid state lighting development and manufacturing company based in Silicon Valley, CA. The company offers a comprehensive line of high-performance LED solutions that have been adopted by some of the largest companies in the world. Green Creative focuses on professional-grade LED lamps and fixtures that meet the high standards of commercial, institutional and industrial installations. Anchored by strongly integrated R&D capabilities and patented technology, Green Creative's innovation, performance and reliability have been recognized year after year by the Illuminating Engineering Society Progress Report, the LEDs Magazine Sapphire Awards and Lighting for Tomorrow. 40,000 Hours • Replaces 250W Halogen / 39W Ceramic Metal Halide Green Creative - 19W PAR38 LED - 250W Equal - 25° Beam | 2700 | 80 | 1725 | 90.7895 | 40000 | 19 | 1 | 34.98 | 34.98 | 41.1029 | 2020Q3 | https://www.topbulb.com/green-creative-19w-par38-led-250w-equal-25-flood-2700k-120v-277v | Top Bulb | 2020 | Yes
LED Lighting | Reflector | Green Creative | False | Daylighting/Photocell, | LED | PAR38 | E26 (Medium) | Topbulb » LED Bulbs » LED PAR » LED PAR38 » 250W Equal » Green Creative - 19W PAR38 LED - 250W Equal - 25° Beam This Titanium LED Pro Series PAR38 19W HO 277V LED from Green Creative produces a strong 1775 lumens and 10,200cd center beam candlepower with an exceptional 93 lumens/watt efficacy. For lower energy and maintenance costs, this non-dimmable bulb can be used as a direct replacement for 250 watt halogen and 39 watt ceramic metal halide. Use in direct line voltage applications with either 120 volt or 277 volt circuits (not compatible with ballasts). Excellent replacement LED solution for retail and other commercial PAR38 installations. Not intended for enclosed fixtures. See the documents below for complete specifications, photometrics, compliances and installation instructions. LED Technology Notice Due to constantly evolving nature of LED technology, manufacturers will reserve the right to replace this product with next generation technology. We appreciate your understanding and acceptance of this policy. Utility/Government Incentives Documents Green Creative 97772 Specifications & Compliances Green Creative 97772 Installation Instrucitons About Green Creative Green Creative, founded in 2010, is a solid state lighting development and manufacturing company based in Silicon Valley, CA. The company offers a comprehensive line of high-performance LED solutions that have been adopted by some of the largest companies in the world. Green Creative focuses on professional-grade LED lamps and fixtures that meet the high standards of commercial, institutional and industrial installations. Anchored by strongly integrated R&D capabilities and patented technology, Green Creative's innovation, performance and reliability have been recognized year after year by the Illuminating Engineering Society Progress Report, the LEDs Magazine Sapphire Awards and Lighting for Tomorrow. 40,000 Hours • Replaces 250W Halogen / 39W Ceramic Metal Halide Green Creative - 19W PAR38 LED - 250W Equal - 25° Beam | 3000 | 80 | 1775 | 93.4211 | 40000 | 19 | 1 | 39.98 | 39.98 | 46.978 | 2020Q3 | https://www.topbulb.com/green-creative-19w-par38-led-250w-equal-25-flood-3000k-120v-277v | Top Bulb | 2020 | Yes
LED Lighting | Reflector | Green Creative | False | Daylighting/Photocell, | LED | PAR38 | E26 (Medium) | Topbulb » LED Bulbs » LED PAR » LED PAR38 » 250W Equal » Green Creative - 19W PAR38 LED - 250W Equal - 25° Beam This Titanium LED Pro Series PAR38 19W HO 277V LED from Green Creative produces a strong 1850 lumens and 10,400cd center beam candlepower with an exceptional 97 lumens/watt efficacy. For lower energy and maintenance costs, this non-dimmable bulb can be used as a direct replacement for 250 watt halogen and 39 watt ceramic metal halide. Use in direct line voltage applications with either 120 volt or 277 volt circuits (not compatible with ballasts). Excellent replacement LED solution for retail and other commercial PAR38 installations. Not intended for enclosed fixtures. See the documents below for complete specifications, photometrics, compliances and installation instructions. LED Technology Notice Due to constantly evolving nature of LED technology, manufacturers will reserve the right to replace this product with next generation technology. We appreciate your understanding and acceptance of this policy. Utility/Government Incentives Documents Green Creative 97778 Specifications & Compliances Green Creative 97778 Installation Instrucitons About Green Creative Green Creative, founded in 2010, is a solid state lighting development and manufacturing company based in Silicon Valley, CA. The company offers a comprehensive line of high-performance LED solutions that have been adopted by some of the largest companies in the world. Green Creative focuses on professional-grade LED lamps and fixtures that meet the high standards of commercial, institutional and industrial installations. Anchored by strongly integrated R&D capabilities and patented technology, Green Creative's innovation, performance and reliability have been recognized year after year by the Illuminating Engineering Society Progress Report, the LEDs Magazine Sapphire Awards and Lighting for Tomorrow. 40,000 Hours • Replaces 250W Halogen / 39W Ceramic Metal Halide Green Creative - 19W PAR38 LED - 250W Equal - 25° Beam | 4000 | 80 | 1850 | 97.3684 | 40000 | 19 | 1 | 39.98 | 39.98 | 46.978 | 2020Q3 | https://www.topbulb.com/green-creative-19w-par38-led-250w-equal-25-flood-4000k-120v-277v | Top Bulb | 2020 | Yes
LED Lighting | Reflector | Green Creative | True | Daylighting/Photocell, | LED | R20 | E26 (Medium) | Topbulb » LED Bulbs » LED Reflector Flood » 45W / 50W Equal » Green Creative 40612 - 6.5W R20 LED - 45W Equal - Flood - 2700K This Green Creative 6.5W R20 LED flood is a direct replacement for a 45 watt incandescent R20. The cloud shape of this bulb is a Green Creative innovative design that provides more efficient light output than previous generation LED bulbs while using 35% less material. The lamp maintains the traditional R20 incandescent form factor making it suitable for all applications including totally enclosed fixtures. Smooth dimming with most existing dimmers. See the document below for complete specifications and photometric data. LED Technology Notice Due to constantly evolving nature of LED technology, manufacturers will reserve the right to replace this product with next generation technology. We appreciate your understanding and acceptance of this policy. Utility/Government Incentives Documents Green Creative 6.5R20G4DIM/827 Specification Sheet Green Creative 6.5R20G4DIM/827 Dimmer List About Green Creative Green Creative, founded in 2010, is a solid state lighting development and manufacturing company based in Silicon Valley, CA. The company offers a comprehensive line of high-performance LED solutions that have been adopted by some of the largest companies in the world. Green Creative focuses on professional-grade LED lamps and fixtures that meet the high standards of commercial, institutional and industrial installations. Anchored by strongly integrated R&D capabilities and patented technology, Green Creative's innovation, performance and reliability have been recognized year after year by the Illuminating Engineering Society Progress Report, the LEDs Magazine Sapphire Awards and Lighting for Tomorrow. 25,000 Hours • CRI 82 • Dimmable Green Creative 40612 - 6.5W R20 LED - 45W Equal - Flood - 2700K | 2700 | 82 | 500 | 76.9231 | 25000 | 6.5 | 1 | 7.98 | 7.98 | 9.3768 | 2020Q3 | https://www.topbulb.com/green-creative-40612-65r20g4dim-827-65w-120v-2700k | Top Bulb | 2020 | Yes
LED Lighting | Reflector | Green Creative | True | Daylighting/Photocell, | LED | BR40 | E26 (Medium) | Topbulb » LED Bulbs » LED Reflector Flood » 65W / 75W Equal » Green Creative 40627 - 9W BR40 LED - 65W Equal - Flood - 2700K This Green Creative 9W BR40 LED flood is a direct replacement for a 65 watt incandescent BR40. The cloud shape of this bulb is a Green Creative innovative design that provides more efficient light output than previous generation LED bulbs while using 35% less material. The lamp maintains the traditional BR40 incandescent form factor making it suitable for all applications including totally enclosed fixtures. Smooth dimming with most existing dimmers. See the document below for complete specifications and photometric data. LED Technology Notice Due to constantly evolving nature of LED technology, manufacturers will reserve the right to replace this product with next generation technology. We appreciate your understanding and acceptance of this policy. Utility/Government Incentives Documents Green Creative 9BR40G4DIM/827 Specifications Green Creative 9BR40G4DIM/827 Dimmer List About Green Creative Green Creative, founded in 2010, is a solid state lighting development and manufacturing company based in Silicon Valley, CA. The company offers a comprehensive line of high-performance LED solutions that have been adopted by some of the largest companies in the world. Green Creative focuses on professional-grade LED lamps and fixtures that meet the high standards of commercial, institutional and industrial installations. Anchored by strongly integrated R&D capabilities and patented technology, Green Creative's innovation, performance and reliability have been recognized year after year by the Illuminating Engineering Society Progress Report, the LEDs Magazine Sapphire Awards and Lighting for Tomorrow. WHILE SUPPLIES LAST • 25,000 Hours • CRI 82 • Dimmable Green Creative 40627 - 9W BR40 LED - 65W Equal - Flood - 2700K | 2700 | 80 | 700 | 77.7778 | 25000 | 9 | 1 | 10.98 | 10.98 | 12.9019 | 2020Q3 | https://www.topbulb.com/green-creative-40627-9br40g4dim-827-9w-120v-2700k | Top Bulb | 2020 | Yes
LED Lighting | Reflector | Green Creative | True |  | LED | BR30 | GU24 | Topbulb » LED Bulbs » LED Reflector Flood » 65W / 75W Equal » Green Creative 40646 ¦ 11W BR30 LED - 15W CFL Equal - GU24 Base - High CRI - 2700K This Green Creative 11BR30G4DIM/927/GU24 premium 11 watt LED replacement for 15 CFL bulbs features 120 volt operation and exceptional light distribution characteristics.See the document below for additional information and specifications. LED Technology Notice Due to constantly evolving nature of LED technology, manufacturers will reserve the right to replace this product with next generation technology. We appreciate your understanding and acceptance of this policy. Utility/Government Incentives Documents Green Creative 11BR30G4DIM/927/GU24 Specification Sheet About Green Creative Green Creative, founded in 2010, is a solid state lighting development and manufacturing company based in Silicon Valley, CA. The company offers a comprehensive line of high-performance LED solutions that have been adopted by some of the largest companies in the world. Green Creative focuses on professional-grade LED lamps and fixtures that meet the high standards of commercial, institutional and industrial installations. Anchored by strongly integrated R&D capabilities and patented technology, Green Creative's innovation, performance and reliability have been recognized year after year by the Illuminating Engineering Society Progress Report, the LEDs Magazine Sapphire Awards and Lighting for Tomorrow. High CRI • Cloud Design Green Creative 40646 ¦ 11W BR30 LED - 15W CFL Equal - GU24 Base - High CRI - 2700K | 2700 | 92 | 750 | 68.1818 | 25000 | 11 | 1 | 20.95 | 20.95 | 24.6171 | 2020Q3 | https://www.topbulb.com/green-creative-40646-11br30g4dim-927-gu24-11w-120v-2700k | Top Bulb | 2020 | Yes
LED Lighting | A-Type | Maxlite | True |  | A19/21 | GU24 (Bi-Pin / Twist & Lock) | GU24 (Bi-Pin / Twist & Lock) | Home / Light Bulbs / LED / LED A-Line / Maxlite - 102166 - 9A19GUDLED30/G4 Dry or Damp Location; Not for Use in Totally Enclosed Fixtures 9W A19 LED Lamp - Universal - 800 Lumens - Warm White (3000K) - 82 CRI - 25000 Hours - GU24 (Bi-Pin / Twist & Lock) - 120 to 130V Maxlite - 102166 - 9A19GUDLED30/G4 | 3000 | 82 | 800 | 88.8889 | 25000 | 9 | 50 | 176.5 | 3.53 | 4.1479 | 2020Q3 | https://shop.regencylighting.com/lamps/led/a-line/9a19gudled30-g4-mxt.html | Regency Lighting | 2020 | Yes
LED Lighting | Reflector | Green Creative | True | Daylighting/Photocell, | LED | BR30 | E26 (Medium) | Topbulb » LED Bulbs » LED Reflector Flood » 65W / 75W Equal » Green Creative 40772 - 8W BR30 LED - 65W Equal - Flood - 3000K This Green Creative 8W BR30 LED flood is a direct replacement for a 65 watt incandescent BR30. The cloud shape of this bulb is a Green Creative innovative design that provides more efficient light output than previous generation LED bulbs while using 35% less material. The lamp maintains the traditional BR30 incandescent form factor making it suitable for all applications including totally enclosed fixtures. See the document below for complete specifications and photometric data. LED Technology Notice Due to constantly evolving nature of LED technology, manufacturers will reserve the right to replace this product with next generation technology. We appreciate your understanding and acceptance of this policy. Utility/Government Incentives Documents Green Creative 8BR30G4DIM/830 Specifications Green Creative 8BR30G4DIM/830 Dimmer List About Green Creative Green Creative, founded in 2010, is a solid state lighting development and manufacturing company based in Silicon Valley, CA. The company offers a comprehensive line of high-performance LED solutions that have been adopted by some of the largest companies in the world. Green Creative focuses on professional-grade LED lamps and fixtures that meet the high standards of commercial, institutional and industrial installations. Anchored by strongly integrated R&D capabilities and patented technology, Green Creative's innovation, performance and reliability have been recognized year after year by the Illuminating Engineering Society Progress Report, the LEDs Magazine Sapphire Awards and Lighting for Tomorrow. 25,000 Hours • CRI 82 • Dimmable Green Creative 40772 - 8W BR30 LED - 65W Equal - Flood - 3000K | 3000 | 82 | 685 | 85.625 | 25000 | 8 | 1 | 8.98 | 8.98 | 10.5518 | 2020Q3 | https://www.topbulb.com/green-creative-40772-8br30g4dim-830-8w-120v-3000k | Top Bulb | 2020 | Yes
LED Lighting | Reflector | Green Creative | True | Daylighting/Photocell, | LED | BR30 | E26 (Medium) | Topbulb » LED Bulbs » LED Reflector Flood » 65W / 75W Equal » Green Creative 40773 - 8W BR30 LED - 65W Equal - Flood - 4000K This Green Creative 8W BR30 LED flood is a direct replacement for a 65 watt incandescent BR30. The cloud shape of this bulb is a Green Creative innovative design that provides more efficient light output than previous generation LED bulbs while using 35% less material. The lamp maintains the traditional BR30 incandescent form factor making it suitable for all applications including totally enclosed fixtures. See the document below for complete specifications and photometric data. LED Technology Notice Due to constantly evolving nature of LED technology, manufacturers will reserve the right to replace this product with next generation technology. We appreciate your understanding and acceptance of this policy. Utility/Government Incentives Documents Green Creative 8BR30G4DIM/840 Specifications Green Creative 8BR30G4DIM/840 Dimmer List About Green Creative Green Creative, founded in 2010, is a solid state lighting development and manufacturing company based in Silicon Valley, CA. The company offers a comprehensive line of high-performance LED solutions that have been adopted by some of the largest companies in the world. Green Creative focuses on professional-grade LED lamps and fixtures that meet the high standards of commercial, institutional and industrial installations. Anchored by strongly integrated R&D capabilities and patented technology, Green Creative's innovation, performance and reliability have been recognized year after year by the Illuminating Engineering Society Progress Report, the LEDs Magazine Sapphire Awards and Lighting for Tomorrow. 25,000 Hours • CRI 82 • Dimmable Green Creative 40773 - 8W BR30 LED - 65W Equal - Flood - 4000K | 4000 | 82 | 710 | 88.75 | 25000 | 8 | 1 | 8.98 | 8.98 | 10.5518 | 2020Q3 | https://www.topbulb.com/green-creative-40773-8br30g4dim-840-8w-120v-4000k | Top Bulb | 2020 | Yes
LED Lighting | Reflector | Green Creative | True | Daylighting/Photocell, | LED | MR16 | GU5.3 | Topbulb » LED Bulbs » LED MR16 » 12V MR16 » 75W Equal » Green Creative 40810 - 7.5W MR16 LED - 75W Equal - 15 This Green Creative 7.5 watt LED MR16 is a direct replacement for a 75 watt halogen MR16. Designed as a specification grade lamp, this lamp's color temperature falls within a 4-step Macadam ellipse to ensure minimal color deviation across all lamps. The lamp is dimmable (see dimmer compatibility below) and is suitable for use in totally enclosed fixtures. See the documents below for complete specifications and photometric information. LED Technology Notice Due to constantly evolving nature of LED technology, manufacturers will reserve the right to replace this product with next generation technology. We appreciate your understanding and acceptance of this policy. Utility/Government Incentives Documents Green Creative 7.5MR16G4DIM/840SP15 Specifications Green Creative 7.5MR16G4DIM/840SP15 Dimmer List About Green Creative Green Creative, founded in 2010, is a solid state lighting development and manufacturing company based in Silicon Valley, CA. The company offers a comprehensive line of high-performance LED solutions that have been adopted by some of the largest companies in the world. Green Creative focuses on professional-grade LED lamps and fixtures that meet the high standards of commercial, institutional and industrial installations. Anchored by strongly integrated R&D capabilities and patented technology, Green Creative's innovation, performance and reliability have been recognized year after year by the Illuminating Engineering Society Progress Report, the LEDs Magazine Sapphire Awards and Lighting for Tomorrow. 25000 Hours • 12 Volt • CRI 82 • Dimmable Green Creative 40810 - 7.5W MR16 LED - 75W Equal - 15 | 4000 | 92 | 485 | 64.6667 | 25000 | 7.5 | 1 | 9.98 | 9.98 | 11.7269 | 2020Q3 | https://www.topbulb.com/green-creative-40810-75mr16g4dim-840sp15-cri-82-75w-12v-4000k | Top Bulb | 2020 | Yes
LED Lighting | Reflector | Green Creative | True |  | LED | PAR20 | E26 (Medium) | Topbulb » LED Bulbs » LED PAR » LED PAR20 » 50W Equal » Green Creative 57791 - 5.5W PAR20 LED - 50W Equal - 40° - 3000K This Green Creative CORE Series 5.5 watt PAR20 replaces a 50 watt halogen PAR20 and provides equivalent illumination and color quality. This lamp has been designed and engineered for commercial applications that demand high performance. All new CORE Series lamps feature exceptional efficacy and a full-face optic that maximizes distribution and minimizes glare. Smooth dimming on most existing dimmers. Lightweight environmentally friendly construction. See document below for complete specifications. LED Technology Notice Due to constantly evolving nature of LED technology, manufacturers will reserve the right to replace this product with next generation technology. We appreciate your understanding and acceptance of this policy. Utility/Government Incentives Documents Green Creative 57791 Specification Sheet About Green Creative Green Creative, founded in 2010, is a solid state lighting development and manufacturing company based in Silicon Valley, CA. The company offers a comprehensive line of high-performance LED solutions that have been adopted by some of the largest companies in the world. Green Creative focuses on professional-grade LED lamps and fixtures that meet the high standards of commercial, institutional and industrial installations. Anchored by strongly integrated R&D capabilities and patented technology, Green Creative's innovation, performance and reliability have been recognized year after year by the Illuminating Engineering Society Progress Report, the LEDs Magazine Sapphire Awards and Lighting for Tomorrow. WHILE SUPPLIES LAST • • 25000 Hours • Flood Distribution • Specification Grade Green Creative 57791 - 5.5W PAR20 LED - 50W Equal - 40° - 3000K | 3000 | 80 | 500 | 90.9091 | 25000 | 5.5 | 1 | 5.95 | 5.95 | 6.9915 | 2020Q3 | https://www.topbulb.com/green-creative-57791-5-5w-par20-led-50w-equal-40-deg-3000k | Top Bulb | 2020 | Yes
LED Lighting | A-Type | Maxlite | False |  | A19/21 | E26 (Medium) | E26 (Medium) | Home / Light Bulbs / LED / LED A-Line / Maxlite - 102606 - E9A19NDV30 Non-Dimming Value Series; Enclosed Rated; Damp Location Rated 9W A19 LED Lamp - 800 Lumens - Warm White (3000K) - 80 CRI - 11000 hrs. - E26 (Medium) - 120 to 130V Maxlite - 102606 - E9A19NDV30 | 3000 | 80 | 800 | 88.8889 | 11000 | 9 | 1 | 2.21 | 2.21 | 2.5968 | 2020Q3 | https://shop.regencylighting.com/lamps/led/a-line/e9a19ndv30-mxt.html | Regency Lighting | 2020 | Yes
LED Lighting | A-Type | Maxlite | False | Daylighting/Photocell, | A19/21 | E26 (Medium) | E26 (Medium) | Home / Light Bulbs / LED / LED A-Line / Maxlite - 102607 - E9A19NDV50 Non-Dimming Value Series; Enclosed Rated; Damp Location Rated 9W A19 LED Lamp - 800 Lumens - Daylight (5000K) - 80 CRI - 11000 hrs. - E26 (Medium) - 120 to 130V Maxlite - 102607 - E9A19NDV50 | 5000 | 80 | 800 | 88.8889 | 11000 | 9 | 1 | 2.21 | 2.21 | 2.5968 | 2020Q3 | https://shop.regencylighting.com/lamps/led/a-line/e9a19ndv50-mxt.html | Regency Lighting | 2020 | Yes
LED Lighting | A-Type | TCP | False |  | A19/21 | E26 (Medium) | E26 (Medium) | Home / Light Bulbs / LED / LED A-Line / TCP - L60A19N15V27K UL Approved for Damp Locations; Suitable for Use in Totally Enclosed Fixtures 9W A19 LED Lamp - Universal - 800 Lumens - Warm White (2700K) - 80 CRI - 15000 hrs. - E26 (Medium) - 120 to 130V TCP - L60A19N15V27K | 2700 | 80 | 800 | 88.8889 | 15000 | 9 | 12 | 21.96 | 1.83 | 2.1503 | 2020Q3 | https://shop.regencylighting.com/lamps/led/a-line/l60a19n15v27k-tcp.html | Regency Lighting | 2020 | Yes
LED Lighting | Decorative | Green Creative | True |  | LED | B11 | E12 (Candelabra) | Topbulb » LED Bulbs » LED Chandelier » Green Creative 57884 - 5W B11 LED - 40W Equal - Warm White This 5B11DIM/8CCTD premium 5 watt LED replacement for 40 bulbs from Green Creative features 120 volt operation and exception light distribution characteristics.See the document below for additional information and specifications. LED Technology Notice Due to constantly evolving nature of LED technology, manufacturers will reserve the right to replace this product with next generation technology. We appreciate your understanding and acceptance of this policy. Utility/Government Incentives Documents Green Creative 5B11DIM/8CCTD Specification Sheet About Green Creative Green Creative, founded in 2010, is a solid state lighting development and manufacturing company based in Silicon Valley, CA. The company offers a comprehensive line of high-performance LED solutions that have been adopted by some of the largest companies in the world. Green Creative focuses on professional-grade LED lamps and fixtures that meet the high standards of commercial, institutional and industrial installations. Anchored by strongly integrated R&D capabilities and patented technology, Green Creative's innovation, performance and reliability have been recognized year after year by the Illuminating Engineering Society Progress Report, the LEDs Magazine Sapphire Awards and Lighting for Tomorrow. 25000 Hours • CRI 80 Green Creative 57884 - 5W B11 LED - 40W Equal - Warm White | 2700 | 80 | 300 | 60 | 25000 | 5 | 1 | 8.98 | 8.98 | 10.5518 | 2020Q3 | https://www.topbulb.com/green-creative-57884-5b11dim-8cctd-5w-120v-2700-2200k | Top Bulb | 2020 | Yes
LED Lighting | Reflector | Green Creative | True |  | LED | MR16 | GU5.3 | Topbulb » LED Bulbs » LED MR16 » 12V MR16 » 75W Equal » Green Creative 57975 - 8.5W MR16 LED - 75W Equal - 2700K - 15° Beam This Green Creative 57975 TITANIUM CRISP LED SERIES MR16, with a typical Color Rendering Index of 92, has been designed and engineered for commercial applications that demand accurate color representation. At just 8.5W, this ENERGY STAR certified, dimmable lamp emits 550 lumens with a CBCP of 5900 cd, making it one of the few true 75W halogen replacements available. Featuring typical R9 65 and R13 93 values, this high-performance lamp is ideal for illuminating merchandise, art, and food. Simply install and turn ON the color. LED Technology Notice Due to constantly evolving nature of LED technology, manufacturers will reserve the right to replace this product with next generation technology. We appreciate your understanding and acceptance of this policy. Utility/Government Incentives Documents Green Creative 57975 Spec Sheet About Green Creative Green Creative, founded in 2010, is a solid state lighting development and manufacturing company based in Silicon Valley, CA. The company offers a comprehensive line of high-performance LED solutions that have been adopted by some of the largest companies in the world. Green Creative focuses on professional-grade LED lamps and fixtures that meet the high standards of commercial, institutional and industrial installations. Anchored by strongly integrated R&D capabilities and patented technology, Green Creative's innovation, performance and reliability have been recognized year after year by the Illuminating Engineering Society Progress Report, the LEDs Magazine Sapphire Awards and Lighting for Tomorrow. Green Creative 57975 - 8.5W MR16 LED - 75W Equal - 2700K - 15° Beam | 2700 | 92 | 550 | 64.7059 | 25000 | 8.5 | 1 | 18.25 | 18.25 | 21.4445 | 2020Q3 | https://www.topbulb.com/green-creative-57975-8-5w-mr16-led-75w-equal-2700k-15-deg-beam | Top Bulb | 2020 | Yes
LED Lighting | Reflector | Green Creative | True |  | LED | MR16 | GU5.3 | Topbulb » LED Bulbs » LED MR16 » 12V MR16 » 75W Equal » Green Creative 57976 ¦ 8.5W MR16 LED - 75W Equal - 2700K - 25° Beam This Green Creative 57976 TITANIUM CRISP LED SERIES MR16, with a typical Color Rendering Index of 92, has been designed and engineered for commercial applications that demand accurate color representation. At just 8.5W, this ENERGY STAR certified, dimmable lamp emits 550 lumens with a CBCP of 2900 cd, making it one of the few true 75W halogen replacements available. Featuring typical R9 65 and R13 93 values, this high-performance lamp is ideal for illuminating merchandise, art, and food. Simply install and turn ON the color. LED Technology Notice Due to constantly evolving nature of LED technology, manufacturers will reserve the right to replace this product with next generation technology. We appreciate your understanding and acceptance of this policy. Utility/Government Incentives Documents Green Creative 57976 Spec Sheet About Green Creative Green Creative, founded in 2010, is a solid state lighting development and manufacturing company based in Silicon Valley, CA. The company offers a comprehensive line of high-performance LED solutions that have been adopted by some of the largest companies in the world. Green Creative focuses on professional-grade LED lamps and fixtures that meet the high standards of commercial, institutional and industrial installations. Anchored by strongly integrated R&D capabilities and patented technology, Green Creative's innovation, performance and reliability have been recognized year after year by the Illuminating Engineering Society Progress Report, the LEDs Magazine Sapphire Awards and Lighting for Tomorrow. Green Creative 57976 ¦ 8.5W MR16 LED - 75W Equal - 2700K - 25° Beam | 2700 | 92 | 550 | 64.7059 | 25000 | 8.5 | 1 | 18.25 | 18.25 | 21.4445 | 2020Q3 | https://www.topbulb.com/green-creative-57976-8-5w-mr16-led-75w-equal-2700k-25-deg-beam | Top Bulb | 2020 | Yes
LED Lighting | Reflector | Green Creative | True |  | LED | MR16 | GU5.3 | Topbulb » LED Bulbs » LED MR16 » 12V MR16 » 75W Equal » Green Creative 57977 ¦ 8.5W MR16 LED - 75W Equal - 2700K - 35° Beam This Green Creative 57977 TITANIUM CRISP LED SERIES MR16, with a typical Color Rendering Index of 92, has been designed and engineered for commercial applications that demand accurate color representation. At just 8.5W, this ENERGY STAR certified, dimmable lamp emits 550 lumens with a CBCP of 1650 cd, making it one of the few true 75W halogen replacements available. Featuring typical R9 65 and R13 93 values, this high-performance lamp is ideal for illuminating merchandise, art, and food. Simply install and turn ON the color. LED Technology Notice Due to constantly evolving nature of LED technology, manufacturers will reserve the right to replace this product with next generation technology. We appreciate your understanding and acceptance of this policy. Utility/Government Incentives Documents Green Creative 57977 Spec Sheet About Green Creative Green Creative, founded in 2010, is a solid state lighting development and manufacturing company based in Silicon Valley, CA. The company offers a comprehensive line of high-performance LED solutions that have been adopted by some of the largest companies in the world. Green Creative focuses on professional-grade LED lamps and fixtures that meet the high standards of commercial, institutional and industrial installations. Anchored by strongly integrated R&D capabilities and patented technology, Green Creative's innovation, performance and reliability have been recognized year after year by the Illuminating Engineering Society Progress Report, the LEDs Magazine Sapphire Awards and Lighting for Tomorrow. Green Creative 57977 ¦ 8.5W MR16 LED - 75W Equal - 2700K - 35° Beam | 2700 | 92 | 550 | 64.7059 | 25000 | 8.5 | 1 | 18.25 | 18.25 | 21.4445 | 2020Q3 | https://www.topbulb.com/green-creative-57977-8-5w-mr16-led-75w-equal-2700k-35-deg-beam | Top Bulb | 2020 | Yes
LED Lighting | Reflector | Green Creative | True |  | LED | MR16 | GU5.3 | Topbulb » LED Bulbs » LED MR16 » 12V MR16 » 75W Equal » Green Creative 57978 ¦ 8.5W MR16 LED - 75W Equal - 3000K - 15° Spot This Green Creative 57978 TITANIUM CRISP LED series MR16, with a typical color rendering Index of 92, has been designed and engineered for commercial applications that demand accurate color representation. At just 8.5W, this Energy Star certified, dimmable lamp produces a luminous intensity of 5950 CBCP, making it one of the few true 75W halogen replacements available. Featuring typical R9 65 and R13 93 values, this high-performance lamp is ideal for illuminating merchandise, art, and food. See the document below for complete specifications. LED Technology Notice Due to constantly evolving nature of LED technology, manufacturers will reserve the right to replace this product with next generation technology. We appreciate your understanding and acceptance of this policy. Utility/Government Incentives Documents Green Creative 57978 Spec Sheet About Green Creative Green Creative, founded in 2010, is a solid state lighting development and manufacturing company based in Silicon Valley, CA. The company offers a comprehensive line of high-performance LED solutions that have been adopted by some of the largest companies in the world. Green Creative focuses on professional-grade LED lamps and fixtures that meet the high standards of commercial, institutional and industrial installations. Anchored by strongly integrated R&D capabilities and patented technology, Green Creative's innovation, performance and reliability have been recognized year after year by the Illuminating Engineering Society Progress Report, the LEDs Magazine Sapphire Awards and Lighting for Tomorrow. 25,000 Hours • 5900+ CBCP • CRI 92 Green Creative 57978 ¦ 8.5W MR16 LED - 75W Equal - 3000K - 15° Spot | 3000 | 92 | 580 | 68.2353 | 25000 | 8.5 | 1 | 18.25 | 18.25 | 21.4445 | 2020Q3 | https://www.topbulb.com/green-creative-57978-8-5w-mr16-led-75w-equal-3000k-15-deg-beam | Top Bulb | 2020 | Yes
LED Lighting | Reflector | Green Creative | True |  | LED | MR16 | GU5.3 | Topbulb » LED Bulbs » LED MR16 » 12V MR16 » 75W Equal » Green Creative 57979 ¦ 8.5W MR16 LED - 75W Equal - 3000K - 25° Beam This Green Creative 57979 TITANIUM CRISP LED SERIES MR16, with a typical Color Rendering Index of 92, has been designed and engineered for commercial applications that demand accurate color representation. At just 8.5W, this ENERGY STAR certified, dimmable lamp emits 580 lumens with a CBCP of 2950 cd, making it one of the few true 75W halogen replacements available. Featuring typical R9 65 and R13 93 values, this high-performance lamp is ideal for illuminating merchandise, art, and food. Simply install and turn ON the color. LED Technology Notice Due to constantly evolving nature of LED technology, manufacturers will reserve the right to replace this product with next generation technology. We appreciate your understanding and acceptance of this policy. Utility/Government Incentives Documents Green Creative 57979 Spec Sheet About Green Creative Green Creative, founded in 2010, is a solid state lighting development and manufacturing company based in Silicon Valley, CA. The company offers a comprehensive line of high-performance LED solutions that have been adopted by some of the largest companies in the world. Green Creative focuses on professional-grade LED lamps and fixtures that meet the high standards of commercial, institutional and industrial installations. Anchored by strongly integrated R&D capabilities and patented technology, Green Creative's innovation, performance and reliability have been recognized year after year by the Illuminating Engineering Society Progress Report, the LEDs Magazine Sapphire Awards and Lighting for Tomorrow. Green Creative 57979 ¦ 8.5W MR16 LED - 75W Equal - 3000K - 25° Beam | 3000 | 92 | 580 | 68.2353 | 25000 | 8.5 | 1 | 18.25 | 18.25 | 21.4445 | 2020Q3 | https://www.topbulb.com/green-creative-57979-8-5w-mr16-led-75w-equal-3000k-25-deg-beam | Top Bulb | 2020 | Yes
LED Lighting | Reflector | Green Creative | True |  | LED | MR16 | GU5.3 | Topbulb » LED Bulbs » LED MR16 » 12V MR16 » 75W Equal » Green Creative 57980 ¦ 8.5W MR16 LED - 75W Equal - 3000K - 35° Beam This Green Creative 57980 TITANIUM CRISP LED SERIES MR16, with a typical Color Rendering Index of 92, has been designed and engineered for commercial applications that demand accurate color representation. At just 8.5W, this ENERGY STAR certified, dimmable lamp emits 580 lumens with a CBCP of 1700 cd, making it one of the few true 75W halogen replacements available. Featuring typical R9 65 and R13 93 values, this high-performance lamp is ideal for illuminating merchandise, art, and food. Simply install and turn ON the color. LED Technology Notice Due to constantly evolving nature of LED technology, manufacturers will reserve the right to replace this product with next generation technology. We appreciate your understanding and acceptance of this policy. Utility/Government Incentives Documents Green Creative 57980 Spec Sheet About Green Creative Green Creative, founded in 2010, is a solid state lighting development and manufacturing company based in Silicon Valley, CA. The company offers a comprehensive line of high-performance LED solutions that have been adopted by some of the largest companies in the world. Green Creative focuses on professional-grade LED lamps and fixtures that meet the high standards of commercial, institutional and industrial installations. Anchored by strongly integrated R&D capabilities and patented technology, Green Creative's innovation, performance and reliability have been recognized year after year by the Illuminating Engineering Society Progress Report, the LEDs Magazine Sapphire Awards and Lighting for Tomorrow. Green Creative 57980 ¦ 8.5W MR16 LED - 75W Equal - 3000K - 35° Beam | 3000 | 92 | 580 | 68.2353 | 25000 | 8.5 | 1 | 16.98 | 16.98 | 19.9522 | 2020Q3 | https://www.topbulb.com/green-creative-57980-8-5w-mr16-led-75w-equal-3000k-35-deg-beam | Top Bulb | 2020 | Yes
LED Lighting | Reflector | Green Creative | True | Daylighting/Photocell, | LED | MR16 | GU5.3 | Topbulb » LED Bulbs » LED MR16 » 12V MR16 » 75W Equal » Green Creative 40808 - 7.7W MR16 LED - 75W Equal - 25 This Green Creative 7.7 watt LED MR16 is a direct replacement for a 75 watt halogen MR16. Designed as a specification grade lamp, this LED offers high color rendering for color critical applications. The lamp features rich reds, vibrant whites and natural skin tones with a CRI 92, R9 70, R13 96 - providing crisp colors across the entire spectrum. In addition, this lamp's color temperature falls within a 4-step Macadam ellipse to ensure minimal color deviation across all lamps. The lamp is suitable for use in totally enclosed fixtures. See the documents below for complete specifications and photometric information. LED Technology Notice Due to constantly evolving nature of LED technology, manufacturers will reserve the right to replace this product with next generation technology. We appreciate your understanding and acceptance of this policy. Utility/Government Incentives Documents Green Creative 7.5MR16G4DIM/930NFL25 Specifications Green Creative 7.5MR16G4DIM/930NFL25 Dimmer List About Green Creative Green Creative, founded in 2010, is a solid state lighting development and manufacturing company based in Silicon Valley, CA. The company offers a comprehensive line of high-performance LED solutions that have been adopted by some of the largest companies in the world. Green Creative focuses on professional-grade LED lamps and fixtures that meet the high standards of commercial, institutional and industrial installations. Anchored by strongly integrated R&D capabilities and patented technology, Green Creative's innovation, performance and reliability have been recognized year after year by the Illuminating Engineering Society Progress Report, the LEDs Magazine Sapphire Awards and Lighting for Tomorrow. WHILE SUPPLIES LAST • 25000 Hours • 12 Volt • CRI 92 • Dimmable • Green Creative 40808 - 7.7W MR16 LED - 75W Equal - 25 | 3000 | 92 | 505 | 65.5844 | 25000 | 7.7 | 1 | 19.5 | 19.5 | 22.9133 | 2020Q3 | https://www.topbulb.com/green-creative-7-7w-mr16-led-75w-equal-narrow-flood-high-cri-3000k | Top Bulb | 2020 | Yes
LED Lighting | Reflector | Green Creative | True | Daylighting/Photocell, | LED | PAR30LN | E26 (Medium) | Topbulb » LED Bulbs » LED PAR » LED PAR30 » 75W Equal / Long Neck » Green Creative - 8.5W PAR30 LED - 75W Equal - 40° This CORE Series 12.5 watt PAR30 LED from Green Creative features a full-face optic to maximize distribution and minimize glare. The bulb also features smooth dimming on existing dimmers. Use this bulb to directly replace a 75 watt halogen PAR30. Specifications to match or exceed existing halogen PAR30 lamps and a lightweight environmentaly friendly construction make this lamp an attractive choice for all commercial, institutional and residential 120 volt directional lighting applications. Wet location rated for outdoor use. Not intended for use in totally enclosed fixtures. See the document below for complete specifications and photometrics. LED Technology Notice Due to constantly evolving nature of LED technology, manufacturers will reserve the right to replace this product with next generation technology. We appreciate your understanding and acceptance of this policy. Utility/Government Incentives Documents Green Creative 57795 Specifications & Photometrics About Green Creative Green Creative, founded in 2010, is a solid state lighting development and manufacturing company based in Silicon Valley, CA. The company offers a comprehensive line of high-performance LED solutions that have been adopted by some of the largest companies in the world. Green Creative focuses on professional-grade LED lamps and fixtures that meet the high standards of commercial, institutional and industrial installations. Anchored by strongly integrated R&D capabilities and patented technology, Green Creative's innovation, performance and reliability have been recognized year after year by the Illuminating Engineering Society Progress Report, the LEDs Magazine Sapphire Awards and Lighting for Tomorrow. 25,000 Hours • Dimmable Green Creative - 8.5W PAR30 LED - 75W Equal - 40° | 2700 | 80 | 650 | 76.4706 | 25000 | 8.5 | 1 | 9.98 | 9.98 | 11.7269 | 2020Q3 | https://www.topbulb.com/green-creative-8-5w-par30-led-75w-equal-flood-2700k | Top Bulb | 2020 | Yes
LED Lighting | Reflector | Green Creative | True | Daylighting/Photocell, | LED | PAR30LN | E26 (Medium) | Topbulb » LED Bulbs » LED PAR » LED PAR30 » 75W Equal / Long Neck » Green Creative - 8.5W PAR30 LED - 75W Equal - 40° This CORE Series 12.5 watt PAR30 LED from Green Creative features a full-face optic to maximize distribution and minimize glare. The bulb also features smooth dimming on existing dimmers. Use this bulb to directly replace a 75 watt halogen PAR30. Specifications to match or exceed existing halogen PAR30 lamps and a lightweight environmentaly friendly construction make this lamp an attractive choice for all commercial, institutional and residential 120 volt directional lighting applications. Wet location rated for outdoor use. Not intended for use in totally enclosed fixtures. See the document below for complete specifications and photometrics. LED Technology Notice Due to constantly evolving nature of LED technology, manufacturers will reserve the right to replace this product with next generation technology. We appreciate your understanding and acceptance of this policy. Utility/Government Incentives Documents Green Creative 57797 Specifications & Photometrics About Green Creative Green Creative, founded in 2010, is a solid state lighting development and manufacturing company based in Silicon Valley, CA. The company offers a comprehensive line of high-performance LED solutions that have been adopted by some of the largest companies in the world. Green Creative focuses on professional-grade LED lamps and fixtures that meet the high standards of commercial, institutional and industrial installations. Anchored by strongly integrated R&D capabilities and patented technology, Green Creative's innovation, performance and reliability have been recognized year after year by the Illuminating Engineering Society Progress Report, the LEDs Magazine Sapphire Awards and Lighting for Tomorrow. 25,000 Hours • Dimmable Green Creative - 8.5W PAR30 LED - 75W Equal - 40° | 3000 | 80 | 700 | 82.3529 | 25000 | 8.5 | 1 | 9.98 | 9.98 | 11.7269 | 2020Q3 | https://www.topbulb.com/green-creative-8-5w-par30-led-75w-equal-flood-3000k | Top Bulb | 2020 | Yes
LED Lighting | Decorative | Green Creative | True |  | LED | G25 | E26 (Medium) | Topbulb » LED Bulbs » LED Globe » Green Creative 97729 - 6W G25 LED - 40W Equal - Warm White This dimmable G25 LED bulb has been designed and engineered for demanding commercial applications and is Energy Star certified. With only 6W it offers the same output as a 40W incandescent bulb and lasts 25 times longer. This 275° beam omnidirectional lamp is a long life, energy efficient alternative for decorative applications. See the document below for complete specifications. LED Technology Notice Due to constantly evolving nature of LED technology, manufacturers will reserve the right to replace this product with next generation technology. We appreciate your understanding and acceptance of this policy. Utility/Government Incentives Documents Green Creative 6G25DIM/827 Specification Sheet About Green Creative Green Creative, founded in 2010, is a solid state lighting development and manufacturing company based in Silicon Valley, CA. The company offers a comprehensive line of high-performance LED solutions that have been adopted by some of the largest companies in the world. Green Creative focuses on professional-grade LED lamps and fixtures that meet the high standards of commercial, institutional and industrial installations. Anchored by strongly integrated R&D capabilities and patented technology, Green Creative's innovation, performance and reliability have been recognized year after year by the Illuminating Engineering Society Progress Report, the LEDs Magazine Sapphire Awards and Lighting for Tomorrow. 25000 Hours • 2700K • CRI 80 Green Creative 97729 - 6W G25 LED - 40W Equal - Warm White | 2700 | 80 | 450 | 75 | 25000 | 6 | 1 | 9.98 | 9.98 | 11.7269 | 2020Q3 | https://www.topbulb.com/green-creative-97729-6g25dim-827-6w-120v-2700k | Top Bulb | 2020 | Yes
LED Lighting | A-Type | TCP | False |  | A19/21 | E26 (Medium) | E26 (Medium) | Home / Light Bulbs / LED / LED A-Line / TCP - L9A19N1041K4 Suitable for Damp Locations; Suitable for Fully Enclosed Fixtures; Energy Star Qualified 9W A19 LED Lamp - Universal - 800 Lumens - Cool White (4100K) - 82 CRI - 10000 hrs. - E26 (Medium) - 120 to 130V TCP - L9A19N1041K4 | 4100 | 82 | 800 | 88.8889 | 10000 | 9 | 1 | 6.66 | 6.66 | 7.8258 | 2020Q3 | https://shop.regencylighting.com/lamps/led/a-line/l9a19n1041k4-tcp.html | Regency Lighting | 2020 | Yes
LED Lighting | A-Type | TCP | False |  | A19/21 | E26 (Medium) | E26 (Medium) | Home / Light Bulbs / LED / LED A-Line / TCP - L9A19N1527K Energy Star; Durable Plastic Housing; Enclosed Fixture Rated; Damp Location Rated 9W A19 LED Lamp - Universal - 800 Lumens - Warm White (2700K) - 80 CRI - 15000 Hours - E26 (Medium) - 120 to 130V - White TCP - L9A19N1527K | 2700 | 80 | 800 | 88.8889 | 15000 | 9 | 48 | 57.6 | 1.2 | 1.41 | 2020Q3 | https://shop.regencylighting.com/lamps/led/a-line/l9a19n1527k-tcp.html | Regency Lighting | 2020 | Yes
LED Lighting | Decorative | Green Creative | True |  | LED |  | 2G11 | Topbulb » LED Bulbs » LED CFL Tube Pin Base » Ballast Compatible » Green Creative 97745 ¦ 17W LED - 40W CFL Equal - 2G11 - 3000K - Ballast Compatible This Green Creative LED replacement for a 40W 4-pin, 2G11 base CFL is compatible with most instant and programmed start electronic ballasts. It provides a plug-n-play solution for simple replacement of existing fluorescent lamps. Features include: Efficacy: 124 lm/W Suitable for use in totally enclosed fixtures Wide beam: 280° light emitting area 0-10V dimming See the document below for additional information and specifications. LED Technology Notice Due to constantly evolving nature of LED technology, manufacturers will reserve the right to replace this product with next generation technology. We appreciate your understanding and acceptance of this policy. Documents Green Creative 17PLL/830/DIR Specification Sheet About Green Creative Green Creative, founded in 2010, is a solid state lighting development and manufacturing company based in Silicon Valley, CA. The company offers a comprehensive line of high-performance LED solutions that have been adopted by some of the largest companies in the world. Green Creative focuses on professional-grade LED lamps and fixtures that meet the high standards of commercial, institutional and industrial installations. Anchored by strongly integrated R&D capabilities and patented technology, Green Creative's innovation, performance and reliability have been recognized year after year by the Illuminating Engineering Society Progress Report, the LEDs Magazine Sapphire Awards and Lighting for Tomorrow. 50,000 Hour • Internal Driver Green Creative 97745 ¦ 17W LED - 40W CFL Equal - 2G11 - 3000K - Ballast Compatible | 3000 | 80 | 2000 | 117.6471 | 50000 | 17 | 1 | 21.98 | 21.98 | 25.8273 | 2020Q3 | https://www.topbulb.com/green-creative-97745-17pll-830-dir-17w-v-3000k | Top Bulb | 2020 | No
LED Lighting | Decorative | Green Creative | True |  | LED |  | 2G11 | Topbulb » LED Bulbs » LED CFL Tube Pin Base » Ballast Compatible » Green Creative 97746 ¦ 17W LED - 40W CFL Equal - 2G11 - 3500K - Ballast Compatible This Green Creative LED replacement for a 40W 4-pin, 2G11 base CFL is compatible with most instant and programmed start electronic ballasts. It provides a plug-n-play solution for simple replacement of existing fluorescent lamps. Features include: Efficacy: 124 lm/W Suitable for use in totally enclosed fixtures Wide beam: 280° light emitting area 0-10V dimming See the document below for additional information and specifications. LED Technology Notice Due to constantly evolving nature of LED technology, manufacturers will reserve the right to replace this product with next generation technology. We appreciate your understanding and acceptance of this policy. Documents Green Creative 17PLL/835/DIR Specification Sheet About Green Creative Green Creative, founded in 2010, is a solid state lighting development and manufacturing company based in Silicon Valley, CA. The company offers a comprehensive line of high-performance LED solutions that have been adopted by some of the largest companies in the world. Green Creative focuses on professional-grade LED lamps and fixtures that meet the high standards of commercial, institutional and industrial installations. Anchored by strongly integrated R&D capabilities and patented technology, Green Creative's innovation, performance and reliability have been recognized year after year by the Illuminating Engineering Society Progress Report, the LEDs Magazine Sapphire Awards and Lighting for Tomorrow. 50,000 Hour • Internal Driver Green Creative 97746 ¦ 17W LED - 40W CFL Equal - 2G11 - 3500K - Ballast Compatible | 3500 | 80 | 2050 | 120.5882 | 50000 | 17 | 1 | 21.98 | 21.98 | 25.8273 | 2020Q3 | https://www.topbulb.com/green-creative-97746-17pll-835-dir-17w-v-3500k | Top Bulb | 2020 | No
LED Lighting | Decorative | Green Creative | True |  | LED |  | 2G11 | Topbulb » LED Bulbs » LED CFL Tube Pin Base » Ballast Compatible » Green Creative 97747 ¦ 17W LED - 40W CFL Equal - 2G11 - 4000K - Ballast Compatible This Green Creative LED replacement for a 40W 4-pin, 2G11 base CFL is compatible with most instant and programmed start electronic ballasts. It provides a plug-n-play solution for simple replacement of existing fluorescent lamps. Features include: Efficacy: 124 lm/W Suitable for use in totally enclosed fixtures Wide beam: 280° light emitting area 0-10V dimming See the document below for additional information and specifications. LED Technology Notice Due to constantly evolving nature of LED technology, manufacturers will reserve the right to replace this product with next generation technology. We appreciate your understanding and acceptance of this policy. Documents Green Creative 17PLL/840/DIR Specification Sheet About Green Creative Green Creative, founded in 2010, is a solid state lighting development and manufacturing company based in Silicon Valley, CA. The company offers a comprehensive line of high-performance LED solutions that have been adopted by some of the largest companies in the world. Green Creative focuses on professional-grade LED lamps and fixtures that meet the high standards of commercial, institutional and industrial installations. Anchored by strongly integrated R&D capabilities and patented technology, Green Creative's innovation, performance and reliability have been recognized year after year by the Illuminating Engineering Society Progress Report, the LEDs Magazine Sapphire Awards and Lighting for Tomorrow. 50,000 Hour • Internal Driver Green Creative 97747 ¦ 17W LED - 40W CFL Equal - 2G11 - 4000K - Ballast Compatible | 4000 | 80 | 2100 | 123.5294 | 50000 | 17 | 1 | 21.98 | 21.98 | 25.8273 | 2020Q3 | https://www.topbulb.com/green-creative-97747-17pll-840-dir-17w-v-4000k | Top Bulb | 2020 | No
LED Lighting | Decorative | Green Creative |  |  | LED |  | 2G11 | Topbulb » LED Bulbs » LED CFL Tube Pin Base » Ballast Compatible » Green Creative 97750 ¦ 14.5W LED - 36W CFL Equal - 2G11 - 3500K - Ballast Compatible This Green Creative 14.5PLL/835/DIR premium 14.5 watt LED replacement for 36W 2G11 base CFL bulbs operates directly from the existing CFL electronic ballast. Simply remove the CFL bulb and replace with this LED. See the document below for additional information and specifications. LED Technology Notice Due to constantly evolving nature of LED technology, manufacturers will reserve the right to replace this product with next generation technology. We appreciate your understanding and acceptance of this policy. Documents Green Creative 14.5PLL/835/DIR Specification Sheet About Green Creative Green Creative, founded in 2010, is a solid state lighting development and manufacturing company based in Silicon Valley, CA. The company offers a comprehensive line of high-performance LED solutions that have been adopted by some of the largest companies in the world. Green Creative focuses on professional-grade LED lamps and fixtures that meet the high standards of commercial, institutional and industrial installations. Anchored by strongly integrated R&D capabilities and patented technology, Green Creative's innovation, performance and reliability have been recognized year after year by the Illuminating Engineering Society Progress Report, the LEDs Magazine Sapphire Awards and Lighting for Tomorrow. 50,000 Hour • Internal Driver Green Creative 97750 ¦ 14.5W LED - 36W CFL Equal - 2G11 - 3500K - Ballast Compatible | 3500 | 80 | 1550 | 106.8966 | 50000 | 14.5 | 1 | 22.48 | 22.48 | 26.4149 | 2020Q3 | https://www.topbulb.com/green-creative-97750-145pll-835-dir-145w-v-3500k | Top Bulb | 2020 | No
LED Lighting | Decorative | Green Creative | True |  | LED | B11 | E12 (Candelabra) | Topbulb » LED Bulbs » LED Chandelier » Green Creative 97817 - 4.5W B11 LED - 40W Equal - Warm White This 4.5B11DIM/827 premium 4.5 watt LED replacement for 40 bulbs from Green Creative features 120 volt operation and exception light distribution characteristics.See the document below for additional information and specifications. LED Technology Notice Due to constantly evolving nature of LED technology, manufacturers will reserve the right to replace this product with next generation technology. We appreciate your understanding and acceptance of this policy. Utility/Government Incentives Documents Green Creative 4.5B11DIM/827 Specification Sheet About Green Creative Green Creative, founded in 2010, is a solid state lighting development and manufacturing company based in Silicon Valley, CA. The company offers a comprehensive line of high-performance LED solutions that have been adopted by some of the largest companies in the world. Green Creative focuses on professional-grade LED lamps and fixtures that meet the high standards of commercial, institutional and industrial installations. Anchored by strongly integrated R&D capabilities and patented technology, Green Creative's innovation, performance and reliability have been recognized year after year by the Illuminating Engineering Society Progress Report, the LEDs Magazine Sapphire Awards and Lighting for Tomorrow. 25000 Hours • CRI 80 Green Creative 97817 - 4.5W B11 LED - 40W Equal - Warm White | 2700 | 80 | 300 | 66.6667 | 25000 | 4.5 | 1 | 8.98 | 8.98 | 10.5518 | 2020Q3 | https://www.topbulb.com/green-creative-97817-45b11dim-827-45w-120v-2700k | Top Bulb | 2020 | Yes
LED Lighting | Downlight | LaMar Lighting |  |  | LED |  |  | Topbulb » Brands » LaMar Lighting » Architectural LED Series » LaMar DRL48H-40 ¦ 93W LED Suspended - Direct / Indirect - 4 Ft - 9020 Lumens - 4000K The LaMar DRL48H-40 is part of the Durado LED Series of suspended direct and indirect distribution fixtures for commercial applications. This attractive and versatile luminaire offers a clean uplight with diffused downlight for a balanced appearance and maximum illumination. Ships standard with flat ends. Cable mount as individual units or continuous rows. 50 inch adjustable aircraft cable included. Call for optional Emergency Battery Backup. See the document below for complete specifications. LED Technology Notice Due to constantly evolving nature of LED technology, manufacturers will reserve the right to replace this product with next generation technology. We appreciate your understanding and acceptance of this policy. Documents Lamar DRL48H-40 Spec Sheet Steel Housing • Perforated Diffuser • 50" Adjustable Aircraft Cable LaMar DRL48H-40 ¦ 93W LED Suspended - Direct / Indirect - 4 Ft - 9020 Lumens - 4000K | 4000 |  | 9020 | 96.9892 | 100000 | 93 | 1 | 441.95 | 441.95 | 519.3083 | 2020Q3 | https://www.topbulb.com/lamar-drl48h-40-4000k-4-high-power-durado-led-series | Top Bulb | 2020 | No
LED Lighting | Downlight | LaMar Lighting |  |  | LED |  |  | Topbulb » Brands » LaMar Lighting » Architectural LED Series » LaMar DRL48L-40 ¦ 42W LED Suspended - Direct / Indirect - 4 Ft - 4270 Lumens - 4000K The LaMar DRL48L-40 is part of the Durado LED Series of suspended direct and indirect distribution fixtures for commercial applications. This attractive and versatile luminaire offers a clean uplight with diffused downlight for a balanced appearance and maximum illumination. Ships standard with flat ends. Cable mount as individual units or continuous rows. 50 inch adjustable aircraft cable included. Call for optional Emergency Battery Backup. See the document below for complete specifications. LED Technology Notice Due to constantly evolving nature of LED technology, manufacturers will reserve the right to replace this product with next generation technology. We appreciate your understanding and acceptance of this policy. Documents Lamar DRL48L-40 Spec Sheet Steel Housing • Perforated Diffuser • 50" Adjustable Aircraft Cable LaMar DRL48L-40 ¦ 42W LED Suspended - Direct / Indirect - 4 Ft - 4270 Lumens - 4000K | 4000 |  | 4270 | 101.6667 | 100000 | 42 | 1 | 406.95 | 406.95 | 478.182 | 2020Q3 | https://www.topbulb.com/lamar-drl48l-40-4000k-4-low-power-durado-led-series | Top Bulb | 2020 | No
LED Lighting | Downlight | LaMar Lighting |  |  | LED |  |  | Topbulb » Brands » LaMar Lighting » Architectural LED Series » LaMar DRL48M-40 ¦ 61W LED Suspended - Direct / Indirect - 4 Ft - 5760 Lumens - 4000K The LaMar DRL48M-40 is part of the Durado LED Series of suspended direct and indirect distribution fixtures for commercial applications. This attractive and versatile luminaire offers a clean uplight with diffused downlight for a balanced appearance and maximum illumination. Ships standard with flat ends. Cable mount as individual units or continuous rows. 50 inch adjustable aircraft cable included. Call for optional Emergency Battery Backup. See the document below for complete specifications. LED Technology Notice Due to constantly evolving nature of LED technology, manufacturers will reserve the right to replace this product with next generation technology. We appreciate your understanding and acceptance of this policy. Documents Lamar DRL48M-40 Spec Sheet Steel Housing • Perforated Diffuser • 50" Adjustable Aircraft Cable LaMar DRL48M-40 ¦ 61W LED Suspended - Direct / Indirect - 4 Ft - 5760 Lumens - 4000K | 4000 |  | 5760 | 94.4262 | 100000 | 61 | 1 | 414.95 | 414.95 | 487.5823 | 2020Q3 | https://www.topbulb.com/lamar-drl48m-40-4000k-4-medium-power-durado-led-series | Top Bulb | 2020 | No
LED Lighting | Downlight | LaMar Lighting | True |  | LED |  |  | Topbulb » Brands » LaMar Lighting » Architectural LED Series » LaMar PRL48MPPS-40 ¦ 62W LED Suspended - Direct / Indirect - 4 Ft - 6300 Lumens - 4000K The LaMar PRL48MPPS-40 is part of the Pulsar LED Series of indirect / direct distribution fixtures for commercial applications. This stylish, clean-lined LED luminaire is ideal for schools, offices and other spaces utilizing video display terminals or locations requiring a visually comfortable environment. The fixture offers maximum uplight with subtle downlighting through a perforated metal diffuser and center cross baffle. Cable or pendant mounted individually. For 0-10V Dimming, 5-wire supply required. Call for other options. See the document below for complete specifications. LED Technology Notice Due to constantly evolving nature of LED technology, manufacturers will reserve the right to replace this product with next generation technology. We appreciate your understanding and acceptance of this policy. Documents Lamar PRL48MPPS-40 Spec Sheet Premium Steel Housing • 49.25"L x 11.75"W LaMar PRL48MPPS-40 ¦ 62W LED Suspended - Direct / Indirect - 4 Ft - 6300 Lumens - 4000K | 4000 |  | 6300 | 101.6129 | 100000 | 62 | 1 | 478.95 | 478.95 | 562.7848 | 2020Q3 | https://www.topbulb.com/lamar-prl48mpps-40-4000k-4-medium-power-pulsar-led-series | Top Bulb | 2020 | No
LED Lighting | Downlight | LaMar Lighting |  |  | LED |  |  | Topbulb » Brands » LaMar Lighting » Architectural LED Series » LaMar QRL48HPF-40 ¦ 94W LED Suspended - Direct / Indirect - 4 Ft - 9845 Lumens - 4000K This LaMar QRL48HPF-40 is part of the Quasar LED Series of suspended direct / indirect distribution fixtures. Stylish, clean-lined LED luminaires, perfect for schools, offices and other spaces utilizing video display terminals or locations requiring a visually comfortable environment. Offers maximum uplight with subtle downlighting through perforated metal diffuser. Cable or pendant mounted individually or in continuous rows See the document below for complete specifications. LED Technology Notice Due to constantly evolving nature of LED technology, manufacturers will reserve the right to replace this product with next generation technology. We appreciate your understanding and acceptance of this policy. Documents Lamar QRL48HPF-40 Spec Sheet Steel Housing • Perforated Diffuser • 49.25"L x 11.75"W x 3.5"D LaMar QRL48HPF-40 ¦ 94W LED Suspended - Direct / Indirect - 4 Ft - 9845 Lumens - 4000K | 4000 |  | 9845 | 104.734 | 100000 | 94 | 1 | 433.95 | 433.95 | 509.908 | 2020Q3 | https://www.topbulb.com/lamar-qrl48hpf-40-4000k-4-high-power-quasar-led-series | Top Bulb | 2020 | No
LED Lighting | Downlight | LaMar Lighting |  |  | LED |  |  | Topbulb » Brands » LaMar Lighting » Architectural LED Series » LaMar QRL48LPF-40 ¦ 40W LED Suspended - Direct / Indirect - 4 Ft - 4370 Lumens - 4000K This LaMar QRL48LPF-40 is part of the Quasar LED Series of suspended direct / indirect distribution fixtures. Stylish, clean-lined LED luminaires, perfect for schools, offices and other spaces utilizing video display terminals or locations requiring a visually comfortable environment. Offers maximum uplight with subtle downlighting through perforated metal diffuser. Cable or pendant mounted individually or in continuous rows See the document below for complete specifications. LED Technology Notice Due to constantly evolving nature of LED technology, manufacturers will reserve the right to replace this product with next generation technology. We appreciate your understanding and acceptance of this policy. Documents Lamar QRL48LPF-40 Spec Sheet Steel Housing • Perforated Diffuser • 49.25"L x 11.75"W x 3.5"D LaMar QRL48LPF-40 ¦ 40W LED Suspended - Direct / Indirect - 4 Ft - 4370 Lumens - 4000K | 4000 |  | 4370 | 109.25 | 100000 | 40 | 1 | 378.95 | 378.95 | 445.2809 | 2020Q3 | https://www.topbulb.com/lamar-qrl48lpf-40-4000k-4-low-power-quasar-led-series | Top Bulb | 2020 | No
LED Lighting | Downlight | LaMar Lighting |  |  | LED |  |  | Topbulb » Brands » LaMar Lighting » Architectural LED Series » LaMar QRL48MPF-40 ¦ 62W LED Suspended - Direct / Indirect - 4 Ft - 6300 Lumens - 4000K This LaMar QRL48MPF-40 is part of the Quasar LED Series of suspended direct / indirect distribution fixtures. Stylish, clean-lined LED luminaires, perfect for schools, offices and other spaces utilizing video display terminals or locations requiring a visually comfortable environment. Offers maximum uplight with subtle downlighting through perforated metal diffuser. Cable or pendant mounted individually or in continuous rows See the document below for complete specifications. LED Technology Notice Due to constantly evolving nature of LED technology, manufacturers will reserve the right to replace this product with next generation technology. We appreciate your understanding and acceptance of this policy. Documents Lamar QRL48MPF-40 Spec Sheet Steel Housing • Perforated Diffuser • 49.25"L x 11.75"W x 3.5"D LaMar QRL48MPF-40 ¦ 62W LED Suspended - Direct / Indirect - 4 Ft - 6300 Lumens - 4000K | 4000 |  | 6300 | 101.6129 | 100000 | 62 | 1 | 396.95 | 396.95 | 466.4316 | 2020Q3 | https://www.topbulb.com/lamar-qrl48mpf-40-4000k-4-medium-power-quasar-led-series | Top Bulb | 2020 | No
LED Lighting | Decorative | Bulbrite | True |  | LED | B11 | E12 (Candelabra) | Topbulb » LED Bulbs » LED Filament / Vintage » Bulbrite - 4W LED Filament Style - B11 - Medium Base This Bulbrite 4 watt, B11 shape decorative LED bulb with an exposed filament provides a unique decorative look. With a warm white, 2700K color temperature, dimmability and a candelabra base, use this bulb in applications where a contemporary ambience is desired. A thin, clear coating of silicone covers glass in compliance with UL standards. LED Technology Notice Due to constantly evolving nature of LED technology, manufacturers will reserve the right to replace this product with next generation technology. We appreciate your understanding and acceptance of this policy. Applications Chandeliers Decorative Sconces Pendants Documents Bulbrite 776552 Spec Sheet Bulbrite 776552 Sell Sheet About Bulbrite Bulbrite has been a leading manufacturer and supplier of innovative, energy-efficient light source solutions for over 40 years. With strong manufacturing expertise and an in-house state-of-the-art testing lab, Bulbrite can ensure high quality for a full line of innovative, award winning lighting products. 40W Equal • 2700K Warm White Light • Dimmable Bulbrite - 4W LED Filament Style - B11 - Medium Base | 2700 | 80 | 400 | 100 | 15000 | 4 | 1 | 8.95 | 8.95 | 10.5166 | 2020Q3 | https://www.topbulb.com/led4b11-27k-fil-d-bulbrite-4w-led-filament-style-b11-medium-base | Top Bulb | 2020 | Yes
LED Lighting | Downlight | Lite the Nite | True |  | LED |  |  | Topbulb » Fixtures » Residential Fixtures » Outdoor » Landscape Flood » Lite the Nite AD115TBZ ¦ 5W LED Landscape Downlight - Aluminum - Bronze Finish - MR16 Lamp - Dimmable This Lite the Nite AD115TBZ is a LED Landscape Downlight Aluminum - Textured Bronze Finish - 5W 12VAC/VDC MR16 Lamp Dimmable. LED Technology Notice Due to constantly evolving nature of LED technology, manufacturers will reserve the right to replace this product with next generation technology. We appreciate your understanding and acceptance of this policy. Documents Lite the Nite AD115TBZ Spec Sheet Lite the Nite AD115TBZ Installation Instructions Ground Stake • 12VAC/VDC • ETL Listed Lite the Nite AD115TBZ ¦ 5W LED Landscape Downlight - Aluminum - Bronze Finish - MR16 Lamp - Dimmable | 3000 | 80 | 430 | 86 | 30000 | 5 | 1 | 82 | 82 | 96.3532 | 2020Q3 | https://www.topbulb.com/lite-the-nite-ad115tbz-led-landscape-downlight-aluminum-textured-bronze-finish-5w-12vac-vdc-mr16-lamp-dimmable | Top Bulb | 2020 | Yes
LED Lighting | Downlight | Lite the Nite | True |  | LED |  |  | Topbulb » Fixtures » Residential Fixtures » Outdoor » Landscape Flood » Lite the Nite BD115BZ ¦ 5W LED Landscape Downlight - Brass - Bronze Finish - MR16 Lamp - Dimmable This Lite the Nite BD115BZ is a LED Landscape Downlight Brass - Bronze Finish - 5W 12VAC/VDC Mr16 Lamp Dimmable Ground Stake. LED Technology Notice Due to constantly evolving nature of LED technology, manufacturers will reserve the right to replace this product with next generation technology. We appreciate your understanding and acceptance of this policy. Documents Lite the Nite BD115BZ Spec Sheet Lite the Nite BD115BZ Installation Instructions 12VAC/VDC • Ground Stake Lite the Nite BD115BZ ¦ 5W LED Landscape Downlight - Brass - Bronze Finish - MR16 Lamp - Dimmable | 3000 | 80 | 430 | 86 | 30000 | 5 | 1 | 139 | 139 | 163.3304 | 2020Q3 | https://www.topbulb.com/lite-the-nite-bd115bz-led-landscape-downlight-brass-bronze-finish-5w-12vac-vdc-mr16-lamp-dimmable-ground-stake | Top Bulb | 2020 | Yes
LED Lighting | Downlight | Lite the Nite | False |  | LED |  |  | Topbulb » Fixtures » Residential Fixtures » Outdoor » Landscape Flood » Lite the Nite BD132BZ ¦ 2.5W LED Landscape Downlight Brass - Bronze Finish - MR8 Lamp This Lite the Nite BD132BZ is a LED Landscape Downlight Brass - Bronze Finish - 2.5W 12VAC/VDC Mr8 Lamp Ground Stake. LED Technology Notice Due to constantly evolving nature of LED technology, manufacturers will reserve the right to replace this product with next generation technology. We appreciate your understanding and acceptance of this policy. Documents Lite the Nite BD132BZ Spec Sheet Lite the Nite BD132BZ Installation Instructions Ground Stake • 12VAC/VDC Lite the Nite BD132BZ ¦ 2.5W LED Landscape Downlight Brass - Bronze Finish - MR8 Lamp | 3000 | 80 | 175 | 70 | 25000 | 2.5 | 1 | 131 | 131 | 153.9301 | 2020Q3 | https://www.topbulb.com/lite-the-nite-bd132bz-led-landscape-downlight-brass-bronze-finish-25w-12vac-vdc-mr8-lamp-ground-stake | Top Bulb | 2020 | No
LED Lighting | A-Type | TCP | False |  | A19/21 | E26 (Medium) | E26 (Medium) | Home / Light Bulbs / LED / LED A-Line / TCP - L9A19N1541K Energy Star; Durable Plastic Housing; Enclosed Fixture Rated; Damp Location Rated 9W A19 LED Lamp - Universal - 800 Lumens - Cool White (4100K) - 80 CRI - 15000 Hours - E26 (Medium) - 120 to 130V TCP - L9A19N1541K | 4100 | 80 | 800 | 88.8889 | 15000 | 9 | 1 | 2.39 | 2.39 | 2.8083 | 2020Q3 | https://shop.regencylighting.com/lamps/led/a-line/l9a19n1541k-tcp.html | Regency Lighting | 2020 | Yes
LED Lighting | Reflector | MaxLite | True |  | LED | BR30 | E26 (Medium) | Topbulb » LED Bulbs » LED Reflector Flood » 65W / 75W Equal » Maxlite 11BR30DLED27/G2 ¦ 11W BR30 LED - 65W Equal - 850 Lumens - 2700K This Maxlite 77630 11BR30DLED27/G2 LED lamp produces 850 lumens and can be used as a direct replacement for a 65 watt incandescent (BR30) reflector flood. Features include: Smooth aluminum housing with ANSI standard form factor Dimmable down to 10% Operating temperature: -4°F to 104°F Suitable for use in damp locations Not for use in enclosed luminaires See the document below for complete specifications. LED Technology Notice Due to constantly evolving nature of LED technology, manufacturers will reserve the right to replace this product with next generation technology. We appreciate your understanding and acceptance of this policy. Utility/Government Incentives Documents Maxlite 11BR30DLED27/G2 Spec Sheet Lamps • BR Lamps • 11BR30DLED27/G2 Maxlite 11BR30DLED27/G2 ¦ 11W BR30 LED - 65W Equal - 850 Lumens - 2700K | 2700 | 82 | 850 | 77.2727 | 25000 | 11 | 1 | 4.95 | 4.95 | 5.8164 | 2020Q3 | https://www.topbulb.com/mxl77630-maxlite-11br30dled27-g2-11w-dim-br30-2700k-g2 | Top Bulb | 2020 | Yes
LED Lighting | Reflector | MaxLite | True |  | LED | BR40 | E26 (Medium) | Topbulb » LED Bulbs » LED Reflector Flood » 100W / 120W Equal » Maxlite 17BR40DLED27/G2 ¦ 17W BR40 LED - 100W Equal - 1400 Lumens - 2700K This Maxlite 77633 17BR40DLED27/G2 LED lamp produces 1400 lumens and can be used as a direct replacement for a 100 watt incandescent (BR40) reflector flood. Features include: Smooth aluminum housing with ANSI standard form factor Dimmable down to 10% Operating temperature: -4°F to 104°F Suitable for use in damp locations Not for use in enclosed luminaires See the document below for complete specifications. LED Technology Notice Due to constantly evolving nature of LED technology, manufacturers will reserve the right to replace this product with next generation technology. We appreciate your understanding and acceptance of this policy. Utility/Government Incentives Documents Maxlite 17BR40DLED27/G2 Spec Sheet Lamps • BR Lamps • 17BR40DLED27/G2 Maxlite 17BR40DLED27/G2 ¦ 17W BR40 LED - 100W Equal - 1400 Lumens - 2700K | 2700 | 82 | 1400 | 82.3529 | 25000 | 17 | 1 | 8.95 | 8.95 | 10.5166 | 2020Q3 | https://www.topbulb.com/mxl77633-maxlite-17br40dled27-g2-17w-dim-br40-2700k-g2 | Top Bulb | 2020 | Yes
LED Lighting | Reflector | MaxLite | True |  | LED | BR40 | E26 (Medium) | Topbulb » LED Bulbs » LED Reflector Flood » 100W / 120W Equal » Maxlite 17BR40DLED30/G2 ¦ 17W BR40 LED - 100W Equal - 1400 Lumens - 3000K This Maxlite 77634 17BR40DLED30/G2 LED lamp produces 1400 lumens and can be used as a direct replacement for a 100 watt incandescent (BR40) reflector flood. Features include: Smooth aluminum housing with ANSI standard form factor Dimmable down to 10% Operating temperature: -4°F to 104°F Suitable for use in damp locations Not for use in enclosed luminaires See the document below for complete specifications. LED Technology Notice Due to constantly evolving nature of LED technology, manufacturers will reserve the right to replace this product with next generation technology. We appreciate your understanding and acceptance of this policy. Utility/Government Incentives Documents Maxlite 17BR40DLED30/G2 Spec Sheet Lamps • BR Lamps • 17BR40DLED30/G2 Maxlite 17BR40DLED30/G2 ¦ 17W BR40 LED - 100W Equal - 1400 Lumens - 3000K | 3000 | 82 | 1400 | 82.3529 | 25000 | 17 | 1 | 8.95 | 8.95 | 10.5166 | 2020Q3 | https://www.topbulb.com/mxl77634-maxlite-17br40dled30-g2-17w-dim-br40-3000k-g2 | Top Bulb | 2020 | Yes
LED Lighting | Reflector | MaxLite | True |  | LED | BR40 | E26 (Medium) | Topbulb » LED Bulbs » LED Reflector Flood » 100W / 120W Equal » Maxlite 17BR40DLED40/G2 ¦ 17W BR40 LED - 100W Equal - 1400 Lumens - 4000K This Maxlite 77635 17BR40DLED40/G2 LED lamp produces 1400 lumens and can be used as a direct replacement for a 100 watt incandescent (BR40) reflector flood. Features include: Smooth aluminum housing with ANSI standard form factor Dimmable down to 10% Operating temperature: -4°F to 104°F Suitable for use in damp locations Not for use in enclosed luminaires See the document below for complete specifications. LED Technology Notice Due to constantly evolving nature of LED technology, manufacturers will reserve the right to replace this product with next generation technology. We appreciate your understanding and acceptance of this policy. Utility/Government Incentives Documents Maxlite 17BR40DLED40/G2 Spec Sheet Lamps • BR Lamps • 17BR40DLED40/G2 Maxlite 17BR40DLED40/G2 ¦ 17W BR40 LED - 100W Equal - 1400 Lumens - 4000K | 4000 | 82 | 1400 | 82.3529 | 25000 | 17 | 1 | 8.95 | 8.95 | 10.5166 | 2020Q3 | https://www.topbulb.com/mxl77635-maxlite-17br40dled40-g2-17w-dim-br40-4000k-g2 | Top Bulb | 2020 | Yes
LED Lighting | Decorative | Philips | False |  | LED |  | 2G11 | Topbulb » Brands » Philips » LED Lamps and Tubes » LED Tubes » Philips 456634 ¦ 16.5W LED - 40W CFL Equal - 2G11 - 3000K - Ballast Compatible - 10/Case This Philips 16.5PL-LED/24-3000 IF replacement for 2G11 base fluorescent lamps provides a simple, plug-n-play installation when the existing fluorescent fixture uses an electronic instant start ballast. Price shown is for a case of 10 lamps. See the document below for complete specifications. LED Technology Notice Due to constantly evolving nature of LED technology, manufacturers will reserve the right to replace this product with next generation technology. We appreciate your understanding and acceptance of this policy. Documents Philips 456634 Spec Sheet About Philips For over 123 years, Philips Lighting has been a global marketplace leader known for pioneering innovative lighting technology and products. Philips serves both individual consumers and businesses with a diverse, high quality product selection across a full range of market segments. The product selection provides for the needs of these markets through light sources, luminaires, electronics, controls, and full applications and solutions. 40,000 Hours • Operates On Electronic Instant Start Ballast Philips 456634 ¦ 16.5W LED - 40W CFL Equal - 2G11 - 3000K - Ballast Compatible - 10/Case | 3000 | 82 | 1900 | 115.1515 | 40000 | 16.5 | 1 | 188.95 | 188.95 | 222.0236 | 2020Q3 | https://www.topbulb.com/philips-456634-16-5pl-led-24-3000-if-10-1-10-case | Top Bulb | 2020 | No
LED Lighting | Decorative | Philips | False |  | LED |  | 2G11 | Topbulb » Brands » Philips » LED Lamps and Tubes » LED Tubes » Philips 456641 ¦ 16.5W LED - 40W CFL Equal - 2G11 - 3500K - Ballast Compatible - 10/Case This Philips 16.5PL-LED/24-3000 IF replacement for 2G11 base fluorescent lamps provides a simple, plug-n-play installation when the existing fluorescent fixture uses an electronic instant start ballast. Price shown is for a case of 10 lamps. See the document below for complete specifications. LED Technology Notice Due to constantly evolving nature of LED technology, manufacturers will reserve the right to replace this product with next generation technology. We appreciate your understanding and acceptance of this policy. Documents Philips 456641 Spec Sheet About Philips For over 123 years, Philips Lighting has been a global marketplace leader known for pioneering innovative lighting technology and products. Philips serves both individual consumers and businesses with a diverse, high quality product selection across a full range of market segments. The product selection provides for the needs of these markets through light sources, luminaires, electronics, controls, and full applications and solutions. 40,000 Hours • Operates On Electronic Instant Start Ballast Philips 456641 ¦ 16.5W LED - 40W CFL Equal - 2G11 - 3500K - Ballast Compatible - 10/Case | 3500 | 82 | 2000 | 121.2121 | 40000 | 16.5 | 1 | 188.95 | 188.95 | 222.0236 | 2020Q3 | https://www.topbulb.com/philips-456641-16-5pl-led-24-3500-if-10-1-10-case | Top Bulb | 2020 | No
LED Lighting | Decorative | Philips | False |  | LED |  | 2G11 | Topbulb » Brands » Philips » LED Lamps and Tubes » LED Tubes » Philips 456658 ¦ 16.5W LED - 40W CFL Equal - 2G11 - 4000K - Ballast Compatible - 10/Case This Philips 16.5PL-LED/24-3000 IF replacement for 2G11 base fluorescent lamps provides a simple, plug-n-play installation when the existing fluorescent fixture uses an electronic instant start ballast. Price shown is for a case of 10 lamps. See the document below for complete specifications. LED Technology Notice Due to constantly evolving nature of LED technology, manufacturers will reserve the right to replace this product with next generation technology. We appreciate your understanding and acceptance of this policy. Documents Philips 456658 Spec Sheet About Philips For over 123 years, Philips Lighting has been a global marketplace leader known for pioneering innovative lighting technology and products. Philips serves both individual consumers and businesses with a diverse, high quality product selection across a full range of market segments. The product selection provides for the needs of these markets through light sources, luminaires, electronics, controls, and full applications and solutions. 40,000 Hours • Operates On Electronic Instant Start Ballast Philips 456658 ¦ 16.5W LED - 40W CFL Equal - 2G11 - 4000K - Ballast Compatible - 10/Case | 4000 | 82 | 2100 | 127.2727 | 40000 | 16.5 | 1 | 188.95 | 188.95 | 222.0236 | 2020Q3 | https://www.topbulb.com/philips-456658-16-5pl-led-24-4000-if-10-1-10-case | Top Bulb | 2020 | No
LED Lighting | Reflector | Philips | True | Scene Controls, | LED |  | E26 (Medium) | Topbulb » LED Bulbs » LED Reflector Flood » 45W / 50W Equal » Philips 456979 ¦ 6W R20 LED - 45W Equal - Flood - 2200K - 2700K The Philips R20 Dimmable LED lamp features AirFlux technology that provide a soft, diffused level of light and smooth dimming. The sleek, lightweight design is ideal for downlighting. This LED also provides tunable color temperature from amber (2200K) to warm white (2700K). Use this long life, energy saving LED as a directly replacement for 45 watt to 50 watt incandescent R20 bulbs. See the document below for complete specifications. LED Technology Notice Due to constantly evolving nature of LED technology, manufacturers will reserve the right to replace this product with next generation technology. We appreciate your understanding and acceptance of this policy. Documents Philips 456979 Spec Sheet About Philips For over 123 years, Philips Lighting has been a global marketplace leader known for pioneering innovative lighting technology and products. Philips serves both individual consumers and businesses with a diverse, high quality product selection across a full range of market segments. The product selection provides for the needs of these markets through light sources, luminaires, electronics, controls, and full applications and solutions. 25,000 Hours • Tunable Color Temperature • Dimmable Philips 456979 ¦ 6W R20 LED - 45W Equal - Flood - 2200K - 2700K | 2200 | 80 | 450 | 75 | 25000 | 6 | 1 | 7.95 | 7.95 | 9.3416 | 2020Q3 | https://www.topbulb.com/philips-456979-6r20-led-827-22-dim-120v | Top Bulb | 2020 | Yes
LED Lighting | Reflector | Philips | True |  | LED | MR16 | GU5.3 | Topbulb » LED Bulbs » LED MR16 » 12V MR16 » 35W Equal » Philips 457587 ¦ 6.6W MR16 LED - 35W Equal - 12V - 25° Narrow Flood - 3000K This Philips 12 volt MR16 dimmable LED lamp provides directional illumination ideal for track and open recessed fixtures in retail, hospitality and residential spaces. Increased transformer compatibility allows for operation on a wider range of transformers. See the document below for complete specifications. LED Technology Notice Due to constantly evolving nature of LED technology, manufacturers will reserve the right to replace this product with next generation technology. We appreciate your understanding and acceptance of this policy. Documents Philips 457587 Spec Sheet About Philips For over 123 years, Philips Lighting has been a global marketplace leader known for pioneering innovative lighting technology and products. Philips serves both individual consumers and businesses with a diverse, high quality product selection across a full range of market segments. The product selection provides for the needs of these markets through light sources, luminaires, electronics, controls, and full applications and solutions. 25,000 Hours • GU5.3 Base • Dimmable Philips 457587 ¦ 6.6W MR16 LED - 35W Equal - 12V - 25° Narrow Flood - 3000K | 3000 | 80 | 395 | 59.8485 | 25000 | 6.6 | 1 | 9.95 | 9.95 | 11.6916 | 2020Q3 | https://www.topbulb.com/philips-457587-6-6mr16-f25-3000-dim-12v | Top Bulb | 2020 | Yes
LED Lighting | Downlight | Philips | True |  | LED |  | E26 (Medium) | Topbulb » LED Bulbs » LED Reflector Flood » 65W / 75W Equal » Philips 458102 ¦ 9W BR30 LED - 65W Equal - Soft Warm White - Dimmable This Philips dimmable LED BR30 reflector flood provides a soft, warm white diffused illumination and smooth dimming. The sleek, lightweight design of this 9 watt LED is ideal for replacement of 65 watt incandescent BR30 bulbs often used in downlights. See the document below for complete specifications. LED Technology Notice Due to constantly evolving nature of LED technology, manufacturers will reserve the right to replace this product with next generation technology. We appreciate your understanding and acceptance of this policy. Documents Philips 458102 Spec Sheet About Philips For over 123 years, Philips Lighting has been a global marketplace leader known for pioneering innovative lighting technology and products. Philips serves both individual consumers and businesses with a diverse, high quality product selection across a full range of market segments. The product selection provides for the needs of these markets through light sources, luminaires, electronics, controls, and full applications and solutions. 10,000 Hours • 2700K Philips 458102 ¦ 9W BR30 LED - 65W Equal - Soft Warm White - Dimmable | 2700 | 80 | 650 | 72.2222 | 10000 | 9 | 1 | 6.95 | 6.95 | 8.1665 | 2020Q3 | https://www.topbulb.com/philips-458102-9br30-led-827-dim-120v | Top Bulb | 2020 | Yes
LED Lighting | Downlight | Philips | True |  | LED Array |  |  | Topbulb » Fixtures » Commercial Fixtures » Indoor » Recessed Downlights » LED - Retrofit » 4" Retrofit » Philips 800003 ¦ 8.5W LED Downlight Retrofit - 50W Equal - 4" - Flood - 2700K - Dimmable This Philips Energy Star certified LED recessed retrofit downlight features a medium based socket adapter for easy installation. The Philips LED downlight has a white trim that provides a clean look and a bright white light, making it ideal for general lighting. Fully dimmable to 10%, this LED retrofit downlight is suitable for both wet and dry locations and is an ideal choice to upgrade the aesthetics of offices, conference rooms, reception and, lobby areas. See the document below for complete specifications. Utility/Government Incentives Documents Philips 800003 Spec Sheet About Philips For over 123 years, Philips Lighting has been a global marketplace leader known for pioneering innovative lighting technology and products. Philips serves both individual consumers and businesses with a diverse, high quality product selection across a full range of market segments. The product selection provides for the needs of these markets through light sources, luminaires, electronics, controls, and full applications and solutions. 50,000 Hours • CRI 90 • Wet Listed Philips 800003 ¦ 8.5W LED Downlight Retrofit - 50W Equal - 4" - Flood - 2700K - Dimmable | 2700 | 90 | 520 | 57.7778 | 50000 | 9 | 1 | 19.95 | 19.95 | 23.442 | 2020Q3 | https://www.topbulb.com/philips-800003-4-8-5w-120v-white-2700k-dimmable-recessed-downlight-medium-e26-socket-adapter-reflector-flood-hatton | Top Bulb | 2020 | Yes
LED Lighting | Downlight | Philips | True |  | LED Array |  |  | Topbulb » Fixtures » Commercial Fixtures » Indoor » Recessed Downlights » LED - Retrofit » 4" Retrofit » Philips 800029 ¦ 8.5W LED Downlight Retrofit - 50W Equal - 4" - Flood - 5000K - Dimmable This Philips Energy Star certified LED recessed retrofit downlight features a medium based socket adapter for easy installation. The Philips LED downlight has a white trim that provides a clean look and a bright white light, making it ideal for general lighting. Fully dimmable to 10%, this LED retrofit downlight is suitable for both wet and dry locations and is an ideal choice to upgrade the aesthetics of offices, conference rooms, reception and, lobby areas. See the document below for complete specifications. Utility/Government Incentives Documents Philips 800029 Spec Sheet About Philips For over 123 years, Philips Lighting has been a global marketplace leader known for pioneering innovative lighting technology and products. Philips serves both individual consumers and businesses with a diverse, high quality product selection across a full range of market segments. The product selection provides for the needs of these markets through light sources, luminaires, electronics, controls, and full applications and solutions. 50,000 Hours • CRI 83 • Wet Listed Philips 800029 ¦ 8.5W LED Downlight Retrofit - 50W Equal - 4" - Flood - 5000K - Dimmable | 5000 | 83 | 680 | 75.5556 | 50000 | 9 | 1 | 19.95 | 19.95 | 23.442 | 2020Q3 | https://www.topbulb.com/philips-800029-4-8-5w-120v-white-5000k-dimmable-recessed-downlight-medium-e26-socket-adapter-reflector-flood-hatton | Top Bulb | 2020 | Yes
LED Lighting | Downlight | Philips | True |  | LED Array |  |  | Topbulb » Fixtures » Commercial Fixtures » Indoor » Recessed Downlights » LED - Retrofit » 5" / 6" Retrofit » Philips 800060 ¦ 10W LED Downlight Retrofit - 65W Equal - 5"/6" - Flood - 5000K - Dimmable This Philips Energy Star certified LED recessed retrofit downlight features a medium based socket adapter for easy installation. The Philips LED downlight has a white trim that provides a clean look and a bright white light, making it ideal for general lighting. Fully dimmable to 10%, this LED retrofit downlight is suitable for both wet and dry locations and is an ideal choice to upgrade the aesthetics of offices, conference rooms, reception and, lobby areas. See the document below for complete specifications. Utility/Government Incentives Documents Philips 800060 Spec Sheet About Philips For over 123 years, Philips Lighting has been a global marketplace leader known for pioneering innovative lighting technology and products. Philips serves both individual consumers and businesses with a diverse, high quality product selection across a full range of market segments. The product selection provides for the needs of these markets through light sources, luminaires, electronics, controls, and full applications and solutions. 50,000 Hours • CRI 83 • Wet Listed Philips 800060 ¦ 10W LED Downlight Retrofit - 65W Equal - 5"/6" - Flood - 5000K - Dimmable | 5000 | 83 | 800 | 80 | 50000 | 10 | 1 | 19.95 | 19.95 | 23.442 | 2020Q3 | https://www.topbulb.com/philips-800060-5-6-10w-120v-white-5000k-dimmable-recessed-downlight-medium-e26-socket-adapter-reflector-flood-hatton | Top Bulb | 2020 | Yes
LED Lighting | Downlight | RAB Lighting | True |  |  |  |  | Topbulb » Fixtures » Commercial Fixtures » Outdoor » Floodlighting » Slipfitter / Stem / Knuckle Mount » RAB Lighting BULLET12 ¦ 12W LED Floodlight - 75W Halogen Equal The RAB 12 watt bullet style LED floodlight is designed to replace a 75 watt halogen floodlight while providing a 100,000 hour rated LED light source life (25+ years) compared to a 2,000 hour life for halogen. The low profile design of this bullet fixture measures 4 3/4" x 4 1/2" while delivering 1,914 lumens. Additional features include: Adjustable Head Mount as downlight or uplight Microprismatic acrylic diffusion lens for smooth and even light distribution that eliminates glare Integrated TRIAC and ELV dimming Reflector: semi-specular, vacuum metalized polycarbonate IESNA LM-79, LM-80 testing California Title 24 compliant 5-year manufacturer limited warranty See the document below for complete specifications. Documents RAB Bullet Flood Spec Sheet 100,000 Hour LED • Adjustable Head RAB Lighting BULLET12 ¦ 12W LED Floodlight - 75W Halogen Equal |  |  | 1914 | 159.5 | 100000 | 12 | 1 | 70.1 | 70.1 | 82.3702 | 2020Q3 | https://www.topbulb.com/rab-lighting-bullet12-12w-led-bullet-floodlight | Top Bulb | 2020 | Yes
LED Lighting | Downlight | Soraa | True | Daylighting/Photocell, | LED | PAR38 | E26 (Medium) | Topbulb » LED Bulbs » LED PAR » LED PAR38 » 100W Equal » Soraa 00997 - 18.5W PAR38 - 100W Equal - 36° Beam Angle - CRI 95 Shipping NoticeSoraa Considers this item a Standard product, which will ship within four to five weeks of ordering if not currently in stock.SORAA LED PAR38 Vivid Series lamps are designed to provide exceptional color characteristics and beam control. Intended for use in PAR38 compatible recessed downlights, track lighting and other indoor and outdoor installations. These lamps directly replace PAR38 halogen equivalent. The Vivid Series provides accurate color rendering across the visible spectrum from 400nm to 700nm, with a CRI of 95 and R9 of 95. Whiteness rendering matches or exceeds that of halogen sources at 2700K and 3000K. Other features include: 35,000 hour rated life (compared to 2,000 hours for halogen) 85% more efficient than halogen Compatible with standard fixtures, directly replaces halogen bulbs Suitable for fully enclosed fixtures (can be used with front glass cover) Designed to safely turn down in any thermal environment not conducive to minimum airflow or proper ventilation Indoor / Outdoor - suitable for damp locations Dimmable with trailing edge and leading edge phase cut dimmers 3-year warranty See the document below for complete specifications and photometrics. LED Technology Notice Due to constantly evolving nature of LED technology, manufacturers will reserve the right to replace this product with next generation technology. We appreciate your understanding and acceptance of this policy. Applications Art Gallery Hospitality Museum Recessed Lighting Retail Track Lighting Documents Soraa SP38-18-36D-930-03 Specification Sheet About Soraa LED manufacturer SORRA utilizes gallium nitride on gallium nitride (GaN on GaN) LED technology that emits more light per LED material, handles more electric current per area and has extremely precise crystals enabling full visible spectrum light. SORAA has built a line of lamps and light engines around this innovative light source. SORAA’s distinctive products feature an intense single point source LED with full visible spectrum light, Flicker Free digital driver, unique heat dissipating heat sink, and point source optics. SORAA is headquartered in Fremont, California, where a talented team manufactures the GaN on GaN LEDs in a semiconductor fabrication facility. They are also building a new facility in Syracuse, New York. SORAA has sales offices and distributors worldwide. 35,000 Hours • Natural White Technology • Dimmable Soraa 00997 - 18.5W PAR38 - 100W Equal - 36° Beam Angle - CRI 95 | 3000 | 95 | 1000 | 54.0541 | 35000 | 18.5 | 1 | 43.95 | 43.95 | 51.6429 | 2020Q3 | https://www.topbulb.com/soraa-00997-18-5w-par38-100w-equal-36-deg-beam-angle-cri-95 | Top Bulb | 2020 | No
LED Lighting | Downlight | Soraa | True | Daylighting/Photocell, | LED | PAR38 | E26 (Medium) | Topbulb » LED Bulbs » LED PAR » LED PAR38 » 100W Equal » Soraa 00999 - 18.5W PAR38 - 100W Equal - 60° Beam Angle - CRI 95 Shipping NoticeSoraa Considers this item a "Not Standard" product, which will ship within eight weeks of ordering if not currently in stock.SORAA LED PAR38 Vivid Series lamps are designed to provide exceptional color characteristics and beam control. Intended for use in PAR38 compatible recessed downlights, track lighting and other indoor and outdoor installations. These lamps directly replace PAR38 halogen equivalent. The Vivid Series provides accurate color rendering across the visible spectrum from 400nm to 700nm, with a CRI of 95 and R9 of 95. Whiteness rendering matches or exceeds that of halogen sources at 2700K and 3000K. Other features include: 35,000 hour rated life (compared to 2,000 hours for halogen) 85% more efficient than halogen Compatible with standard fixtures, directly replaces halogen bulbs Suitable for fully enclosed fixtures (can be used with front glass cover) Designed to safely turn down in any thermal environment not conducive to minimum airflow or proper ventilation Indoor / Outdoor - suitable for damp locations Dimmable with trailing edge and leading edge phase cut dimmers 3-year warranty See the document below for complete specifications and photometrics. LED Technology Notice Due to constantly evolving nature of LED technology, manufacturers will reserve the right to replace this product with next generation technology. We appreciate your understanding and acceptance of this policy. Applications Art Gallery Hospitality Museum Recessed Lighting Retail Track Lighting Documents Soraa SP38-18-60D-930-03 Specification Sheet About Soraa LED manufacturer SORRA utilizes gallium nitride on gallium nitride (GaN on GaN) LED technology that emits more light per LED material, handles more electric current per area and has extremely precise crystals enabling full visible spectrum light. SORAA has built a line of lamps and light engines around this innovative light source. SORAA’s distinctive products feature an intense single point source LED with full visible spectrum light, Flicker Free digital driver, unique heat dissipating heat sink, and point source optics. SORAA is headquartered in Fremont, California, where a talented team manufactures the GaN on GaN LEDs in a semiconductor fabrication facility. They are also building a new facility in Syracuse, New York. SORAA has sales offices and distributors worldwide. 35,000 Hours • Natural White Technology • Dimmable Soraa 00999 - 18.5W PAR38 - 100W Equal - 60° Beam Angle - CRI 95 | 3000 | 95 | 1000 | 54.0541 | 35000 | 18.5 | 1 | 45.95 | 45.95 | 53.993 | 2020Q3 | https://www.topbulb.com/soraa-00999-18-5w-par38-100w-equal-60-deg-beam-angle-cri-95 | Top Bulb | 2020 | No
LED Lighting | Downlight | Soraa | True | Daylighting/Photocell, | LED | PAR38 | E26 (Medium) | Topbulb » LED Bulbs » LED PAR » LED PAR38 » 100W Equal » Soraa 01009 - 18.5W PAR38 - 100W Equal - 9° Beam Angle - CRI 95 Shipping NoticeSoraa Considers this item a "Not Standard" product, which will ship within eight weeks of ordering if not currently in stock.SORAA LED PAR38 Vivid Series lamps are designed to provide exceptional color characteristics and beam control. Intended for use in PAR38 compatible recessed downlights, track lighting and other indoor and outdoor installations. These lamps directly replace PAR38 halogen equivalent. The Vivid Series provides accurate color rendering across the visible spectrum from 400nm to 700nm, with a CRI of 95 and R9 of 95. Whiteness rendering matches or exceeds that of halogen sources at 2700K and 3000K. Other features include: 35,000 hour rated life (compared to 2,000 hours for halogen) 85% more efficient than halogen Compatible with standard fixtures, directly replaces halogen bulbs Suitable for fully enclosed fixtures (can be used with front glass cover) Designed to safely turn down in any thermal environment not conducive to minimum airflow or proper ventilation Indoor / Outdoor - suitable for damp locations Dimmable with trailing edge and leading edge phase cut dimmers 3-year warranty See the document below for complete specifications and photometrics. LED Technology Notice Due to constantly evolving nature of LED technology, manufacturers will reserve the right to replace this product with next generation technology. We appreciate your understanding and acceptance of this policy. Applications Art Gallery Hospitality Museum Recessed Lighting Retail Track Lighting Documents Soraa SP38-18-09D-940-03 Specification Sheet About Soraa LED manufacturer SORRA utilizes gallium nitride on gallium nitride (GaN on GaN) LED technology that emits more light per LED material, handles more electric current per area and has extremely precise crystals enabling full visible spectrum light. SORAA has built a line of lamps and light engines around this innovative light source. SORAA’s distinctive products feature an intense single point source LED with full visible spectrum light, Flicker Free digital driver, unique heat dissipating heat sink, and point source optics. SORAA is headquartered in Fremont, California, where a talented team manufactures the GaN on GaN LEDs in a semiconductor fabrication facility. They are also building a new facility in Syracuse, New York. SORAA has sales offices and distributors worldwide. 35,000 Hours • Natural White Technology • Dimmable Soraa 01009 - 18.5W PAR38 - 100W Equal - 9° Beam Angle - CRI 95 | 4000 | 95 | 1040 | 56.2162 | 35000 | 18.5 | 1 | 49.95 | 49.95 | 58.6932 | 2020Q3 | https://www.topbulb.com/soraa-01009-18-5w-par38-100w-equal-9-deg-beam-angle-cri-95 | Top Bulb | 2020 | No
LED Lighting | Downlight | Soraa | True | Daylighting/Photocell, | LED | MR16 | GU5.3 | Topbulb » LED Bulbs » LED MR16 » 12V MR16 » 35W Equal » Soraa 01159 - 6W MR16 - 35W Equal - 25° Beam - CRI 85 - 2700K Shipping NoticeSoraa Considers this item a Standard product, which will ship within four to five weeks of ordering if not currently in stock.SORAA LED MR16 GU5.3 base Brilliant Series lamps provide outstanding beam control and are designed to provide a direct replacement for 12 volt halogen MR16 lamps. Intended for use in MR16 compatible recessed downlights, track lighting and other indoor and outdoor installations. These lamps directly replace the 12 volt MR16 halogen equivalent. Whiteness rendering matches or exceeds that of halogen sources at 2700K and 3000K. Features include: 35,000 hour rated life (compared to 2,000 hours for halogen) 85% more efficient than halogen Compatible with standard fixtures, directly replaces halogen bulbs Suitable for fully enclosed fixtures (subject to the maximum heatsink temperature limits shown in the spec sheet below) Designed to safely turn down in any thermal environment not conducive to minimum airflow or proper ventilation Indoor / Outdoor - suitable for damp locations Dimmable with trailing edge and leading edge phase cut dimmers, 12V AC magnetic and electronic transformers and 12V DC transformers 3-year warranty See the document below for complete specifications and photometrics. LED Technology Notice Due to constantly evolving nature of LED technology, manufacturers will reserve the right to replace this product with next generation technology. We appreciate your understanding and acceptance of this policy. Applications Art Gallery Hospitality Museum Recessed Lighting Retail Track Lighting Utility/Government Incentives Documents Soraa SM16-06-25D-827-03 Specification Sheet About Soraa LED manufacturer SORRA utilizes gallium nitride on gallium nitride (GaN on GaN) LED technology that emits more light per LED material, handles more electric current per area and has extremely precise crystals enabling full visible spectrum light. SORAA has built a line of lamps and light engines around this innovative light source. SORAA’s distinctive products feature an intense single point source LED with full visible spectrum light, Flicker Free digital driver, unique heat dissipating heat sink, and point source optics. SORAA is headquartered in Fremont, California, where a talented team manufactures the GaN on GaN LEDs in a semiconductor fabrication facility. They are also building a new facility in Syracuse, New York. SORAA has sales offices and distributors worldwide. WHILE SUPPLIES LAST • • 35,000 Hours • 12 Volt • Natural White Technology • Dimmable Soraa 01159 - 6W MR16 - 35W Equal - 25° Beam - CRI 85 - 2700K | 2700 | 85 | 355 | 59.1667 | 35000 | 6 | 1 | 14.95 | 14.95 | 17.5668 | 2020Q3 | https://www.topbulb.com/soraa-sm16-06-25d-827-03-01159-mr16-35-watt-equal-2700k | Top Bulb | 2020 | No
LED Lighting | Downlight | Soraa | True | Daylighting/Photocell, | LED | MR16 | GU5.3 | Topbulb » LED Bulbs » LED MR16 » 12V MR16 » 50W Equal » Soraa 00917 - 7.5W MR16 - 50W Equal - 10° Spot Beam - CRI 85 - 2700K Shipping NoticeSoraa Considers this item a Standard product, which will ship within four to five weeks of ordering if not currently in stock.SORAA LED MR16 GU5.3 base Brilliant Series lamps provide outstanding beam control and are designed to provide a direct replacement for 12 volt halogen MR16 lamps. Intended for use in MR16 compatible recessed downlights, track lighting and other indoor and outdoor installations. These lamps directly replace the 12 volt MR16 halogen equivalent. Whiteness rendering matches or exceeds that of halogen sources at 2700K and 3000K. Features include: 35,000 hour rated life (compared to 2,000 hours for halogen) 85% more efficient than halogen Compatible with standard fixtures, directly replaces halogen bulbs Suitable for fully enclosed fixtures (subject to the maximum heatsink temperature limits shown in the spec sheet below) Designed to safely turn down in any thermal environment not conducive to minimum airflow or proper ventilation Indoor / Outdoor - suitable for damp locations Dimmable with trailing edge and leading edge phase cut dimmers, 12V AC magnetic and electronic transformers and 12V DC transformers 3-year warranty See the document below for complete specifications and photometrics. LED Technology Notice Due to constantly evolving nature of LED technology, manufacturers will reserve the right to replace this product with next generation technology. We appreciate your understanding and acceptance of this policy. Applications Art Gallery Hospitality Museum Recessed Lighting Retail Track Lighting Utility/Government Incentives Documents Soraa SM16-07-10D-827-03 Specification Sheet About Soraa LED manufacturer SORRA utilizes gallium nitride on gallium nitride (GaN on GaN) LED technology that emits more light per LED material, handles more electric current per area and has extremely precise crystals enabling full visible spectrum light. SORAA has built a line of lamps and light engines around this innovative light source. SORAA’s distinctive products feature an intense single point source LED with full visible spectrum light, Flicker Free digital driver, unique heat dissipating heat sink, and point source optics. SORAA is headquartered in Fremont, California, where a talented team manufactures the GaN on GaN LEDs in a semiconductor fabrication facility. They are also building a new facility in Syracuse, New York. SORAA has sales offices and distributors worldwide. 35,000 Hours • 12 Volt • Natural White Technology • Dimmable Soraa 00917 - 7.5W MR16 - 50W Equal - 10° Spot Beam - CRI 85 - 2700K | 2700 | 85 | 475 | 63.3333 | 35000 | 7.5 | 1 | 21.95 | 21.95 | 25.7921 | 2020Q3 | https://www.topbulb.com/soraa-sm16-07-10d-827-03-00917-mr16-50-watt-equal-2700k | Top Bulb | 2020 | No
LED Lighting | Downlight | Soraa | True | Daylighting/Photocell, | LED | MR16 | GU5.3 | Topbulb » LED Bulbs » LED MR16 » 12V MR16 » 50W Equal » Soraa 00921 - 7.5W MR16 - 50W Equal - 10° Spot Beam - CRI 85 - 3000K Shipping NoticeSoraa Considers this item a Standard product, which will ship within four to five weeks of ordering if not currently in stock.SORAA LED MR16 GU5.3 base Brilliant Series lamps provide outstanding beam control and are designed to provide a direct replacement for 12 volt halogen MR16 lamps. Intended for use in MR16 compatible recessed downlights, track lighting and other indoor and outdoor installations. These lamps directly replace the 12 volt MR16 halogen equivalent. Whiteness rendering matches or exceeds that of halogen sources at 2700K and 3000K. Features include: 35,000 hour rated life (compared to 2,000 hours for halogen) 85% more efficient than halogen Compatible with standard fixtures, directly replaces halogen bulbs Suitable for fully enclosed fixtures (subject to the maximum heatsink temperature limits shown in the spec sheet below) Designed to safely turn down in any thermal environment not conducive to minimum airflow or proper ventilation Indoor / Outdoor - suitable for damp locations Dimmable with trailing edge and leading edge phase cut dimmers, 12V AC magnetic and electronic transformers and 12V DC transformers 3-year warranty See the document below for complete specifications and photometrics. LED Technology Notice Due to constantly evolving nature of LED technology, manufacturers will reserve the right to replace this product with next generation technology. We appreciate your understanding and acceptance of this policy. Applications Art Gallery Hospitality Museum Recessed Lighting Retail Track Lighting Documents Soraa SM16-07-10D-830-03 Specification Sheet About Soraa LED manufacturer SORRA utilizes gallium nitride on gallium nitride (GaN on GaN) LED technology that emits more light per LED material, handles more electric current per area and has extremely precise crystals enabling full visible spectrum light. SORAA has built a line of lamps and light engines around this innovative light source. SORAA’s distinctive products feature an intense single point source LED with full visible spectrum light, Flicker Free digital driver, unique heat dissipating heat sink, and point source optics. SORAA is headquartered in Fremont, California, where a talented team manufactures the GaN on GaN LEDs in a semiconductor fabrication facility. They are also building a new facility in Syracuse, New York. SORAA has sales offices and distributors worldwide. 35,000 Hours • 12 Volt • Natural White Technology • Dimmable Soraa 00921 - 7.5W MR16 - 50W Equal - 10° Spot Beam - CRI 85 - 3000K | 3000 | 85 | 500 | 66.6667 | 35000 | 7.5 | 1 | 21.95 | 21.95 | 25.7921 | 2020Q3 | https://www.topbulb.com/soraa-sm16-07-10d-830-03-00921-mr16-50-watt-equal-3000k | Top Bulb | 2020 | No
LED Lighting | Downlight | Soraa | True | Daylighting/Photocell, | LED | MR16 | GU5.3 | Topbulb » LED Bulbs » LED MR16 » 12V MR16 » 50W Equal » Soraa 00919 - 7.5W MR16 - 50W Equal - 10° Spot Beam - CRI 95 - 2700K Shipping NoticeSoraa Considers this item a Quick Ship product, which will ship within one week of ordering if not currently in stock.SORAA LED MR16 GU5.3 base Vivid Series lamps are designed to provide a direct replacement for 12 volt halogen MR16 lamps in color critical and precise beam requirement applications. Intended for use in MR16 compatible recessed downlights, track lighting and other indoor and outdoor installations. These lamps directly replace the 12 volt MR16 halogen equivalent. The Vivid Series provides accurate color rendering across the visible spectrum from 400nm to 700nm, with a CRI of 95 and R9 of 95. Whiteness rendering matches or exceeds that of halogen sources at 2700K and 3000K. Features include: 35,000 hour rated life (compared to 2,000 hours for halogen) 85% more efficient than halogen Compatible with standard fixtures, directly replaces halogen bulbs Suitable for fully enclosed fixtures (subject to the maximum heatsink temperature limits shown in the spec sheet below) Designed to safely turn down in any thermal environment not conducive to minimum airflow or proper ventilation Indoor / Outdoor - suitable for damp locations Dimmable with trailing edge and leading edge phase cut dimmers, 12V AC magnetic and electronic transformers and 12V DC transformers 3-year warranty See the document below for complete specifications and photometrics.Shipping NoticeSoraa Considers this item a Quick Ship product, which will ship within one week of ordering if not currently in stock. LED Technology Notice Due to constantly evolving nature of LED technology, manufacturers will reserve the right to replace this product with next generation technology. We appreciate your understanding and acceptance of this policy. Applications Art Gallery Hospitality Museum Recessed Lighting Retail Track Lighting Utility/Government Incentives Documents Soraa SM16-07-10D-927-03 Specification Sheet About Soraa LED manufacturer SORRA utilizes gallium nitride on gallium nitride (GaN on GaN) LED technology that emits more light per LED material, handles more electric current per area and has extremely precise crystals enabling full visible spectrum light. SORAA has built a line of lamps and light engines around this innovative light source. SORAA’s distinctive products feature an intense single point source LED with full visible spectrum light, Flicker Free digital driver, unique heat dissipating heat sink, and point source optics. SORAA is headquartered in Fremont, California, where a talented team manufactures the GaN on GaN LEDs in a semiconductor fabrication facility. They are also building a new facility in Syracuse, New York. SORAA has sales offices and distributors worldwide. 35,000 Hours • 12 Volt • Natural White Technology • Dimmable Soraa 00919 - 7.5W MR16 - 50W Equal - 10° Spot Beam - CRI 95 - 2700K | 2700 | 95 | 390 | 52 | 35000 | 7.5 | 1 | 28.95 | 28.95 | 34.0174 | 2020Q3 | https://www.topbulb.com/soraa-sm16-07-10d-927-03-00919-mr16-50-watt-equal-2700k | Top Bulb | 2020 | No
LED Lighting | Downlight | Soraa | True | Daylighting/Photocell, | LED | MR16 | GU5.3 | Topbulb » LED Bulbs » LED MR16 » 12V MR16 » 50W Equal » Soraa 00923 - 7.5W MR16 - 50W Equal - 10° Spot Beam - CRI 95 - 3000K Shipping NoticeSoraa Considers this item a Quick Ship product, which will ship within one week of ordering if not currently in stock.SORAA LED MR16 GU5.3 base Vivid Series lamps are designed to provide a direct replacement for 12 volt halogen MR16 lamps in color critical and precise beam requirement applications. Intended for use in MR16 compatible recessed downlights, track lighting and other indoor and outdoor installations. These lamps directly replace the 12 volt MR16 halogen equivalent. The Vivid Series provides accurate color rendering across the visible spectrum from 400nm to 700nm, with a CRI of 95 and R9 of 95. Whiteness rendering matches or exceeds that of halogen sources at 2700K and 3000K. Features include: 35,000 hour rated life (compared to 2,000 hours for halogen) 85% more efficient than halogen Compatible with standard fixtures, directly replaces halogen bulbs Suitable for fully enclosed fixtures (subject to the maximum heatsink temperature limits shown in the spec sheet below) Designed to safely turn down in any thermal environment not conducive to minimum airflow or proper ventilation Indoor / Outdoor - suitable for damp locations Dimmable with trailing edge and leading edge phase cut dimmers, 12V AC magnetic and electronic transformers and 12V DC transformers 3-year warranty See the document below for complete specifications and photometrics.Shipping NoticeSoraa Considers this item a Quick Ship product, which will ship within one week of ordering if not currently in stock. LED Technology Notice Due to constantly evolving nature of LED technology, manufacturers will reserve the right to replace this product with next generation technology. We appreciate your understanding and acceptance of this policy. Applications Art Gallery Hospitality Museum Recessed Lighting Retail Track Lighting Documents Soraa SM16-07-10D-930-03 Specification Sheet About Soraa LED manufacturer SORRA utilizes gallium nitride on gallium nitride (GaN on GaN) LED technology that emits more light per LED material, handles more electric current per area and has extremely precise crystals enabling full visible spectrum light. SORAA has built a line of lamps and light engines around this innovative light source. SORAA’s distinctive products feature an intense single point source LED with full visible spectrum light, Flicker Free digital driver, unique heat dissipating heat sink, and point source optics. SORAA is headquartered in Fremont, California, where a talented team manufactures the GaN on GaN LEDs in a semiconductor fabrication facility. They are also building a new facility in Syracuse, New York. SORAA has sales offices and distributors worldwide. 35,000 Hours • 12 Volt • Natural White Technology • Dimmable Soraa 00923 - 7.5W MR16 - 50W Equal - 10° Spot Beam - CRI 95 - 3000K | 3000 | 95 | 410 | 54.6667 | 35000 | 7.5 | 1 | 28.95 | 28.95 | 34.0174 | 2020Q3 | https://www.topbulb.com/soraa-sm16-07-10d-930-03-00923-mr16-50-watt-equal-3000k | Top Bulb | 2020 | No
LED Lighting | Downlight | Soraa | True | Daylighting/Photocell, | LED | MR16 | GU5.3 | Topbulb » LED Bulbs » LED MR16 » 12V MR16 » 50W Equal » Soraa 00925 - 7.5W MR16 - 50W Equal - 10° Spot Beam - CRI 95 - 4000K Shipping NoticeSoraa Considers this item a "Not Standard" product, which will ship within eight weeks of ordering if not currently in stock.SORAA LED MR16 GU5.3 base Vivid Series lamps are designed to provide a direct replacement for 12 volt halogen MR16 lamps in color critical and precise beam requirement applications. Intended for use in MR16 compatible recessed downlights, track lighting and other indoor and outdoor installations. These lamps directly replace the 12 volt MR16 halogen equivalent. The Vivid Series provides accurate color rendering across the visible spectrum from 400nm to 700nm, with a CRI of 95 and R9 of 95. Whiteness rendering matches or exceeds that of halogen sources at 2700K and 3000K. Features include: 35,000 hour rated life (compared to 2,000 hours for halogen) 85% more efficient than halogen Compatible with standard fixtures, directly replaces halogen bulbs Suitable for fully enclosed fixtures (subject to the maximum heatsink temperature limits shown in the spec sheet below) Designed to safely turn down in any thermal environment not conducive to minimum airflow or proper ventilation Indoor / Outdoor - suitable for damp locations Dimmable with trailing edge and leading edge phase cut dimmers, 12V AC magnetic and electronic transformers and 12V DC transformers 3-year warranty See the document below for complete specifications and photometrics. LED Technology Notice Due to constantly evolving nature of LED technology, manufacturers will reserve the right to replace this product with next generation technology. We appreciate your understanding and acceptance of this policy. Applications Art Gallery Hospitality Museum Recessed Lighting Retail Track Lighting Utility/Government Incentives Documents Soraa SM16-07-10D-940-03 Specification Sheet About Soraa LED manufacturer SORRA utilizes gallium nitride on gallium nitride (GaN on GaN) LED technology that emits more light per LED material, handles more electric current per area and has extremely precise crystals enabling full visible spectrum light. SORAA has built a line of lamps and light engines around this innovative light source. SORAA’s distinctive products feature an intense single point source LED with full visible spectrum light, Flicker Free digital driver, unique heat dissipating heat sink, and point source optics. SORAA is headquartered in Fremont, California, where a talented team manufactures the GaN on GaN LEDs in a semiconductor fabrication facility. They are also building a new facility in Syracuse, New York. SORAA has sales offices and distributors worldwide. 35,000 Hours • 12 Volt • Natural White Technology • Dimmable Soraa 00925 - 7.5W MR16 - 50W Equal - 10° Spot Beam - CRI 95 - 4000K | 4000 | 95 | 430 | 57.3333 | 35000 | 7.5 | 1 | 28.95 | 28.95 | 34.0174 | 2020Q3 | https://www.topbulb.com/soraa-sm16-07-10d-940-03-00925-mr16-50-watt-equal-4000k | Top Bulb | 2020 | No
LED Lighting | Downlight | Soraa | True | Daylighting/Photocell, | LED | MR16 | GU5.3 | Topbulb » LED Bulbs » LED MR16 » 12V MR16 » 50W Equal » Soraa 00929 - 7.5W MR16 - 50W Equal - 25° Beam - CRI 85 - 2700K Shipping NoticeSoraa Considers this item a Quick Ship product, which will ship within one week of ordering if not currently in stock.SORAA LED MR16 GU5.3 base Brilliant Series lamps provide outstanding beam control and are designed to provide a direct replacement for 12 volt halogen MR16 lamps. Intended for use in MR16 compatible recessed downlights, track lighting and other indoor and outdoor installations. These lamps directly replace the 12 volt MR16 halogen equivalent. Whiteness rendering matches or exceeds that of halogen sources at 2700K and 3000K. Features include: 35,000 hour rated life (compared to 2,000 hours for halogen) 85% more efficient than halogen Compatible with standard fixtures, directly replaces halogen bulbs Suitable for fully enclosed fixtures (subject to the maximum heatsink temperature limits shown in the spec sheet below) Designed to safely turn down in any thermal environment not conducive to minimum airflow or proper ventilation Indoor / Outdoor - suitable for damp locations Dimmable with trailing edge and leading edge phase cut dimmers, 12V AC magnetic and electronic transformers and 12V DC transformers 3-year warranty See the document below for complete specifications and photometrics.Shipping NoticeSoraa Considers this item a Quick Ship product, which will ship within one week of ordering if not currently in stock. LED Technology Notice Due to constantly evolving nature of LED technology, manufacturers will reserve the right to replace this product with next generation technology. We appreciate your understanding and acceptance of this policy. Applications Art Gallery Hospitality Museum Recessed Lighting Retail Track Lighting Utility/Government Incentives Documents Soraa SM16-07-25D-827-03 Specification Sheet About Soraa LED manufacturer SORRA utilizes gallium nitride on gallium nitride (GaN on GaN) LED technology that emits more light per LED material, handles more electric current per area and has extremely precise crystals enabling full visible spectrum light. SORAA has built a line of lamps and light engines around this innovative light source. SORAA’s distinctive products feature an intense single point source LED with full visible spectrum light, Flicker Free digital driver, unique heat dissipating heat sink, and point source optics. SORAA is headquartered in Fremont, California, where a talented team manufactures the GaN on GaN LEDs in a semiconductor fabrication facility. They are also building a new facility in Syracuse, New York. SORAA has sales offices and distributors worldwide. 35,000 Hours • 12 Volt • Natural White Technology • Dimmable Soraa 00929 - 7.5W MR16 - 50W Equal - 25° Beam - CRI 85 - 2700K | 2700 | 85 | 500 | 66.6667 | 35000 | 7.5 | 1 | 17.95 | 17.95 | 21.0919 | 2020Q3 | https://www.topbulb.com/soraa-sm16-07-25d-827-03-00929-mr16-50-watt-equal-2700k | Top Bulb | 2020 | No
LED Lighting | Downlight | Soraa | True | Daylighting/Photocell, | LED | MR16 | GU5.3 | Topbulb » LED Bulbs » LED MR16 » 12V MR16 » 50W Equal » Soraa 00933 - 7.5W MR16 - 50W Equal - 25° Beam - CRI 85 - 3000K Shipping NoticeSoraa Considers this item a Quick Ship product, which will ship within one week of ordering if not currently in stock.SORAA LED MR16 GU5.3 base Brilliant Series lamps provide outstanding beam control and are designed to provide a direct replacement for 12 volt halogen MR16 lamps. Intended for use in MR16 compatible recessed downlights, track lighting and other indoor and outdoor installations. These lamps directly replace the 12 volt MR16 halogen equivalent. Whiteness rendering matches or exceeds that of halogen sources at 2700K and 3000K. Features include: 35,000 hour rated life (compared to 2,000 hours for halogen) 85% more efficient than halogen Compatible with standard fixtures, directly replaces halogen bulbs Suitable for fully enclosed fixtures (subject to the maximum heatsink temperature limits shown in the spec sheet below) Designed to safely turn down in any thermal environment not conducive to minimum airflow or proper ventilation Indoor / Outdoor - suitable for damp locations Dimmable with trailing edge and leading edge phase cut dimmers, 12V AC magnetic and electronic transformers and 12V DC transformers 3-year warranty See the document below for complete specifications and photometrics.Shipping NoticeSoraa Considers this item a Quick Ship product, which will ship within one week of ordering if not currently in stock. LED Technology Notice Due to constantly evolving nature of LED technology, manufacturers will reserve the right to replace this product with next generation technology. We appreciate your understanding and acceptance of this policy. Applications Art Gallery Hospitality Museum Recessed Lighting Retail Track Lighting Utility/Government Incentives Documents Soraa SM16-07-25D-830-03 Specification Sheet About Soraa LED manufacturer SORRA utilizes gallium nitride on gallium nitride (GaN on GaN) LED technology that emits more light per LED material, handles more electric current per area and has extremely precise crystals enabling full visible spectrum light. SORAA has built a line of lamps and light engines around this innovative light source. SORAA’s distinctive products feature an intense single point source LED with full visible spectrum light, Flicker Free digital driver, unique heat dissipating heat sink, and point source optics. SORAA is headquartered in Fremont, California, where a talented team manufactures the GaN on GaN LEDs in a semiconductor fabrication facility. They are also building a new facility in Syracuse, New York. SORAA has sales offices and distributors worldwide. 35,000 Hours • 12 Volt • Natural White Technology • Dimmable Soraa 00933 - 7.5W MR16 - 50W Equal - 25° Beam - CRI 85 - 3000K | 3000 | 85 | 525 | 70 | 35000 | 7.5 | 1 | 17.95 | 17.95 | 21.0919 | 2020Q3 | https://www.topbulb.com/soraa-sm16-07-25d-830-03-00933-mr16-50-watt-equal-3000k | Top Bulb | 2020 | No
LED Lighting | Downlight | Soraa | True | Daylighting/Photocell, | LED | MR16 | GU5.3 | Topbulb » LED Bulbs » LED MR16 » 12V MR16 » 50W Equal » Soraa 00931 - 7.5W MR16 - 50W Equal - 25° Beam - CRI 95 - 2700K Shipping NoticeSoraa Considers this item a Quick Ship product, which will ship within one week of ordering if not currently in stock.SORAA LED MR16 GU5.3 base Vivid Series lamps are designed to provide a direct replacement for 12 volt halogen MR16 lamps in color critical and precise beam requirement applications. Intended for use in MR16 compatible recessed downlights, track lighting and other indoor and outdoor installations. These lamps directly replace the 12 volt MR16 halogen equivalent. The Vivid Series provides accurate color rendering across the visible spectrum from 400nm to 700nm, with a CRI of 95 and R9 of 95. Whiteness rendering matches or exceeds that of halogen sources at 2700K and 3000K. Features include: 35,000 hour rated life (compared to 2,000 hours for halogen) 85% more efficient than halogen Compatible with standard fixtures, directly replaces halogen bulbs Suitable for fully enclosed fixtures (subject to the maximum heatsink temperature limits shown in the spec sheet below) Designed to safely turn down in any thermal environment not conducive to minimum airflow or proper ventilation Indoor / Outdoor - suitable for damp locations Dimmable with trailing edge and leading edge phase cut dimmers, 12V AC magnetic and electronic transformers and 12V DC transformers 3-year warranty See the document below for complete specifications and photometrics.Shipping NoticeSoraa Considers this item a Quick Ship product, which will ship within one week of ordering if not currently in stock. LED Technology Notice Due to constantly evolving nature of LED technology, manufacturers will reserve the right to replace this product with next generation technology. We appreciate your understanding and acceptance of this policy. Applications Art Gallery Hospitality Museum Recessed Lighting Retail Track Lighting Utility/Government Incentives Documents Soraa SM16-07-25D-927-03 Specification Sheet About Soraa LED manufacturer SORRA utilizes gallium nitride on gallium nitride (GaN on GaN) LED technology that emits more light per LED material, handles more electric current per area and has extremely precise crystals enabling full visible spectrum light. SORAA has built a line of lamps and light engines around this innovative light source. SORAA’s distinctive products feature an intense single point source LED with full visible spectrum light, Flicker Free digital driver, unique heat dissipating heat sink, and point source optics. SORAA is headquartered in Fremont, California, where a talented team manufactures the GaN on GaN LEDs in a semiconductor fabrication facility. They are also building a new facility in Syracuse, New York. SORAA has sales offices and distributors worldwide. 35,000 Hours • 12 Volt • Natural White Technology • Dimmable Soraa 00931 - 7.5W MR16 - 50W Equal - 25° Beam - CRI 95 - 2700K | 2700 | 95 | 410 | 54.6667 | 35000 | 7.5 | 1 | 25.95 | 25.95 | 30.4923 | 2020Q3 | https://www.topbulb.com/soraa-sm16-07-25d-927-03-00931-mr16-50-watt-equal-2700k | Top Bulb | 2020 | No
LED Lighting | Downlight | Soraa | True | Daylighting/Photocell, | LED | MR16 | GU5.3 | Topbulb » LED Bulbs » LED MR16 » 12V MR16 » 50W Equal » Soraa 00935 - 7.5W MR16 - 50W Equal - 25° Beam - CRI 95 - 3000K Shipping NoticeSoraa Considers this item a Quick Ship product, which will ship within one week of ordering if not currently in stock.SORAA LED MR16 GU5.3 base Vivid Series lamps are designed to provide a direct replacement for 12 volt halogen MR16 lamps in color critical and precise beam requirement applications. Intended for use in MR16 compatible recessed downlights, track lighting and other indoor and outdoor installations. These lamps directly replace the 12 volt MR16 halogen equivalent. The Vivid Series provides accurate color rendering across the visible spectrum from 400nm to 700nm, with a CRI of 95 and R9 of 95. Whiteness rendering matches or exceeds that of halogen sources at 2700K and 3000K. Features include: 35,000 hour rated life (compared to 2,000 hours for halogen) 85% more efficient than halogen Compatible with standard fixtures, directly replaces halogen bulbs Suitable for fully enclosed fixtures (subject to the maximum heatsink temperature limits shown in the spec sheet below) Designed to safely turn down in any thermal environment not conducive to minimum airflow or proper ventilation Indoor / Outdoor - suitable for damp locations Dimmable with trailing edge and leading edge phase cut dimmers, 12V AC magnetic and electronic transformers and 12V DC transformers 3-year warranty See the document below for complete specifications and photometrics.Shipping NoticeSoraa Considers this item a Quick Ship product, which will ship within one week of ordering if not currently in stock. LED Technology Notice Due to constantly evolving nature of LED technology, manufacturers will reserve the right to replace this product with next generation technology. We appreciate your understanding and acceptance of this policy. Applications Art Gallery Hospitality Museum Recessed Lighting Retail Track Lighting Utility/Government Incentives Documents Soraa SM16-07-25D-930-03 Specification Sheet About Soraa LED manufacturer SORRA utilizes gallium nitride on gallium nitride (GaN on GaN) LED technology that emits more light per LED material, handles more electric current per area and has extremely precise crystals enabling full visible spectrum light. SORAA has built a line of lamps and light engines around this innovative light source. SORAA’s distinctive products feature an intense single point source LED with full visible spectrum light, Flicker Free digital driver, unique heat dissipating heat sink, and point source optics. SORAA is headquartered in Fremont, California, where a talented team manufactures the GaN on GaN LEDs in a semiconductor fabrication facility. They are also building a new facility in Syracuse, New York. SORAA has sales offices and distributors worldwide. 35,000 Hours • 12 Volt • Natural White Technology • Dimmable Soraa 00935 - 7.5W MR16 - 50W Equal - 25° Beam - CRI 95 - 3000K | 3000 | 95 | 435 | 58 | 35000 | 7.5 | 1 | 25.95 | 25.95 | 30.4923 | 2020Q3 | https://www.topbulb.com/soraa-sm16-07-25d-930-03-00935-mr16-50-watt-equal-3000k | Top Bulb | 2020 | No
LED Lighting | Downlight | Soraa | True | Daylighting/Photocell, | LED | MR16 | GU5.3 | Topbulb » LED Bulbs » LED MR16 » 12V MR16 » 50W Equal » Soraa 00937 - 7.5W MR16 - 50W Equal - 25° Beam - CRI 95 - 4000K Shipping NoticeSoraa Considers this item a "Not Standard" product, which will ship within eight weeks of ordering if not currently in stock.SORAA LED MR16 GU5.3 base Vivid Series lamps are designed to provide a direct replacement for 12 volt halogen MR16 lamps in color critical and precise beam requirement applications. Intended for use in MR16 compatible recessed downlights, track lighting and other indoor and outdoor installations. These lamps directly replace the 12 volt MR16 halogen equivalent. The Vivid Series provides accurate color rendering across the visible spectrum from 400nm to 700nm, with a CRI of 95 and R9 of 95. Whiteness rendering matches or exceeds that of halogen sources at 2700K and 3000K. Features include: 35,000 hour rated life (compared to 2,000 hours for halogen) 85% more efficient than halogen Compatible with standard fixtures, directly replaces halogen bulbs Suitable for fully enclosed fixtures (subject to the maximum heatsink temperature limits shown in the spec sheet below) Designed to safely turn down in any thermal environment not conducive to minimum airflow or proper ventilation Indoor / Outdoor - suitable for damp locations Dimmable with trailing edge and leading edge phase cut dimmers, 12V AC magnetic and electronic transformers and 12V DC transformers 3-year warranty See the document below for complete specifications and photometrics. LED Technology Notice Due to constantly evolving nature of LED technology, manufacturers will reserve the right to replace this product with next generation technology. We appreciate your understanding and acceptance of this policy. Applications Art Gallery Hospitality Museum Recessed Lighting Retail Track Lighting Utility/Government Incentives Documents Soraa SM16-07-25D-940-03 Specification Sheet About Soraa LED manufacturer SORRA utilizes gallium nitride on gallium nitride (GaN on GaN) LED technology that emits more light per LED material, handles more electric current per area and has extremely precise crystals enabling full visible spectrum light. SORAA has built a line of lamps and light engines around this innovative light source. SORAA’s distinctive products feature an intense single point source LED with full visible spectrum light, Flicker Free digital driver, unique heat dissipating heat sink, and point source optics. SORAA is headquartered in Fremont, California, where a talented team manufactures the GaN on GaN LEDs in a semiconductor fabrication facility. They are also building a new facility in Syracuse, New York. SORAA has sales offices and distributors worldwide. 35,000 Hours • 12 Volt • Natural White Technology • Dimmable Soraa 00937 - 7.5W MR16 - 50W Equal - 25° Beam - CRI 95 - 4000K | 4000 | 95 | 455 | 60.6667 | 35000 | 7.5 | 1 | 25.95 | 25.95 | 30.4923 | 2020Q3 | https://www.topbulb.com/soraa-sm16-07-25d-940-03-00937-mr16-50-watt-equal-4000k | Top Bulb | 2020 | No
LED Lighting | Downlight | Soraa | True | Daylighting/Photocell, | LED | MR16 | GU5.3 | Topbulb » LED Bulbs » LED MR16 » 12V MR16 » 50W Equal » Soraa 00941 - 7.5W MR16 - 50W Equal - 36° Beam - CRI 85 - 2700K Shipping NoticeSoraa Considers this item a Quick Ship product, which will ship within one week of ordering if not currently in stock.SORAA LED MR16 GU5.3 base Brilliant Series lamps provide outstanding beam control and are designed to provide a direct replacement for 12 volt halogen MR16 lamps. Intended for use in MR16 compatible recessed downlights, track lighting and other indoor and outdoor installations. These lamps directly replace the 12 volt MR16 halogen equivalent. Whiteness rendering matches or exceeds that of halogen sources at 2700K and 3000K. Features include: 35,000 hour rated life (compared to 2,000 hours for halogen) 85% more efficient than halogen Compatible with standard fixtures, directly replaces halogen bulbs Suitable for fully enclosed fixtures (subject to the maximum heatsink temperature limits shown in the spec sheet below) Designed to safely turn down in any thermal environment not conducive to minimum airflow or proper ventilation Indoor / Outdoor - suitable for damp locations Dimmable with trailing edge and leading edge phase cut dimmers, 12V AC magnetic and electronic transformers and 12V DC transformers 3-year warranty See the document below for complete specifications and photometrics.Shipping NoticeSoraa Considers this item a Quick Ship product, which will ship within one week of ordering if not currently in stock. LED Technology Notice Due to constantly evolving nature of LED technology, manufacturers will reserve the right to replace this product with next generation technology. We appreciate your understanding and acceptance of this policy. Applications Art Gallery Hospitality Museum Recessed Lighting Retail Track Lighting Utility/Government Incentives Documents Soraa SM16-07-36D-827-03 Specification Sheet About Soraa LED manufacturer SORRA utilizes gallium nitride on gallium nitride (GaN on GaN) LED technology that emits more light per LED material, handles more electric current per area and has extremely precise crystals enabling full visible spectrum light. SORAA has built a line of lamps and light engines around this innovative light source. SORAA’s distinctive products feature an intense single point source LED with full visible spectrum light, Flicker Free digital driver, unique heat dissipating heat sink, and point source optics. SORAA is headquartered in Fremont, California, where a talented team manufactures the GaN on GaN LEDs in a semiconductor fabrication facility. They are also building a new facility in Syracuse, New York. SORAA has sales offices and distributors worldwide. 35,000 Hours • 12 Volt • Natural White Technology • Dimmable Soraa 00941 - 7.5W MR16 - 50W Equal - 36° Beam - CRI 85 - 2700K | 2700 | 85 | 500 | 66.6667 | 35000 | 7.5 | 1 | 17.95 | 17.95 | 21.0919 | 2020Q3 | https://www.topbulb.com/soraa-sm16-07-36d-827-03-00941-mr16-50-watt-equal-2700k | Top Bulb | 2020 | No
LED Lighting | Downlight | Soraa | True | Daylighting/Photocell, | LED | MR16 | GU5.3 | Topbulb » LED Bulbs » LED MR16 » 12V MR16 » 50W Equal » Soraa 00941 - 7.5W MR16 - 50W Equal - 36° Beam - CRI 85 - 2700K Shipping NoticeSoraa Considers this item a Quick Ship product, which will ship within one week of ordering if not currently in stock.SORAA LED MR16 GU5.3 base Brilliant Series lamps provide outstanding beam control and are designed to provide a direct replacement for 12 volt halogen MR16 lamps. Intended for use in MR16 compatible recessed downlights, track lighting and other indoor and outdoor installations. These lamps directly replace the 12 volt MR16 halogen equivalent. Whiteness rendering matches or exceeds that of halogen sources at 2700K and 3000K. Features include: 35,000 hour rated life (compared to 2,000 hours for halogen) 85% more efficient than halogen Compatible with standard fixtures, directly replaces halogen bulbs Suitable for fully enclosed fixtures (subject to the maximum heatsink temperature limits shown in the spec sheet below) Designed to safely turn down in any thermal environment not conducive to minimum airflow or proper ventilation Indoor / Outdoor - suitable for damp locations Dimmable with trailing edge and leading edge phase cut dimmers, 12V AC magnetic and electronic transformers and 12V DC transformers 3-year warranty See the document below for complete specifications and photometrics.Shipping NoticeSoraa Considers this item a Quick Ship product, which will ship within one week of ordering if not currently in stock. LED Technology Notice Due to constantly evolving nature of LED technology, manufacturers will reserve the right to replace this product with next generation technology. We appreciate your understanding and acceptance of this policy. Applications Art Gallery Hospitality Museum Recessed Lighting Retail Track Lighting Utility/Government Incentives Documents Soraa SM16-07-36D-827-03 Specification Sheet About Soraa LED manufacturer SORRA utilizes gallium nitride on gallium nitride (GaN on GaN) LED technology that emits more light per LED material, handles more electric current per area and has extremely precise crystals enabling full visible spectrum light. SORAA has built a line of lamps and light engines around this innovative light source. SORAA’s distinctive products feature an intense single point source LED with full visible spectrum light, Flicker Free digital driver, unique heat dissipating heat sink, and point source optics. SORAA is headquartered in Fremont, California, where a talented team manufactures the GaN on GaN LEDs in a semiconductor fabrication facility. They are also building a new facility in Syracuse, New York. SORAA has sales offices and distributors worldwide. 35,000 Hours • 12 Volt • Natural White Technology • Dimmable Soraa 00941 - 7.5W MR16 - 50W Equal - 36° Beam - CRI 85 - 2700K | 2700 | 85 | 500 | 66.6667 | 35000 | 7.5 | 1 | 17.95 | 17.95 | 21.0919 | 2020Q3 | https://www.topbulb.com/soraa-sm16-07-36d-827-03-00941-mr16-50-watt-equal-2700k-144593 | Top Bulb | 2020 | No
LED Lighting | Downlight | Soraa | True | Daylighting/Photocell, | LED | MR16 | GU5.3 | Topbulb » LED Bulbs » LED MR16 » 12V MR16 » 50W Equal » Soraa 00945 - 7.5W MR16 - 50W Equal - 36° Beam - CRI 85 - 3000K Shipping NoticeSoraa Considers this item a Quick Ship product, which will ship within one week of ordering if not currently in stock.SORAA LED MR16 GU5.3 base Brilliant Series lamps provide outstanding beam control and are designed to provide a direct replacement for 12 volt halogen MR16 lamps. Intended for use in MR16 compatible recessed downlights, track lighting and other indoor and outdoor installations. These lamps directly replace the 12 volt MR16 halogen equivalent. Whiteness rendering matches or exceeds that of halogen sources at 2700K and 3000K. Features include: 35,000 hour rated life (compared to 2,000 hours for halogen) 85% more efficient than halogen Compatible with standard fixtures, directly replaces halogen bulbs Suitable for fully enclosed fixtures (subject to the maximum heatsink temperature limits shown in the spec sheet below) Designed to safely turn down in any thermal environment not conducive to minimum airflow or proper ventilation Indoor / Outdoor - suitable for damp locations Dimmable with trailing edge and leading edge phase cut dimmers, 12V AC magnetic and electronic transformers and 12V DC transformers 3-year warranty See the document below for complete specifications and photometrics.Shipping NoticeSoraa Considers this item a Quick Ship product, which will ship within one week of ordering if not currently in stock. LED Technology Notice Due to constantly evolving nature of LED technology, manufacturers will reserve the right to replace this product with next generation technology. We appreciate your understanding and acceptance of this policy. Applications Art Gallery Hospitality Museum Recessed Lighting Retail Track Lighting Utility/Government Incentives Documents Soraa SM16-07-36D-830-03 Specification Sheet About Soraa LED manufacturer SORRA utilizes gallium nitride on gallium nitride (GaN on GaN) LED technology that emits more light per LED material, handles more electric current per area and has extremely precise crystals enabling full visible spectrum light. SORAA has built a line of lamps and light engines around this innovative light source. SORAA’s distinctive products feature an intense single point source LED with full visible spectrum light, Flicker Free digital driver, unique heat dissipating heat sink, and point source optics. SORAA is headquartered in Fremont, California, where a talented team manufactures the GaN on GaN LEDs in a semiconductor fabrication facility. They are also building a new facility in Syracuse, New York. SORAA has sales offices and distributors worldwide. 35,000 Hours • 12 Volt • Natural White Technology • Dimmable Soraa 00945 - 7.5W MR16 - 50W Equal - 36° Beam - CRI 85 - 3000K | 3000 | 85 | 525 | 70 | 35000 | 7.5 | 1 | 17.95 | 17.95 | 21.0919 | 2020Q3 | https://www.topbulb.com/soraa-sm16-07-36d-830-03-00945-mr16-50-watt-equal-3000k | Top Bulb | 2020 | No
LED Lighting | Downlight | Soraa | True | Daylighting/Photocell, | LED | MR16 | GU5.3 | Topbulb » LED Bulbs » LED MR16 » 12V MR16 » 50W Equal » Soraa 00943 - 7.5W MR16 - 50W Equal - 36° Beam - CRI 95 - 2700K Shipping NoticeSoraa Considers this item a Quick Ship product, which will ship within one week of ordering if not currently in stock.SORAA LED MR16 GU5.3 base Vivid Series lamps are designed to provide a direct replacement for 12 volt halogen MR16 lamps in color critical and precise beam requirement applications. Intended for use in MR16 compatible recessed downlights, track lighting and other indoor and outdoor installations. These lamps directly replace the 12 volt MR16 halogen equivalent. The Vivid Series provides accurate color rendering across the visible spectrum from 400nm to 700nm, with a CRI of 95 and R9 of 95. Whiteness rendering matches or exceeds that of halogen sources at 2700K and 3000K. Features include: 35,000 hour rated life (compared to 2,000 hours for halogen) 85% more efficient than halogen Compatible with standard fixtures, directly replaces halogen bulbs Suitable for fully enclosed fixtures (subject to the maximum heatsink temperature limits shown in the spec sheet below) Designed to safely turn down in any thermal environment not conducive to minimum airflow or proper ventilation Indoor / Outdoor - suitable for damp locations Dimmable with trailing edge and leading edge phase cut dimmers, 12V AC magnetic and electronic transformers and 12V DC transformers 3-year warranty See the document below for complete specifications and photometrics.Shipping NoticeSoraa Considers this item a Quick Ship product, which will ship within one week of ordering if not currently in stock. LED Technology Notice Due to constantly evolving nature of LED technology, manufacturers will reserve the right to replace this product with next generation technology. We appreciate your understanding and acceptance of this policy. Applications Art Gallery Hospitality Museum Recessed Lighting Retail Track Lighting Utility/Government Incentives Documents Soraa SM16-07-36D-927-03 Specification Sheet About Soraa LED manufacturer SORRA utilizes gallium nitride on gallium nitride (GaN on GaN) LED technology that emits more light per LED material, handles more electric current per area and has extremely precise crystals enabling full visible spectrum light. SORAA has built a line of lamps and light engines around this innovative light source. SORAA’s distinctive products feature an intense single point source LED with full visible spectrum light, Flicker Free digital driver, unique heat dissipating heat sink, and point source optics. SORAA is headquartered in Fremont, California, where a talented team manufactures the GaN on GaN LEDs in a semiconductor fabrication facility. They are also building a new facility in Syracuse, New York. SORAA has sales offices and distributors worldwide. 35,000 Hours • 12 Volt • Natural White Technology • Dimmable Soraa 00943 - 7.5W MR16 - 50W Equal - 36° Beam - CRI 95 - 2700K | 2700 | 95 | 410 | 54.6667 | 35000 | 7.5 | 1 | 25.95 | 25.95 | 30.4923 | 2020Q3 | https://www.topbulb.com/soraa-sm16-07-36d-927-03-00943-mr16-50-watt-equal-2700k | Top Bulb | 2020 | No
LED Lighting | Downlight | Soraa | True | Daylighting/Photocell, | LED | MR16 | GU5.3 | Topbulb » LED Bulbs » LED MR16 » 12V MR16 » 50W Equal » Soraa 00947 - 7.5W MR16 - 50W Equal - 36° Beam - CRI 95 - 3000K Shipping NoticeSoraa Considers this item a Quick Ship product, which will ship within one week of ordering if not currently in stock.SORAA LED MR16 GU5.3 base Vivid Series lamps are designed to provide a direct replacement for 12 volt halogen MR16 lamps in color critical and precise beam requirement applications. Intended for use in MR16 compatible recessed downlights, track lighting and other indoor and outdoor installations. These lamps directly replace the 12 volt MR16 halogen equivalent. The Vivid Series provides accurate color rendering across the visible spectrum from 400nm to 700nm, with a CRI of 95 and R9 of 95. Whiteness rendering matches or exceeds that of halogen sources at 2700K and 3000K. Features include: 35,000 hour rated life (compared to 2,000 hours for halogen) 85% more efficient than halogen Compatible with standard fixtures, directly replaces halogen bulbs Suitable for fully enclosed fixtures (subject to the maximum heatsink temperature limits shown in the spec sheet below) Designed to safely turn down in any thermal environment not conducive to minimum airflow or proper ventilation Indoor / Outdoor - suitable for damp locations Dimmable with trailing edge and leading edge phase cut dimmers, 12V AC magnetic and electronic transformers and 12V DC transformers 3-year warranty See the document below for complete specifications and photometrics.Shipping NoticeSoraa Considers this item a Quick Ship product, which will ship within one week of ordering if not currently in stock. LED Technology Notice Due to constantly evolving nature of LED technology, manufacturers will reserve the right to replace this product with next generation technology. We appreciate your understanding and acceptance of this policy. Applications Art Gallery Hospitality Museum Recessed Lighting Retail Track Lighting Utility/Government Incentives Documents Soraa SM16-07-36D-930-03 Specification Sheet About Soraa LED manufacturer SORRA utilizes gallium nitride on gallium nitride (GaN on GaN) LED technology that emits more light per LED material, handles more electric current per area and has extremely precise crystals enabling full visible spectrum light. SORAA has built a line of lamps and light engines around this innovative light source. SORAA’s distinctive products feature an intense single point source LED with full visible spectrum light, Flicker Free digital driver, unique heat dissipating heat sink, and point source optics. SORAA is headquartered in Fremont, California, where a talented team manufactures the GaN on GaN LEDs in a semiconductor fabrication facility. They are also building a new facility in Syracuse, New York. SORAA has sales offices and distributors worldwide. 35,000 Hours • 12 Volt • Natural White Technology • Dimmable Soraa 00947 - 7.5W MR16 - 50W Equal - 36° Beam - CRI 95 - 3000K | 3000 | 95 | 435 | 58 | 35000 | 7.5 | 1 | 25.95 | 25.95 | 30.4923 | 2020Q3 | https://www.topbulb.com/soraa-sm16-07-36d-930-03-00947-mr16-50-watt-equal-3000k | Top Bulb | 2020 | No
LED Lighting | Downlight | Soraa | True | Daylighting/Photocell, | LED | MR16 | GU5.3 | Topbulb » LED Bulbs » LED MR16 » 12V MR16 » 50W Equal » Soraa 00949 - 7.5W MR16 - 50W Equal - 36° Beam - CRI 95 - 4000K Shipping NoticeSoraa Considers this item a "Not Standard" product, which will ship within eight weeks of ordering if not currently in stock.SORAA LED MR16 GU5.3 base Vivid Series lamps are designed to provide a direct replacement for 12 volt halogen MR16 lamps in color critical and precise beam requirement applications. Intended for use in MR16 compatible recessed downlights, track lighting and other indoor and outdoor installations. These lamps directly replace the 12 volt MR16 halogen equivalent. The Vivid Series provides accurate color rendering across the visible spectrum from 400nm to 700nm, with a CRI of 95 and R9 of 95. Whiteness rendering matches or exceeds that of halogen sources at 2700K and 3000K. Features include: 35,000 hour rated life (compared to 2,000 hours for halogen) 85% more efficient than halogen Compatible with standard fixtures, directly replaces halogen bulbs Suitable for fully enclosed fixtures (subject to the maximum heatsink temperature limits shown in the spec sheet below) Designed to safely turn down in any thermal environment not conducive to minimum airflow or proper ventilation Indoor / Outdoor - suitable for damp locations Dimmable with trailing edge and leading edge phase cut dimmers, 12V AC magnetic and electronic transformers and 12V DC transformers 3-year warranty See the document below for complete specifications and photometrics. LED Technology Notice Due to constantly evolving nature of LED technology, manufacturers will reserve the right to replace this product with next generation technology. We appreciate your understanding and acceptance of this policy. Applications Art Gallery Hospitality Museum Recessed Lighting Retail Track Lighting Utility/Government Incentives Documents Soraa SM16-07-36D-940-03 Specification Sheet About Soraa LED manufacturer SORRA utilizes gallium nitride on gallium nitride (GaN on GaN) LED technology that emits more light per LED material, handles more electric current per area and has extremely precise crystals enabling full visible spectrum light. SORAA has built a line of lamps and light engines around this innovative light source. SORAA’s distinctive products feature an intense single point source LED with full visible spectrum light, Flicker Free digital driver, unique heat dissipating heat sink, and point source optics. SORAA is headquartered in Fremont, California, where a talented team manufactures the GaN on GaN LEDs in a semiconductor fabrication facility. They are also building a new facility in Syracuse, New York. SORAA has sales offices and distributors worldwide. 35,000 Hours • 12 Volt • Natural White Technology • Dimmable Soraa 00949 - 7.5W MR16 - 50W Equal - 36° Beam - CRI 95 - 4000K | 4000 | 95 | 455 | 60.6667 | 35000 | 7.5 | 1 | 25.95 | 25.95 | 30.4923 | 2020Q3 | https://www.topbulb.com/soraa-sm16-07-36d-940-03-00949-mr16-50-watt-equal-4000k | Top Bulb | 2020 | No
LED Lighting | Downlight | Soraa | True | Daylighting/Photocell, | LED | MR16 | GU5.3 | Topbulb » LED Bulbs » LED MR16 » 12V MR16 » 75W Equal » Soraa 00953 - 9W MR16 - 75W Equal - 25° Beam - CRI 85 - 2700K Shipping NoticeSoraa Considers this item a Quick Ship product, which will ship within one week of ordering if not currently in stock.SORAA LED MR16 GU5.3 base Brilliant Series lamps provide outstanding beam control and are designed to provide a direct replacement for 12 volt halogen MR16 lamps. Intended for use in MR16 compatible recessed downlights, track lighting and other indoor and outdoor installations. These lamps directly replace the 12 volt MR16 halogen equivalent. Whiteness rendering matches or exceeds that of halogen sources at 2700K and 3000K. SNAP System Compatible: Beam and Color Shift Accessories Features include: 35,000 hour rated life (compared to 2,000 hours for halogen) 85% more efficient than halogen Compatible with standard fixtures, directly replaces halogen bulbs Suitable for fully enclosed fixtures (subject to the maximum heatsink temperature limits shown in the spec sheet below) Designed to safely turn down in any thermal environment not conducive to minimum airflow or proper ventilation Indoor / Outdoor - suitable for damp locations Dimmable with trailing edge and leading edge phase cut dimmers, 12V AC magnetic and electronic transformers and 12V DC transformers 3-year warranty See the document below for complete specifications and photometrics.Shipping NoticeSoraa Considers this item a Quick Ship product, which will ship within one week of ordering if not currently in stock. LED Technology Notice Due to constantly evolving nature of LED technology, manufacturers will reserve the right to replace this product with next generation technology. We appreciate your understanding and acceptance of this policy. Applications Art Gallery Hospitality Museum Recessed Lighting Retail Track Lighting Documents Soraa SM16-09-25D-827-03 Specification Sheet About Soraa LED manufacturer SORRA utilizes gallium nitride on gallium nitride (GaN on GaN) LED technology that emits more light per LED material, handles more electric current per area and has extremely precise crystals enabling full visible spectrum light. SORAA has built a line of lamps and light engines around this innovative light source. SORAA’s distinctive products feature an intense single point source LED with full visible spectrum light, Flicker Free digital driver, unique heat dissipating heat sink, and point source optics. SORAA is headquartered in Fremont, California, where a talented team manufactures the GaN on GaN LEDs in a semiconductor fabrication facility. They are also building a new facility in Syracuse, New York. SORAA has sales offices and distributors worldwide. 35,000 Hours • 12 Volt • Natural White Technology • Dimmable Soraa 00953 - 9W MR16 - 75W Equal - 25° Beam - CRI 85 - 2700K | 2700 | 85 | 560 | 62.2222 | 35000 | 9 | 1 | 20.95 | 20.95 | 24.6171 | 2020Q3 | https://www.topbulb.com/soraa-sm16-09-25d-827-03-00953-mr16-75-watt-equal-2700k | Top Bulb | 2020 | No
LED Lighting | Downlight | Soraa | True | Daylighting/Photocell, | LED | MR16 | GU5.3 | Topbulb » LED Bulbs » LED MR16 » 12V MR16 » 75W Equal » Soraa 00957 - 9W MR16 - 75W Equal - 25° Beam - CRI 85 - 3000K Shipping NoticeSoraa Considers this item a Quick Ship product, which will ship within one week of ordering if not currently in stock.SORAA LED MR16 GU5.3 base Brilliant Series lamps provide outstanding beam control and are designed to provide a direct replacement for 12 volt halogen MR16 lamps. Intended for use in MR16 compatible recessed downlights, track lighting and other indoor and outdoor installations. These lamps directly replace the 12 volt MR16 halogen equivalent. Whiteness rendering matches or exceeds that of halogen sources at 2700K and 3000K. SNAP System Compatible: Beam and Color Shift Accessories Features include: 35,000 hour rated life (compared to 2,000 hours for halogen) 85% more efficient than halogen Compatible with standard fixtures, directly replaces halogen bulbs Suitable for fully enclosed fixtures (subject to the maximum heatsink temperature limits shown in the spec sheet below) Designed to safely turn down in any thermal environment not conducive to minimum airflow or proper ventilation Indoor / Outdoor - suitable for damp locations Dimmable with trailing edge and leading edge phase cut dimmers, 12V AC magnetic and electronic transformers and 12V DC transformers 3-year warranty See the document below for complete specifications and photometrics.Shipping NoticeSoraa Considers this item a Quick Ship product, which will ship within one week of ordering if not currently in stock. LED Technology Notice Due to constantly evolving nature of LED technology, manufacturers will reserve the right to replace this product with next generation technology. We appreciate your understanding and acceptance of this policy. Applications Art Gallery Hospitality Museum Recessed Lighting Retail Track Lighting Utility/Government Incentives Documents Soraa SM16-09-25D-830-03 Specification Sheet About Soraa LED manufacturer SORRA utilizes gallium nitride on gallium nitride (GaN on GaN) LED technology that emits more light per LED material, handles more electric current per area and has extremely precise crystals enabling full visible spectrum light. SORAA has built a line of lamps and light engines around this innovative light source. SORAA’s distinctive products feature an intense single point source LED with full visible spectrum light, Flicker Free digital driver, unique heat dissipating heat sink, and point source optics. SORAA is headquartered in Fremont, California, where a talented team manufactures the GaN on GaN LEDs in a semiconductor fabrication facility. They are also building a new facility in Syracuse, New York. SORAA has sales offices and distributors worldwide. 35,000 Hours • 12 Volt • Natural White Technology • Dimmable Soraa 00957 - 9W MR16 - 75W Equal - 25° Beam - CRI 85 - 3000K | 3000 | 85 | 590 | 65.5556 | 35000 | 9 | 1 | 20.95 | 20.95 | 24.6171 | 2020Q3 | https://www.topbulb.com/soraa-sm16-09-25d-830-03-00957-mr16-75-watt-equal-3000k | Top Bulb | 2020 | No
LED Lighting | Downlight | Soraa | True | Daylighting/Photocell, | LED | MR16 | GU5.3 | Topbulb » LED Bulbs » LED MR16 » 12V MR16 » 60W Equal » Soraa 00955 - 9W GU10 MR16 - 60W Equal - 25° Beam - CRI 95 - 2700K Shipping NoticeSoraa Considers this item a Quick Ship product, which will ship within one week of ordering if not currently in stock.SORAA LED MR16 GU5.3 base Vivid Series lamps are designed to provide a direct replacement for 12 volt halogen MR16 lamps in color critical and precise beam requirement applications. Intended for use in MR16 compatible recessed downlights, track lighting and other indoor and outdoor installations. These lamps directly replace the 12 volt MR16 halogen equivalent. The Vivid Series provides accurate color rendering across the visible spectrum from 400nm to 700nm, with a CRI of 95 and R9 of 95. Whiteness rendering matches or exceeds that of halogen sources at 2700K and 3000K. SNAP System Compatible: Beam and Color Shift Accessories Features include: 35,000 hour rated life (compared to 2,000 hours for halogen) 85% more efficient than halogen Compatible with standard fixtures, directly replaces halogen bulbs Suitable for fully enclosed fixtures (subject to the maximum heatsink temperature limits shown in the spec sheet below) Designed to safely turn down in any thermal environment not conducive to minimum airflow or proper ventilation Indoor / Outdoor - suitable for damp locations Dimmable with trailing edge and leading edge phase cut dimmers, 12V AC magnetic and electronic transformers and 12V DC transformers 3-year warranty See the document below for complete specifications and photometrics.Shipping NoticeSoraa Considers this item a Quick Ship product, which will ship within one week of ordering if not currently in stock. LED Technology Notice Due to constantly evolving nature of LED technology, manufacturers will reserve the right to replace this product with next generation technology. We appreciate your understanding and acceptance of this policy. Applications Art Gallery Hospitality Museum Recessed Lighting Retail Track Lighting Utility/Government Incentives Documents Soraa SM16-09-25D-927-03 Specification Sheet About Soraa LED manufacturer SORRA utilizes gallium nitride on gallium nitride (GaN on GaN) LED technology that emits more light per LED material, handles more electric current per area and has extremely precise crystals enabling full visible spectrum light. SORAA has built a line of lamps and light engines around this innovative light source. SORAA’s distinctive products feature an intense single point source LED with full visible spectrum light, Flicker Free digital driver, unique heat dissipating heat sink, and point source optics. SORAA is headquartered in Fremont, California, where a talented team manufactures the GaN on GaN LEDs in a semiconductor fabrication facility. They are also building a new facility in Syracuse, New York. SORAA has sales offices and distributors worldwide. 35,000 Hours • 120 Volt • Natural White Technology • Dimmable Soraa 00955 - 9W GU10 MR16 - 60W Equal - 25° Beam - CRI 95 - 2700K | 2700 | 95 | 465 | 51.6667 | 35000 | 9 | 1 | 28.95 | 28.95 | 34.0174 | 2020Q3 | https://www.topbulb.com/soraa-sm16-09-25d-927-03-00955-mr16-60-watt-equal-2700k | Top Bulb | 2020 | No
LED Lighting | Downlight | Soraa | True | Daylighting/Photocell, | LED | MR16 | GU5.3 | Topbulb » LED Bulbs » LED MR16 » 12V MR16 » 60W Equal » Soraa 00959 - 9W MR16 - 60W Equal - 25° Beam - CRI 95 - 3000K Shipping NoticeSoraa Considers this item a Quick Ship product, which will ship within one week of ordering if not currently in stock.SORAA LED MR16 GU5.3 base Vivid Series lamps are designed to provide a direct replacement for 12 volt halogen MR16 lamps in color critical and precise beam requirement applications. Intended for use in MR16 compatible recessed downlights, track lighting and other indoor and outdoor installations. These lamps directly replace the 12 volt MR16 halogen equivalent. The Vivid Series provides accurate color rendering across the visible spectrum from 400nm to 700nm, with a CRI of 95 and R9 of 95. Whiteness rendering matches or exceeds that of halogen sources at 2700K and 3000K. SNAP System Compatible: Beam and Color Shift Accessories Features include: 35,000 hour rated life (compared to 2,000 hours for halogen) 85% more efficient than halogen Compatible with standard fixtures, directly replaces halogen bulbs Suitable for fully enclosed fixtures (subject to the maximum heatsink temperature limits shown in the spec sheet below) Designed to safely turn down in any thermal environment not conducive to minimum airflow or proper ventilation Indoor / Outdoor - suitable for damp locations Dimmable with trailing edge and leading edge phase cut dimmers, 12V AC magnetic and electronic transformers and 12V DC transformers 3-year warranty See the document below for complete specifications and photometrics.Shipping NoticeSoraa Considers this item a Quick Ship product, which will ship within one week of ordering if not currently in stock. LED Technology Notice Due to constantly evolving nature of LED technology, manufacturers will reserve the right to replace this product with next generation technology. We appreciate your understanding and acceptance of this policy. Applications Art Gallery Hospitality Museum Recessed Lighting Retail Track Lighting Utility/Government Incentives Documents Soraa SM16-09-25D-930-03 Specification Sheet About Soraa LED manufacturer SORRA utilizes gallium nitride on gallium nitride (GaN on GaN) LED technology that emits more light per LED material, handles more electric current per area and has extremely precise crystals enabling full visible spectrum light. SORAA has built a line of lamps and light engines around this innovative light source. SORAA’s distinctive products feature an intense single point source LED with full visible spectrum light, Flicker Free digital driver, unique heat dissipating heat sink, and point source optics. SORAA is headquartered in Fremont, California, where a talented team manufactures the GaN on GaN LEDs in a semiconductor fabrication facility. They are also building a new facility in Syracuse, New York. SORAA has sales offices and distributors worldwide. 35,000 Hours • 12 Volt • Natural White Technology • Dimmable Soraa 00959 - 9W MR16 - 60W Equal - 25° Beam - CRI 95 - 3000K | 3000 | 95 | 490 | 54.4444 | 35000 | 9 | 1 | 28.95 | 28.95 | 34.0174 | 2020Q3 | https://www.topbulb.com/soraa-sm16-09-25d-930-03-00959-mr16-60-watt-equal-3000k | Top Bulb | 2020 | No
LED Lighting | Downlight | Soraa | True | Daylighting/Photocell, | LED | MR16 | GU5.3 | Topbulb » LED Bulbs » LED MR16 » 12V MR16 » 75W Equal » Soraa 00961 - 9W MR16 - 75W Equal - 36° Beam - CRI 85 - 2700K Shipping NoticeSoraa Considers this item a Quick Ship product, which will ship within one week of ordering if not currently in stock.SORAA LED MR16 GU5.3 base Brilliant Series lamps provide outstanding beam control and are designed to provide a direct replacement for 12 volt halogen MR16 lamps. Intended for use in MR16 compatible recessed downlights, track lighting and other indoor and outdoor installations. These lamps directly replace the 12 volt MR16 halogen equivalent. Whiteness rendering matches or exceeds that of halogen sources at 2700K and 3000K. SNAP System Compatible: Beam and Color Shift Accessories Features include: 35,000 hour rated life (compared to 2,000 hours for halogen) 85% more efficient than halogen Compatible with standard fixtures, directly replaces halogen bulbs Suitable for fully enclosed fixtures (subject to the maximum heatsink temperature limits shown in the spec sheet below) Designed to safely turn down in any thermal environment not conducive to minimum airflow or proper ventilation Indoor / Outdoor - suitable for damp locations Dimmable with trailing edge and leading edge phase cut dimmers, 12V AC magnetic and electronic transformers and 12V DC transformers 3-year warranty See the document below for complete specifications and photometrics. Shipping Notice Soraa Considers this item a Quick Ship product, which will ship within one week of ordering if not currently in stock. LED Technology Notice Due to constantly evolving nature of LED technology, manufacturers will reserve the right to replace this product with next generation technology. We appreciate your understanding and acceptance of this policy. Applications Art Gallery Hospitality Museum Recessed Lighting Retail Track Lighting Utility/Government Incentives Documents Soraa SM16-09-36D-827-03 Specification Sheet About Soraa LED manufacturer SORRA utilizes gallium nitride on gallium nitride (GaN on GaN) LED technology that emits more light per LED material, handles more electric current per area and has extremely precise crystals enabling full visible spectrum light. SORAA has built a line of lamps and light engines around this innovative light source. SORAA’s distinctive products feature an intense single point source LED with full visible spectrum light, Flicker Free digital driver, unique heat dissipating heat sink, and point source optics. SORAA is headquartered in Fremont, California, where a talented team manufactures the GaN on GaN LEDs in a semiconductor fabrication facility. They are also building a new facility in Syracuse, New York. SORAA has sales offices and distributors worldwide. 35,000 Hours • 12 Volt • Natural White Technology • Dimmable Soraa 00961 - 9W MR16 - 75W Equal - 36° Beam - CRI 85 - 2700K | 2700 | 85 | 560 | 62.2222 | 35000 | 9 | 1 | 20.95 | 20.95 | 24.6171 | 2020Q3 | https://www.topbulb.com/soraa-sm16-09-36d-827-03-00961-mr16-75-watt-equal-2700k | Top Bulb | 2020 | No
LED Lighting | Downlight | Soraa | True | Daylighting/Photocell, | LED | MR16 | GU5.3 | Topbulb » LED Bulbs » LED MR16 » 12V MR16 » 75W Equal » Soraa 00965 - 9W MR16 - 75W Equal - 36° Beam - CRI 85 - 3000K Shipping NoticeSoraa Considers this item a Quick Ship product, which will ship within one week of ordering if not currently in stock.SORAA LED MR16 GU5.3 base Brilliant Series lamps provide outstanding beam control and are designed to provide a direct replacement for 12 volt halogen MR16 lamps. Intended for use in MR16 compatible recessed downlights, track lighting and other indoor and outdoor installations. These lamps directly replace the 12 volt MR16 halogen equivalent. Whiteness rendering matches or exceeds that of halogen sources at 2700K and 3000K. SNAP System Compatible: Beam and Color Shift Accessories Features include: 35,000 hour rated life (compared to 2,000 hours for halogen) 85% more efficient than halogen Compatible with standard fixtures, directly replaces halogen bulbs Suitable for fully enclosed fixtures (subject to the maximum heatsink temperature limits shown in the spec sheet below) Designed to safely turn down in any thermal environment not conducive to minimum airflow or proper ventilation Indoor / Outdoor - suitable for damp locations Dimmable with trailing edge and leading edge phase cut dimmers, 12V AC magnetic and electronic transformers and 12V DC transformers 3-year warranty See the document below for complete specifications and photometrics.Shipping NoticeSoraa Considers this item a Quick Ship product, which will ship within one week of ordering if not currently in stock. LED Technology Notice Due to constantly evolving nature of LED technology, manufacturers will reserve the right to replace this product with next generation technology. We appreciate your understanding and acceptance of this policy. Applications Art Gallery Hospitality Museum Recessed Lighting Retail Track Lighting Utility/Government Incentives Documents Soraa SM16-09-36D-830-03 Specification Sheet About Soraa LED manufacturer SORRA utilizes gallium nitride on gallium nitride (GaN on GaN) LED technology that emits more light per LED material, handles more electric current per area and has extremely precise crystals enabling full visible spectrum light. SORAA has built a line of lamps and light engines around this innovative light source. SORAA’s distinctive products feature an intense single point source LED with full visible spectrum light, Flicker Free digital driver, unique heat dissipating heat sink, and point source optics. SORAA is headquartered in Fremont, California, where a talented team manufactures the GaN on GaN LEDs in a semiconductor fabrication facility. They are also building a new facility in Syracuse, New York. SORAA has sales offices and distributors worldwide. 35,000 Hours • 12 Volt • Natural White Technology • Dimmable Soraa 00965 - 9W MR16 - 75W Equal - 36° Beam - CRI 85 - 3000K | 3000 | 85 | 590 | 65.5556 | 35000 | 9 | 1 | 20.95 | 20.95 | 24.6171 | 2020Q3 | https://www.topbulb.com/soraa-sm16-09-36d-830-03-00965-mr16-75-watt-equal-3000k | Top Bulb | 2020 | No
LED Lighting | Downlight | Soraa | True | Daylighting/Photocell, | LED | MR16 | GU5.3 | Topbulb » LED Bulbs » LED MR16 » 12V MR16 » 60W Equal » Soraa 00963 - 9W MR16 - 60W Equal - 36° Beam - CRI 95 - 2700K Shipping NoticeSoraa Considers this item a Quick Ship product, which will ship within one week of ordering if not currently in stock.SORAA LED MR16 GU5.3 base Vivid Series lamps are designed to provide a direct replacement for 12 volt halogen MR16 lamps in color critical and precise beam requirement applications. Intended for use in MR16 compatible recessed downlights, track lighting and other indoor and outdoor installations. These lamps directly replace the 12 volt MR16 halogen equivalent. The Vivid Series provides accurate color rendering across the visible spectrum from 400nm to 700nm, with a CRI of 95 and R9 of 95. Whiteness rendering matches or exceeds that of halogen sources at 2700K and 3000K. SNAP System Compatible: Beam and Color Shift Accessories Features include: 35,000 hour rated life (compared to 2,000 hours for halogen) 85% more efficient than halogen Compatible with standard fixtures, directly replaces halogen bulbs Suitable for fully enclosed fixtures (subject to the maximum heatsink temperature limits shown in the spec sheet below) Designed to safely turn down in any thermal environment not conducive to minimum airflow or proper ventilation Indoor / Outdoor - suitable for damp locations Dimmable with trailing edge and leading edge phase cut dimmers, 12V AC magnetic and electronic transformers and 12V DC transformers 3-year warranty See the document below for complete specifications and photometrics.Shipping NoticeSoraa Considers this item a Quick Ship product, which will ship within one week of ordering if not currently in stock. LED Technology Notice Due to constantly evolving nature of LED technology, manufacturers will reserve the right to replace this product with next generation technology. We appreciate your understanding and acceptance of this policy. Applications Art Gallery Hospitality Museum Recessed Lighting Retail Track Lighting Utility/Government Incentives Documents Soraa SM16-09-36D-927-03 Specification Sheet About Soraa LED manufacturer SORRA utilizes gallium nitride on gallium nitride (GaN on GaN) LED technology that emits more light per LED material, handles more electric current per area and has extremely precise crystals enabling full visible spectrum light. SORAA has built a line of lamps and light engines around this innovative light source. SORAA’s distinctive products feature an intense single point source LED with full visible spectrum light, Flicker Free digital driver, unique heat dissipating heat sink, and point source optics. SORAA is headquartered in Fremont, California, where a talented team manufactures the GaN on GaN LEDs in a semiconductor fabrication facility. They are also building a new facility in Syracuse, New York. SORAA has sales offices and distributors worldwide. 35,000 Hours • 12 Volt • Natural White Technology • Dimmable Soraa 00963 - 9W MR16 - 60W Equal - 36° Beam - CRI 95 - 2700K | 2700 | 95 | 465 | 51.6667 | 35000 | 9 | 1 | 29.95 | 29.95 | 35.1924 | 2020Q3 | https://www.topbulb.com/soraa-sm16-09-36d-927-03-00963-mr16-60-watt-equal-2700k | Top Bulb | 2020 | No
LED Lighting | Downlight | Soraa | True | Daylighting/Photocell, | LED | MR16 | GU5.3 | Topbulb » LED Bulbs » LED MR16 » 12V MR16 » 60W Equal » Soraa 00967 - 9W MR16 - 60W Equal - 36° Beam - CRI 95 - 3000K Shipping NoticeSoraa Considers this item a Quick Ship product, which will ship within one week of ordering if not currently in stock.SORAA LED MR16 GU5.3 base Vivid Series lamps are designed to provide a direct replacement for 12 volt halogen MR16 lamps in color critical and precise beam requirement applications. Intended for use in MR16 compatible recessed downlights, track lighting and other indoor and outdoor installations. These lamps directly replace the 12 volt MR16 halogen equivalent. The Vivid Series provides accurate color rendering across the visible spectrum from 400nm to 700nm, with a CRI of 95 and R9 of 95. Whiteness rendering matches or exceeds that of halogen sources at 2700K and 3000K. SNAP System Compatible: Beam and Color Shift Accessories Features include: 35,000 hour rated life (compared to 2,000 hours for halogen) 85% more efficient than halogen Compatible with standard fixtures, directly replaces halogen bulbs Suitable for fully enclosed fixtures (subject to the maximum heatsink temperature limits shown in the spec sheet below) Designed to safely turn down in any thermal environment not conducive to minimum airflow or proper ventilation Indoor / Outdoor - suitable for damp locations Dimmable with trailing edge and leading edge phase cut dimmers, 12V AC magnetic and electronic transformers and 12V DC transformers 3-year warranty See the document below for complete specifications and photometrics.Shipping NoticeSoraa Considers this item a Quick Ship product, which will ship within one week of ordering if not currently in stock. LED Technology Notice Due to constantly evolving nature of LED technology, manufacturers will reserve the right to replace this product with next generation technology. We appreciate your understanding and acceptance of this policy. Applications Art Gallery Hospitality Museum Recessed Lighting Retail Track Lighting Utility/Government Incentives Documents Soraa SM16-09-36D-930-03 Specification Sheet About Soraa LED manufacturer SORRA utilizes gallium nitride on gallium nitride (GaN on GaN) LED technology that emits more light per LED material, handles more electric current per area and has extremely precise crystals enabling full visible spectrum light. SORAA has built a line of lamps and light engines around this innovative light source. SORAA’s distinctive products feature an intense single point source LED with full visible spectrum light, Flicker Free digital driver, unique heat dissipating heat sink, and point source optics. SORAA is headquartered in Fremont, California, where a talented team manufactures the GaN on GaN LEDs in a semiconductor fabrication facility. They are also building a new facility in Syracuse, New York. SORAA has sales offices and distributors worldwide. 35,000 Hours • 12 Volt • Natural White Technology • Dimmable Soraa 00967 - 9W MR16 - 60W Equal - 36° Beam - CRI 95 - 3000K | 3000 | 95 | 490 | 54.4444 | 35000 | 9 | 1 | 28.95 | 28.95 | 34.0174 | 2020Q3 | https://www.topbulb.com/soraa-sm16-09-36d-930-03-00967-mr16-60-watt-equal-3000k | Top Bulb | 2020 | No
LED Lighting | Downlight | Soraa | True | Daylighting/Photocell, | LED | MR16 | GU10 | Topbulb » Brands » MR16 GU10 » Soraa 01109 - 7.5W GU10 MR16 - 65W Equal - 10° Beam - CRI 85 - 2700K Shipping NoticeSoraa Considers this item a "Not Standard" product, which will ship within eight weeks of ordering if not currently in stock.SORAA LED MR16 GU10 base Brilliant Series lamps provide outstanding beam control by using an extremely small point source. These lamps are designed to provide a direct replacement for 120 volt halogen MR16 lamps. Intended for use in MR16 GU10 socket compatible recessed downlights, track lighting and other indoor and outdoor installations. These lamps directly replace the MR16 halogen equivalent. Whiteness rendering matches or exceeds that of halogen sources at 2700K and 3000K. SNAP System Compatible: Beam and Color Shift Accessories Features include: 35,000 hour rated life (compared to 2,000 hours for halogen) 85% more efficient than halogen Compatible with standard fixtures, directly replaces halogen bulbs Suitable for fully enclosed fixtures Designed to safely turn down in any thermal environment not conducive to minimum airflow or proper ventilation Indoor / Outdoor - suitable for damp locations Dimmable with trailing edge and leading edge phase cut dimmers 3-year warranty See the document below for complete specifications and photometrics. LED Technology Notice Due to constantly evolving nature of LED technology, manufacturers will reserve the right to replace this product with next generation technology. We appreciate your understanding and acceptance of this policy. Applications Art Gallery Hospitality Museum Recessed Lighting Retail Track Lighting Utility/Government Incentives Documents Soraa SM16GA-07-10D-827-03 Specification Sheet About Soraa LED manufacturer SORRA utilizes gallium nitride on gallium nitride (GaN on GaN) LED technology that emits more light per LED material, handles more electric current per area and has extremely precise crystals enabling full visible spectrum light. SORAA has built a line of lamps and light engines around this innovative light source. SORAA’s distinctive products feature an intense single point source LED with full visible spectrum light, Flicker Free digital driver, unique heat dissipating heat sink, and point source optics. SORAA is headquartered in Fremont, California, where a talented team manufactures the GaN on GaN LEDs in a semiconductor fabrication facility. They are also building a new facility in Syracuse, New York. SORAA has sales offices and distributors worldwide. 35,000 Hours • 120 Volt • Natural White Technology • Dimmable Soraa 01109 - 7.5W GU10 MR16 - 65W Equal - 10° Beam - CRI 85 - 2700K | 2700 | 85 | 475 | 63.3333 | 35000 | 7.5 | 1 | 25.95 | 25.95 | 30.4923 | 2020Q3 | https://www.topbulb.com/soraa-sm16ga-07-10d-827-03-01109-mr16-65-watt-equal-2700k | Top Bulb | 2020 | No
LED Lighting | Downlight | Soraa | True | Daylighting/Photocell, | LED | MR16 | GU10 | Topbulb » Brands » MR16 GU10 » Soraa 01113 - 7.5W GU10 MR16 - 65W Equal - 10° Beam - CRI 85 - 3000K Shipping NoticeSoraa Considers this item a "Not Standard" product, which will ship within eight weeks of ordering if not currently in stock.SORAA LED MR16 GU10 base Brilliant Series lamps provide outstanding beam control by using an extremely small point source. These lamps are designed to provide a direct replacement for 120 volt halogen MR16 lamps. Intended for use in MR16 GU10 socket compatible recessed downlights, track lighting and other indoor and outdoor installations. These lamps directly replace the MR16 halogen equivalent. Whiteness rendering matches or exceeds that of halogen sources at 2700K and 3000K. SNAP System Compatible: Beam and Color Shift Accessories Features include: 35,000 hour rated life (compared to 2,000 hours for halogen) 85% more efficient than halogen Compatible with standard fixtures, directly replaces halogen bulbs Suitable for fully enclosed fixtures Designed to safely turn down in any thermal environment not conducive to minimum airflow or proper ventilation Indoor / Outdoor - suitable for damp locations Dimmable with trailing edge and leading edge phase cut dimmers 3-year warranty See the document below for complete specifications and photometrics. LED Technology Notice Due to constantly evolving nature of LED technology, manufacturers will reserve the right to replace this product with next generation technology. We appreciate your understanding and acceptance of this policy. Applications Art Gallery Hospitality Museum Recessed Lighting Retail Track Lighting Utility/Government Incentives Documents Soraa SM16GA-07-10D-830-03 Specification Sheet About Soraa LED manufacturer SORRA utilizes gallium nitride on gallium nitride (GaN on GaN) LED technology that emits more light per LED material, handles more electric current per area and has extremely precise crystals enabling full visible spectrum light. SORAA has built a line of lamps and light engines around this innovative light source. SORAA’s distinctive products feature an intense single point source LED with full visible spectrum light, Flicker Free digital driver, unique heat dissipating heat sink, and point source optics. SORAA is headquartered in Fremont, California, where a talented team manufactures the GaN on GaN LEDs in a semiconductor fabrication facility. They are also building a new facility in Syracuse, New York. SORAA has sales offices and distributors worldwide. 35,000 Hours • 120 Volt • Natural White Technology • Dimmable Soraa 01113 - 7.5W GU10 MR16 - 65W Equal - 10° Beam - CRI 85 - 3000K | 3000 | 85 | 500 | 66.6667 | 35000 | 7.5 | 1 | 25.95 | 25.95 | 30.4923 | 2020Q3 | https://www.topbulb.com/soraa-sm16ga-07-10d-830-03-01113-mr16-65-watt-equal-3000k | Top Bulb | 2020 | No
LED Lighting | Downlight | Soraa | True | Daylighting/Photocell, | LED | MR16 | GU10 | Topbulb » Brands » MR16 GU10 » Soraa 01111 - 7.5W GU10 MR16 - 50W Equal - 10° Spot Beam - CRI 95 - 2700K Shipping NoticeSoraa Considers this item a Standard product, which will ship within four to five weeks of ordering if not currently in stock.SORAA LED MR16 GU10 base Vivid Series lamps provide excellent color characterics and outstanding beam control for color critical applications. These lamps are designed to provide a direct replacement for 120 volt halogen MR16 lamps. Intended for use in MR16 GU10 socket compatible recessed downlights, track lighting and other indoor and outdoor installations. These lamps directly replace the MR16 halogen equivalent. The Vivid Series provides accurate color rendering across the visible spectrum from 400nm to 700nm, with a CRI of 95 and R9 of 95. Whiteness rendering matches or exceeds that of halogen sources at 2700K and 3000K. Features include: 35,000 hour rated life (compared to 2,000 hours for halogen) 85% more efficient than halogen Compatible with standard fixtures, directly replaces halogen bulbs Suitable for fully enclosed fixtures Designed to safely turn down in any thermal environment not conducive to minimum airflow or proper ventilation Indoor / Outdoor - suitable for damp locations Dimmable with trailing edge and leading edge phase cut dimmers 3-year warranty See the document below for complete specifications and photometrics. LED Technology Notice Due to constantly evolving nature of LED technology, manufacturers will reserve the right to replace this product with next generation technology. We appreciate your understanding and acceptance of this policy. Applications Art Gallery Hospitality Museum Recessed Lighting Retail Track Lighting Utility/Government Incentives Documents Soraa SM16GA-07-10D-927-03 Specification Sheet About Soraa LED manufacturer SORRA utilizes gallium nitride on gallium nitride (GaN on GaN) LED technology that emits more light per LED material, handles more electric current per area and has extremely precise crystals enabling full visible spectrum light. SORAA has built a line of lamps and light engines around this innovative light source. SORAA’s distinctive products feature an intense single point source LED with full visible spectrum light, Flicker Free digital driver, unique heat dissipating heat sink, and point source optics. SORAA is headquartered in Fremont, California, where a talented team manufactures the GaN on GaN LEDs in a semiconductor fabrication facility. They are also building a new facility in Syracuse, New York. SORAA has sales offices and distributors worldwide. 35,000 Hours • 120 Volt • Natural White Technology • Dimmable Soraa 01111 - 7.5W GU10 MR16 - 50W Equal - 10° Spot Beam - CRI 95 - 2700K | 2700 | 95 | 390 | 52 | 35000 | 7.5 | 1 | 30.95 | 30.95 | 36.3674 | 2020Q3 | https://www.topbulb.com/soraa-sm16ga-07-10d-927-03-01111-mr16-50-watt-equal-2700k | Top Bulb | 2020 | No
LED Lighting | Downlight | Soraa | True | Daylighting/Photocell, | LED | MR16 | GU10 | Topbulb » Brands » MR16 GU10 » Soraa 01121 - 7.5W GU10 MR16 - 65W Equal - 25° Beam - CRI 85 - 2700K Shipping NoticeSoraa Considers this item a "Not Standard" product, which will ship within eight weeks of ordering if not currently in stock.SORAA LED MR16 GU10 base Brilliant Series lamps provide outstanding beam control by using an extremely small point source. These lamps are designed to provide a direct replacement for 120 volt halogen MR16 lamps. Intended for use in MR16 GU10 socket compatible recessed downlights, track lighting and other indoor and outdoor installations. These lamps directly replace the MR16 halogen equivalent. Whiteness rendering matches or exceeds that of halogen sources at 2700K and 3000K. SNAP System Compatible: Beam and Color Shift Accessories Features include: 35,000 hour rated life (compared to 2,000 hours for halogen) 85% more efficient than halogen Compatible with standard fixtures, directly replaces halogen bulbs Suitable for fully enclosed fixtures Designed to safely turn down in any thermal environment not conducive to minimum airflow or proper ventilation Indoor / Outdoor - suitable for damp locations Dimmable with trailing edge and leading edge phase cut dimmers 3-year warranty See the document below for complete specifications and photometrics. LED Technology Notice Due to constantly evolving nature of LED technology, manufacturers will reserve the right to replace this product with next generation technology. We appreciate your understanding and acceptance of this policy. Applications Art Gallery Hospitality Museum Recessed Lighting Retail Track Lighting Utility/Government Incentives Documents Soraa SM16GA-07-25D-827-03 Specification Sheet About Soraa LED manufacturer SORRA utilizes gallium nitride on gallium nitride (GaN on GaN) LED technology that emits more light per LED material, handles more electric current per area and has extremely precise crystals enabling full visible spectrum light. SORAA has built a line of lamps and light engines around this innovative light source. SORAA’s distinctive products feature an intense single point source LED with full visible spectrum light, Flicker Free digital driver, unique heat dissipating heat sink, and point source optics. SORAA is headquartered in Fremont, California, where a talented team manufactures the GaN on GaN LEDs in a semiconductor fabrication facility. They are also building a new facility in Syracuse, New York. SORAA has sales offices and distributors worldwide. 35,000 Hours • 120 Volt • Natural White Technology • Dimmable Soraa 01121 - 7.5W GU10 MR16 - 65W Equal - 25° Beam - CRI 85 - 2700K | 2700 | 85 | 500 | 66.6667 | 35000 | 7.5 | 1 | 18.95 | 18.95 | 22.267 | 2020Q3 | https://www.topbulb.com/soraa-sm16ga-07-25d-827-03-01121-mr16-65-watt-equal-2700k | Top Bulb | 2020 | No
LED Lighting | Downlight | Soraa | True | Daylighting/Photocell, | LED | MR16 | GU10 | Topbulb » Brands » MR16 GU10 » Soraa 01125 - 7.5W GU10 MR16 - 65W Equal - 25° Beam - CRI 85 - 3000K Shipping NoticeSoraa Considers this item a "Not Standard" product, which will ship within eight weeks of ordering if not currently in stock.SORAA LED MR16 GU10 base Brilliant Series lamps provide outstanding beam control by using an extremely small point source. These lamps are designed to provide a direct replacement for 120 volt halogen MR16 lamps. Intended for use in MR16 GU10 socket compatible recessed downlights, track lighting and other indoor and outdoor installations. These lamps directly replace the MR16 halogen equivalent. Whiteness rendering matches or exceeds that of halogen sources at 2700K and 3000K. SNAP System Compatible: Beam and Color Shift Accessories Features include: 35,000 hour rated life (compared to 2,000 hours for halogen) 85% more efficient than halogen Compatible with standard fixtures, directly replaces halogen bulbs Suitable for fully enclosed fixtures Designed to safely turn down in any thermal environment not conducive to minimum airflow or proper ventilation Indoor / Outdoor - suitable for damp locations Dimmable with trailing edge and leading edge phase cut dimmers 3-year warranty See the document below for complete specifications and photometrics. LED Technology Notice Due to constantly evolving nature of LED technology, manufacturers will reserve the right to replace this product with next generation technology. We appreciate your understanding and acceptance of this policy. Applications Art Gallery Hospitality Museum Recessed Lighting Retail Track Lighting Utility/Government Incentives Documents Soraa SM16GA-07-25D-830-03 Specification Sheet About Soraa LED manufacturer SORRA utilizes gallium nitride on gallium nitride (GaN on GaN) LED technology that emits more light per LED material, handles more electric current per area and has extremely precise crystals enabling full visible spectrum light. SORAA has built a line of lamps and light engines around this innovative light source. SORAA’s distinctive products feature an intense single point source LED with full visible spectrum light, Flicker Free digital driver, unique heat dissipating heat sink, and point source optics. SORAA is headquartered in Fremont, California, where a talented team manufactures the GaN on GaN LEDs in a semiconductor fabrication facility. They are also building a new facility in Syracuse, New York. SORAA has sales offices and distributors worldwide. 35,000 Hours • 120 Volt • Natural White Technology • Dimmable Soraa 01125 - 7.5W GU10 MR16 - 65W Equal - 25° Beam - CRI 85 - 3000K | 3000 | 85 | 525 | 70 | 35000 | 7.5 | 1 | 18.95 | 18.95 | 22.267 | 2020Q3 | https://www.topbulb.com/soraa-sm16ga-07-25d-830-03-01125-mr16-65-watt-equal-3000k | Top Bulb | 2020 | No
LED Lighting | Downlight | Soraa | True | Daylighting/Photocell, | LED | MR16 | GU10 | Topbulb » Brands » MR16 GU10 » Soraa 01133 - 7.5W GU10 MR16 - 65W Equal - 36° Beam - CRI 85 - 2700K Shipping NoticeSoraa Considers this item a "Not Standard" product, which will ship within eight weeks of ordering if not currently in stock.SORAA LED MR16 GU10 base Brilliant Series lamps provide outstanding beam control by using an extremely small point source. These lamps are designed to provide a direct replacement for 120 volt halogen MR16 lamps. Intended for use in MR16 GU10 socket compatible recessed downlights, track lighting and other indoor and outdoor installations. These lamps directly replace the MR16 halogen equivalent. Whiteness rendering matches or exceeds that of halogen sources at 2700K and 3000K. SNAP System Compatible: Beam and Color Shift Accessories Features include: 35,000 hour rated life (compared to 2,000 hours for halogen) 85% more efficient than halogen Compatible with standard fixtures, directly replaces halogen bulbs Suitable for fully enclosed fixtures Designed to safely turn down in any thermal environment not conducive to minimum airflow or proper ventilation Indoor / Outdoor - suitable for damp locations Dimmable with trailing edge and leading edge phase cut dimmers 3-year warranty See the document below for complete specifications and photometrics. LED Technology Notice Due to constantly evolving nature of LED technology, manufacturers will reserve the right to replace this product with next generation technology. We appreciate your understanding and acceptance of this policy. Applications Art Gallery Hospitality Museum Recessed Lighting Retail Track Lighting Utility/Government Incentives Documents Soraa SM16GA-07-36D-827-03 Specification Sheet About Soraa LED manufacturer SORRA utilizes gallium nitride on gallium nitride (GaN on GaN) LED technology that emits more light per LED material, handles more electric current per area and has extremely precise crystals enabling full visible spectrum light. SORAA has built a line of lamps and light engines around this innovative light source. SORAA’s distinctive products feature an intense single point source LED with full visible spectrum light, Flicker Free digital driver, unique heat dissipating heat sink, and point source optics. SORAA is headquartered in Fremont, California, where a talented team manufactures the GaN on GaN LEDs in a semiconductor fabrication facility. They are also building a new facility in Syracuse, New York. SORAA has sales offices and distributors worldwide. 35,000 Hours • 120 Volt • Natural White Technology • Dimmable Soraa 01133 - 7.5W GU10 MR16 - 65W Equal - 36° Beam - CRI 85 - 2700K | 2700 | 85 | 500 | 66.6667 | 35000 | 7.5 | 1 | 18.95 | 18.95 | 22.267 | 2020Q3 | https://www.topbulb.com/soraa-sm16ga-07-36d-827-03-01133-mr16-65-watt-equal-2700k | Top Bulb | 2020 | No
LED Lighting | Downlight | Soraa | True | Daylighting/Photocell, | LED | MR16 | GU10 | Topbulb » Brands » MR16 GU10 » Soraa 01137 - 7.5WGU10 MR16 - 65W Equal - 36° Beam - CRI 85 - 3000K Shipping NoticeSoraa Considers this item a "Not Standard" product, which will ship within eight weeks of ordering if not currently in stock.SORAA LED MR16 GU10 base Brilliant Series lamps provide outstanding beam control by using an extremely small point source. These lamps are designed to provide a direct replacement for 120 volt halogen MR16 lamps. Intended for use in MR16 GU10 socket compatible recessed downlights, track lighting and other indoor and outdoor installations. These lamps directly replace the MR16 halogen equivalent. Whiteness rendering matches or exceeds that of halogen sources at 2700K and 3000K. SNAP System Compatible: Beam and Color Shift Accessories Features include: 35,000 hour rated life (compared to 2,000 hours for halogen) 85% more efficient than halogen Compatible with standard fixtures, directly replaces halogen bulbs Suitable for fully enclosed fixtures Designed to safely turn down in any thermal environment not conducive to minimum airflow or proper ventilation Indoor / Outdoor - suitable for damp locations Dimmable with trailing edge and leading edge phase cut dimmers 3-year warranty See the document below for complete specifications and photometrics. LED Technology Notice Due to constantly evolving nature of LED technology, manufacturers will reserve the right to replace this product with next generation technology. We appreciate your understanding and acceptance of this policy. Applications Art Gallery Hospitality Museum Recessed Lighting Retail Track Lighting Utility/Government Incentives Documents Soraa SM16GA-07-36D-830-03 Specification Sheet About Soraa LED manufacturer SORRA utilizes gallium nitride on gallium nitride (GaN on GaN) LED technology that emits more light per LED material, handles more electric current per area and has extremely precise crystals enabling full visible spectrum light. SORAA has built a line of lamps and light engines around this innovative light source. SORAA’s distinctive products feature an intense single point source LED with full visible spectrum light, Flicker Free digital driver, unique heat dissipating heat sink, and point source optics. SORAA is headquartered in Fremont, California, where a talented team manufactures the GaN on GaN LEDs in a semiconductor fabrication facility. They are also building a new facility in Syracuse, New York. SORAA has sales offices and distributors worldwide. 35,000 Hours • 120 Volt • Natural White Technology • Dimmable Soraa 01137 - 7.5WGU10 MR16 - 65W Equal - 36° Beam - CRI 85 - 3000K | 3000 | 85 | 525 | 70 | 35000 | 7.5 | 1 | 18.95 | 18.95 | 22.267 | 2020Q3 | https://www.topbulb.com/soraa-sm16ga-07-36d-830-03-01137-mr16-65-watt-equal-3000k | Top Bulb | 2020 | No
LED Lighting | Downlight | Soraa | True | Daylighting/Photocell, | LED | MR16 | GU10 | Topbulb » Brands » MR16 GU10 » Soraa 01139 - 7.5W GU10 MR16 - 50W Equal - 36° Beam - CRI 95 - 3000K Shipping NoticeSoraa Considers this item a Standard product, which will ship within four to five weeks of ordering if not currently in stock.SORAA LED MR16 GU10 base Vivid Series lamps provide excellent color characterics and outstanding beam control for color critical applications. These lamps are designed to provide a direct replacement for 120 volt halogen MR16 lamps. Intended for use in MR16 GU10 socket compatible recessed downlights, track lighting and other indoor and outdoor installations. These lamps directly replace the MR16 halogen equivalent. The Vivid Series provides accurate color rendering across the visible spectrum from 400nm to 700nm, with a CRI of 95 and R9 of 95. Whiteness rendering matches or exceeds that of halogen sources at 2700K and 3000K. Features include: 35,000 hour rated life (compared to 2,000 hours for halogen) 85% more efficient than halogen Compatible with standard fixtures, directly replaces halogen bulbs Suitable for fully enclosed fixtures Designed to safely turn down in any thermal environment not conducive to minimum airflow or proper ventilation Indoor / Outdoor - suitable for damp locations Dimmable with trailing edge and leading edge phase cut dimmers 3-year warranty See the document below for complete specifications and photometrics. LED Technology Notice Due to constantly evolving nature of LED technology, manufacturers will reserve the right to replace this product with next generation technology. We appreciate your understanding and acceptance of this policy. Applications Art Gallery Hospitality Museum Recessed Lighting Retail Track Lighting Utility/Government Incentives Documents Soraa SM16GA-07-36D-930-03 Specification Sheet About Soraa LED manufacturer SORRA utilizes gallium nitride on gallium nitride (GaN on GaN) LED technology that emits more light per LED material, handles more electric current per area and has extremely precise crystals enabling full visible spectrum light. SORAA has built a line of lamps and light engines around this innovative light source. SORAA’s distinctive products feature an intense single point source LED with full visible spectrum light, Flicker Free digital driver, unique heat dissipating heat sink, and point source optics. SORAA is headquartered in Fremont, California, where a talented team manufactures the GaN on GaN LEDs in a semiconductor fabrication facility. They are also building a new facility in Syracuse, New York. SORAA has sales offices and distributors worldwide. 35,000 Hours • 120 Volt • Natural White Technology • Dimmable Soraa 01139 - 7.5W GU10 MR16 - 50W Equal - 36° Beam - CRI 95 - 3000K | 3000 | 95 | 435 | 58 | 35000 | 7.5 | 1 | 27.95 | 27.95 | 32.8423 | 2020Q3 | https://www.topbulb.com/soraa-sm16ga-07-36d-930-03-01139-mr16-50-watt-equal-3000k | Top Bulb | 2020 | No
LED Lighting | Downlight | Soraa | True | Daylighting/Photocell, | LED | MR16 | GU10 | Topbulb » Brands » MR16 GU10 » Soraa 01571 - 7.5W GU10 MR16 - 65W Equal - 60° Beam - CRI 85 - 2700K Shipping NoticeSoraa Considers this item a "Not Standard" product, which will ship within eight weeks of ordering if not currently in stock.SORAA LED MR16 GU10 base Brilliant Series lamps provide outstanding beam control by using an extremely small point source. These lamps are designed to provide a direct replacement for 120 volt halogen MR16 lamps. Intended for use in MR16 GU10 socket compatible recessed downlights, track lighting and other indoor and outdoor installations. These lamps directly replace the MR16 halogen equivalent. Whiteness rendering matches or exceeds that of halogen sources at 2700K and 3000K. SNAP System Compatible: Beam and Color Shift Accessories Features include: 35,000 hour rated life (compared to 2,000 hours for halogen) 85% more efficient than halogen Compatible with standard fixtures, directly replaces halogen bulbs Suitable for fully enclosed fixtures Designed to safely turn down in any thermal environment not conducive to minimum airflow or proper ventilation Indoor / Outdoor - suitable for damp locations Dimmable with trailing edge and leading edge phase cut dimmers 3-year warranty See the document below for complete specifications and photometrics. LED Technology Notice Due to constantly evolving nature of LED technology, manufacturers will reserve the right to replace this product with next generation technology. We appreciate your understanding and acceptance of this policy. Applications Art Gallery Hospitality Museum Recessed Lighting Retail Track Lighting Utility/Government Incentives Documents Soraa SM16GA-07-60D-827-03 Specification Sheet About Soraa LED manufacturer SORRA utilizes gallium nitride on gallium nitride (GaN on GaN) LED technology that emits more light per LED material, handles more electric current per area and has extremely precise crystals enabling full visible spectrum light. SORAA has built a line of lamps and light engines around this innovative light source. SORAA’s distinctive products feature an intense single point source LED with full visible spectrum light, Flicker Free digital driver, unique heat dissipating heat sink, and point source optics. SORAA is headquartered in Fremont, California, where a talented team manufactures the GaN on GaN LEDs in a semiconductor fabrication facility. They are also building a new facility in Syracuse, New York. SORAA has sales offices and distributors worldwide. 35,000 Hours • 120 Volt • Natural White Technology • Dimmable Soraa 01571 - 7.5W GU10 MR16 - 65W Equal - 60° Beam - CRI 85 - 2700K | 2700 | 85 | 500 | 66.6667 | 35000 | 7.5 | 1 | 18.95 | 18.95 | 22.267 | 2020Q3 | https://www.topbulb.com/soraa-sm16ga-07-60d-827-03-01571-mr16-65-watt-equal-2700k | Top Bulb | 2020 | No
LED Lighting | Downlight | Soraa | True | Daylighting/Photocell, | LED | MR16 | GU10 | Topbulb » Brands » MR16 GU10 » Soraa 01575 - 7.5W GU10 MR16 - 65W Equal - 60° Beam - CRI 85 - 3000K Shipping NoticeSoraa Considers this item a "Not Standard" product, which will ship within eight weeks of ordering if not currently in stock.SORAA LED MR16 GU10 base Brilliant Series lamps provide outstanding beam control by using an extremely small point source. These lamps are designed to provide a direct replacement for 120 volt halogen MR16 lamps. Intended for use in MR16 GU10 socket compatible recessed downlights, track lighting and other indoor and outdoor installations. These lamps directly replace the MR16 halogen equivalent. Whiteness rendering matches or exceeds that of halogen sources at 2700K and 3000K. SNAP System Compatible: Beam and Color Shift Accessories Features include: 35,000 hour rated life (compared to 2,000 hours for halogen) 85% more efficient than halogen Compatible with standard fixtures, directly replaces halogen bulbs Suitable for fully enclosed fixtures Designed to safely turn down in any thermal environment not conducive to minimum airflow or proper ventilation Indoor / Outdoor - suitable for damp locations Dimmable with trailing edge and leading edge phase cut dimmers 3-year warranty See the document below for complete specifications and photometrics. LED Technology Notice Due to constantly evolving nature of LED technology, manufacturers will reserve the right to replace this product with next generation technology. We appreciate your understanding and acceptance of this policy. Applications Art Gallery Hospitality Museum Recessed Lighting Retail Track Lighting Utility/Government Incentives Documents Soraa SM16GA-07-60D-830-03 Specification Sheet About Soraa LED manufacturer SORRA utilizes gallium nitride on gallium nitride (GaN on GaN) LED technology that emits more light per LED material, handles more electric current per area and has extremely precise crystals enabling full visible spectrum light. SORAA has built a line of lamps and light engines around this innovative light source. SORAA’s distinctive products feature an intense single point source LED with full visible spectrum light, Flicker Free digital driver, unique heat dissipating heat sink, and point source optics. SORAA is headquartered in Fremont, California, where a talented team manufactures the GaN on GaN LEDs in a semiconductor fabrication facility. They are also building a new facility in Syracuse, New York. SORAA has sales offices and distributors worldwide. 35,000 Hours • 120 Volt • Natural White Technology • Dimmable Soraa 01575 - 7.5W GU10 MR16 - 65W Equal - 60° Beam - CRI 85 - 3000K | 3000 | 85 | 525 | 70 | 35000 | 7.5 | 1 | 18.95 | 18.95 | 22.267 | 2020Q3 | https://www.topbulb.com/soraa-sm16ga-07-60d-830-03-01575-mr16-65-watt-equal-3000k | Top Bulb | 2020 | No
LED Lighting | Downlight | Soraa | True | Daylighting/Photocell, | LED | MR16 | GU10 | Topbulb » Brands » MR16 GU10 » Soraa 01577 - 7.5W GU10 MR16 - 50W Equal - 60° Beam - CRI 95 - 3000K Shipping NoticeSoraa Considers this item a "Not Standard" product, which will ship within eight weeks of ordering if not currently in stock.SORAA LED MR16 GU10 base Vivid Series lamps provide excellent color characterics and outstanding beam control for color critical applications. These lamps are designed to provide a direct replacement for 120 volt halogen MR16 lamps. Intended for use in MR16 GU10 socket compatible recessed downlights, track lighting and other indoor and outdoor installations. These lamps directly replace the MR16 halogen equivalent. The Vivid Series provides accurate color rendering across the visible spectrum from 400nm to 700nm, with a CRI of 95 and R9 of 95. Whiteness rendering matches or exceeds that of halogen sources at 2700K and 3000K. Features include: 35,000 hour rated life (compared to 2,000 hours for halogen) 85% more efficient than halogen Compatible with standard fixtures, directly replaces halogen bulbs Suitable for fully enclosed fixtures Designed to safely turn down in any thermal environment not conducive to minimum airflow or proper ventilation Indoor / Outdoor - suitable for damp locations Dimmable with trailing edge and leading edge phase cut dimmers 3-year warranty See the document below for complete specifications and photometrics. LED Technology Notice Due to constantly evolving nature of LED technology, manufacturers will reserve the right to replace this product with next generation technology. We appreciate your understanding and acceptance of this policy. Applications Art Gallery Hospitality Museum Recessed Lighting Retail Track Lighting Utility/Government Incentives Documents Soraa SM16GA-07-60D-930-03 Specification Sheet About Soraa LED manufacturer SORRA utilizes gallium nitride on gallium nitride (GaN on GaN) LED technology that emits more light per LED material, handles more electric current per area and has extremely precise crystals enabling full visible spectrum light. SORAA has built a line of lamps and light engines around this innovative light source. SORAA’s distinctive products feature an intense single point source LED with full visible spectrum light, Flicker Free digital driver, unique heat dissipating heat sink, and point source optics. SORAA is headquartered in Fremont, California, where a talented team manufactures the GaN on GaN LEDs in a semiconductor fabrication facility. They are also building a new facility in Syracuse, New York. SORAA has sales offices and distributors worldwide. 35,000 Hours • 120 Volt • Natural White Technology • Dimmable Soraa 01577 - 7.5W GU10 MR16 - 50W Equal - 60° Beam - CRI 95 - 3000K | 3000 | 95 | 435 | 58 | 35000 | 7.5 | 1 | 27.95 | 27.95 | 32.8423 | 2020Q3 | https://www.topbulb.com/soraa-sm16ga-07-60d-930-03-01577-mr16-50-watt-equal-3000k | Top Bulb | 2020 | No
LED Lighting | Downlight | Soraa | True | Daylighting/Photocell, | LED | MR16 | GU10 | Topbulb » Brands » MR16 GU10 » Soraa 01579 - 7.5W GU10 MR16 - 50W Equal - 60° Beam - CRI 95 - 4000K Shipping NoticeSoraa Considers this item a "Not Standard" product, which will ship within eight weeks of ordering if not currently in stock.SORAA LED MR16 GU10 base Vivid Series lamps provide excellent color characterics and outstanding beam control for color critical applications. These lamps are designed to provide a direct replacement for 120 volt halogen MR16 lamps. Intended for use in MR16 GU10 socket compatible recessed downlights, track lighting and other indoor and outdoor installations. These lamps directly replace the MR16 halogen equivalent. The Vivid Series provides accurate color rendering across the visible spectrum from 400nm to 700nm, with a CRI of 95 and R9 of 95. Whiteness rendering matches or exceeds that of halogen sources at 2700K and 3000K. Features include: 35,000 hour rated life (compared to 2,000 hours for halogen) 85% more efficient than halogen Compatible with standard fixtures, directly replaces halogen bulbs Suitable for fully enclosed fixtures Designed to safely turn down in any thermal environment not conducive to minimum airflow or proper ventilation Indoor / Outdoor - suitable for damp locations Dimmable with trailing edge and leading edge phase cut dimmers 3-year warranty See the document below for complete specifications and photometrics. LED Technology Notice Due to constantly evolving nature of LED technology, manufacturers will reserve the right to replace this product with next generation technology. We appreciate your understanding and acceptance of this policy. Applications Art Gallery Hospitality Museum Recessed Lighting Retail Track Lighting Utility/Government Incentives Documents Soraa SM16GA-07-60D-940-03 Specification Sheet About Soraa LED manufacturer SORRA utilizes gallium nitride on gallium nitride (GaN on GaN) LED technology that emits more light per LED material, handles more electric current per area and has extremely precise crystals enabling full visible spectrum light. SORAA has built a line of lamps and light engines around this innovative light source. SORAA’s distinctive products feature an intense single point source LED with full visible spectrum light, Flicker Free digital driver, unique heat dissipating heat sink, and point source optics. SORAA is headquartered in Fremont, California, where a talented team manufactures the GaN on GaN LEDs in a semiconductor fabrication facility. They are also building a new facility in Syracuse, New York. SORAA has sales offices and distributors worldwide. 35,000 Hours • 120 Volt • Natural White Technology • Dimmable Soraa 01579 - 7.5W GU10 MR16 - 50W Equal - 60° Beam - CRI 95 - 4000K | 4000 | 95 | 455 | 60.6667 | 35000 | 7.5 | 1 | 27.95 | 27.95 | 32.8423 | 2020Q3 | https://www.topbulb.com/soraa-sm16ga-07-60d-940-03-01579-mr16-50-watt-equal-4000k | Top Bulb | 2020 | No
LED Lighting | Downlight | Soraa | True | Daylighting/Photocell, | LED | MR16 | GU10 | Topbulb » Brands » MR16 GU10 » Soraa 02487 - 9W GU10 MR16 - 75W Equal - 25° Beam - CRI 85 - 2700K Shipping NoticeSoraa Considers this item a "Not Standard" product, which will ship within eight weeks of ordering if not currently in stock.SORAA LED MR16 GU10 base Brilliant Series lamps provide outstanding beam control by using an extremely small point source. These lamps are designed to provide a direct replacement for 120 volt halogen MR16 lamps. Intended for use in MR16 GU10 socket compatible recessed downlights, track lighting and other indoor and outdoor installations. These lamps directly replace the MR16 halogen equivalent. Whiteness rendering matches or exceeds that of halogen sources at 2700K and 3000K. SNAP System Compatible: Beam and Color Shift Accessories Features include: 35,000 hour rated life (compared to 2,000 hours for halogen) 85% more efficient than halogen Compatible with standard fixtures, directly replaces halogen bulbs Suitable for fully enclosed fixtures Designed to safely turn down in any thermal environment not conducive to minimum airflow or proper ventilation Indoor / Outdoor - suitable for damp locations Dimmable with trailing edge and leading edge phase cut dimmers 3-year warranty See the document below for complete specifications and photometrics. LED Technology Notice Due to constantly evolving nature of LED technology, manufacturers will reserve the right to replace this product with next generation technology. We appreciate your understanding and acceptance of this policy. Applications Art Gallery Hospitality Museum Recessed Lighting Retail Track Lighting Documents Soraa SM16GA-09-25D-827-03 Specification Sheet About Soraa LED manufacturer SORRA utilizes gallium nitride on gallium nitride (GaN on GaN) LED technology that emits more light per LED material, handles more electric current per area and has extremely precise crystals enabling full visible spectrum light. SORAA has built a line of lamps and light engines around this innovative light source. SORAA’s distinctive products feature an intense single point source LED with full visible spectrum light, Flicker Free digital driver, unique heat dissipating heat sink, and point source optics. SORAA is headquartered in Fremont, California, where a talented team manufactures the GaN on GaN LEDs in a semiconductor fabrication facility. They are also building a new facility in Syracuse, New York. SORAA has sales offices and distributors worldwide. 35,000 Hours • 120 Volt • Natural White Technology • Dimmable Soraa 02487 - 9W GU10 MR16 - 75W Equal - 25° Beam - CRI 85 - 2700K | 2700 | 85 | 560 | 62.2222 | 35000 | 9 | 1 | 21.95 | 21.95 | 25.7921 | 2020Q3 | https://www.topbulb.com/soraa-sm16ga-09-25d-827-03-02487-mr16-75-watt-equal-2700k | Top Bulb | 2020 | No
LED Lighting | Downlight | Soraa | True | Daylighting/Photocell, | LED | MR16 | GU10 | Topbulb » Brands » MR16 GU10 » Soraa 02491 - 9W GU10 MR16 - 75W Equal - 25° Beam - CRI 85 - 3000K Shipping NoticeSoraa Considers this item a "Not Standard" product, which will ship within eight weeks of ordering if not currently in stock.SORAA LED MR16 GU10 base Brilliant Series lamps provide outstanding beam control by using an extremely small point source. These lamps are designed to provide a direct replacement for 120 volt halogen MR16 lamps. Intended for use in MR16 GU10 socket compatible recessed downlights, track lighting and other indoor and outdoor installations. These lamps directly replace the MR16 halogen equivalent. Whiteness rendering matches or exceeds that of halogen sources at 2700K and 3000K. SNAP System Compatible: Beam and Color Shift Accessories Features include: 35,000 hour rated life (compared to 2,000 hours for halogen) 85% more efficient than halogen Compatible with standard fixtures, directly replaces halogen bulbs Suitable for fully enclosed fixtures Designed to safely turn down in any thermal environment not conducive to minimum airflow or proper ventilation Indoor / Outdoor - suitable for damp locations Dimmable with trailing edge and leading edge phase cut dimmers 3-year warranty See the document below for complete specifications and photometrics. LED Technology Notice Due to constantly evolving nature of LED technology, manufacturers will reserve the right to replace this product with next generation technology. We appreciate your understanding and acceptance of this policy. Applications Art Gallery Hospitality Museum Recessed Lighting Retail Track Lighting Documents Soraa SM16GA-09-25D-830-03 Specification Sheet About Soraa LED manufacturer SORRA utilizes gallium nitride on gallium nitride (GaN on GaN) LED technology that emits more light per LED material, handles more electric current per area and has extremely precise crystals enabling full visible spectrum light. SORAA has built a line of lamps and light engines around this innovative light source. SORAA’s distinctive products feature an intense single point source LED with full visible spectrum light, Flicker Free digital driver, unique heat dissipating heat sink, and point source optics. SORAA is headquartered in Fremont, California, where a talented team manufactures the GaN on GaN LEDs in a semiconductor fabrication facility. They are also building a new facility in Syracuse, New York. SORAA has sales offices and distributors worldwide. 35,000 Hour • 120 Volt • Natural White Technology • Dimmable Soraa 02491 - 9W GU10 MR16 - 75W Equal - 25° Beam - CRI 85 - 3000K | 3000 | 85 | 590 | 65.5556 | 35000 | 9 | 1 | 21.95 | 21.95 | 25.7921 | 2020Q3 | https://www.topbulb.com/soraa-sm16ga-09-25d-830-03-02491-mr16-75-watt-equal-3000k | Top Bulb | 2020 | No
LED Lighting | Downlight | Soraa | True | Daylighting/Photocell, | LED | MR16 | GU10 | Topbulb » Brands » MR16 GU10 » Soraa 02495 - 9W GU10 MR16 - 75W Equal - 36° Beam - CRI 85 - 2700K Shipping NoticeSoraa Considers this item a "Not Standard" product, which will ship within eight weeks of ordering if not currently in stock.SORAA LED MR16 GU10 base Brilliant Series lamps provide outstanding beam control by using an extremely small point source. These lamps are designed to provide a direct replacement for 120 volt halogen MR16 lamps. Intended for use in MR16 GU10 socket compatible recessed downlights, track lighting and other indoor and outdoor installations. These lamps directly replace the MR16 halogen equivalent. Whiteness rendering matches or exceeds that of halogen sources at 2700K and 3000K. SNAP System Compatible: Beam and Color Shift Accessories Features include: 35,000 hour rated life (compared to 2,000 hours for halogen) 85% more efficient than halogen Compatible with standard fixtures, directly replaces halogen bulbs Suitable for fully enclosed fixtures Designed to safely turn down in any thermal environment not conducive to minimum airflow or proper ventilation Indoor / Outdoor - suitable for damp locations Dimmable with trailing edge and leading edge phase cut dimmers 3-year warranty See the document below for complete specifications and photometrics. LED Technology Notice Due to constantly evolving nature of LED technology, manufacturers will reserve the right to replace this product with next generation technology. We appreciate your understanding and acceptance of this policy. Applications Art Gallery Hospitality Museum Recessed Lighting Retail Track Lighting Documents Soraa SM16GA-09-36D-827-03 Specification Sheet About Soraa LED manufacturer SORRA utilizes gallium nitride on gallium nitride (GaN on GaN) LED technology that emits more light per LED material, handles more electric current per area and has extremely precise crystals enabling full visible spectrum light. SORAA has built a line of lamps and light engines around this innovative light source. SORAA’s distinctive products feature an intense single point source LED with full visible spectrum light, Flicker Free digital driver, unique heat dissipating heat sink, and point source optics. SORAA is headquartered in Fremont, California, where a talented team manufactures the GaN on GaN LEDs in a semiconductor fabrication facility. They are also building a new facility in Syracuse, New York. SORAA has sales offices and distributors worldwide. 35,000 Hours • 120 Volt • Natural White Technology • Dimmable Soraa 02495 - 9W GU10 MR16 - 75W Equal - 36° Beam - CRI 85 - 2700K | 2700 | 85 | 560 | 62.2222 | 35000 | 9 | 1 | 21.95 | 21.95 | 25.7921 | 2020Q3 | https://www.topbulb.com/soraa-sm16ga-09-36d-827-03-02495-mr16-75-watt-equal-2700k | Top Bulb | 2020 | No
LED Lighting | Downlight | Soraa | True | Daylighting/Photocell, | LED | MR16 | GU10 | Topbulb » Brands » MR16 GU10 » Soraa 02499 - 9W GU10 MR16 - 75W Equal - 36° Beam - CRI 85 - 3000K Shipping NoticeSoraa Considers this item a "Not Standard" product, which will ship within eight weeks of ordering if not currently in stock.SORAA LED MR16 GU10 base Brilliant Series lamps provide outstanding beam control by using an extremely small point source. These lamps are designed to provide a direct replacement for 120 volt halogen MR16 lamps. Intended for use in MR16 GU10 socket compatible recessed downlights, track lighting and other indoor and outdoor installations. These lamps directly replace the MR16 halogen equivalent. Whiteness rendering matches or exceeds that of halogen sources at 2700K and 3000K. SNAP System Compatible: Beam and Color Shift Accessories Features include: 35,000 hour rated life (compared to 2,000 hours for halogen) 85% more efficient than halogen Compatible with standard fixtures, directly replaces halogen bulbs Suitable for fully enclosed fixtures Designed to safely turn down in any thermal environment not conducive to minimum airflow or proper ventilation Indoor / Outdoor - suitable for damp locations Dimmable with trailing edge and leading edge phase cut dimmers 3-year warranty See the document below for complete specifications and photometrics. LED Technology Notice Due to constantly evolving nature of LED technology, manufacturers will reserve the right to replace this product with next generation technology. We appreciate your understanding and acceptance of this policy. Applications Art Gallery Hospitality Museum Recessed Lighting Retail Track Lighting Documents Soraa SM16GA-09-36D-830-03 Specification Sheet About Soraa LED manufacturer SORRA utilizes gallium nitride on gallium nitride (GaN on GaN) LED technology that emits more light per LED material, handles more electric current per area and has extremely precise crystals enabling full visible spectrum light. SORAA has built a line of lamps and light engines around this innovative light source. SORAA’s distinctive products feature an intense single point source LED with full visible spectrum light, Flicker Free digital driver, unique heat dissipating heat sink, and point source optics. SORAA is headquartered in Fremont, California, where a talented team manufactures the GaN on GaN LEDs in a semiconductor fabrication facility. They are also building a new facility in Syracuse, New York. SORAA has sales offices and distributors worldwide. 35,000 Hours • 120 Volt • Natural White Technology • Dimmable Soraa 02499 - 9W GU10 MR16 - 75W Equal - 36° Beam - CRI 85 - 3000K | 3000 | 85 | 590 | 65.5556 | 35000 | 9 | 1 | 21.95 | 21.95 | 25.7921 | 2020Q3 | https://www.topbulb.com/soraa-sm16ga-09-36d-830-03-02499-mr16-75-watt-equal-3000k | Top Bulb | 2020 | No
LED Lighting | Downlight | Soraa | True | Daylighting/Photocell, | LED | MR16 | GU10 | Topbulb » Brands » MR16 GU10 » Soraa 02497 - 9W GU10 MR16 - 65W Equal - 36° Beam - CRI 95 - 2700K Shipping NoticeSoraa Considers this item a Standard product, which will ship within four to five weeks of ordering if not currently in stock.SORAA LED MR16 GU10 base Vivid Series lamps provide excellent color characterics and outstanding beam control for color critical applications. These lamps are designed to provide a direct replacement for 120 volt halogen MR16 lamps. Intended for use in MR16 GU10 socket compatible recessed downlights, track lighting and other indoor and outdoor installations. These lamps directly replace the MR16 halogen equivalent. The Vivid Series provides accurate color rendering across the visible spectrum from 400nm to 700nm, with a CRI of 95 and R9 of 95. Whiteness rendering matches or exceeds that of halogen sources at 2700K and 3000K. SNAP System Compatible: Beam and Color Shift Accessories Features include: 35,000 hour rated life (compared to 2,000 hours for halogen) 85% more efficient than halogen Compatible with standard fixtures, directly replaces halogen bulbs Suitable for fully enclosed fixtures Designed to safely turn down in any thermal environment not conducive to minimum airflow or proper ventilation Indoor / Outdoor - suitable for damp locations Dimmable with trailing edge and leading edge phase cut dimmers 3-year warranty See the document below for complete specifications and photometrics. LED Technology Notice Due to constantly evolving nature of LED technology, manufacturers will reserve the right to replace this product with next generation technology. We appreciate your understanding and acceptance of this policy. Applications Art Gallery Hospitality Museum Recessed Lighting Retail Track Lighting Documents Soraa SM16GA-09-36D-927-03 Specification Sheet About Soraa LED manufacturer SORRA utilizes gallium nitride on gallium nitride (GaN on GaN) LED technology that emits more light per LED material, handles more electric current per area and has extremely precise crystals enabling full visible spectrum light. SORAA has built a line of lamps and light engines around this innovative light source. SORAA’s distinctive products feature an intense single point source LED with full visible spectrum light, Flicker Free digital driver, unique heat dissipating heat sink, and point source optics. SORAA is headquartered in Fremont, California, where a talented team manufactures the GaN on GaN LEDs in a semiconductor fabrication facility. They are also building a new facility in Syracuse, New York. SORAA has sales offices and distributors worldwide. 35,000 Hours • 120 Volt • Natural White Technology • Dimmable Soraa 02497 - 9W GU10 MR16 - 65W Equal - 36° Beam - CRI 95 - 2700K | 2700 | 95 | 465 | 51.6667 | 35000 | 9 | 1 | 32.95 | 32.95 | 38.7175 | 2020Q3 | https://www.topbulb.com/soraa-sm16ga-09-36d-927-03-02497-mr16-65-watt-equal-2700k | Top Bulb | 2020 | No
LED Lighting | Downlight | Soraa | True | Daylighting/Photocell, | LED | MR16 | GU10 | Topbulb » Brands » MR16 GU10 » Soraa 02501 - 9W GU10 MR16 - 65W Equal - 36° Beam - CRI 95 - 3000K Shipping NoticeSoraa Considers this item a Standard product, which will ship within four to five weeks of ordering if not currently in stock.SORAA LED MR16 GU10 base Vivid Series lamps provide excellent color characterics and outstanding beam control for color critical applications. These lamps are designed to provide a direct replacement for 120 volt halogen MR16 lamps. Intended for use in MR16 GU10 socket compatible recessed downlights, track lighting and other indoor and outdoor installations. These lamps directly replace the MR16 halogen equivalent. The Vivid Series provides accurate color rendering across the visible spectrum from 400nm to 700nm, with a CRI of 95 and R9 of 95. Whiteness rendering matches or exceeds that of halogen sources at 2700K and 3000K. SNAP System Compatible: Beam and Color Shift Accessories Features include: 35,000 hour rated life (compared to 2,000 hours for halogen) 85% more efficient than halogen Compatible with standard fixtures, directly replaces halogen bulbs Suitable for fully enclosed fixtures Designed to safely turn down in any thermal environment not conducive to minimum airflow or proper ventilation Indoor / Outdoor - suitable for damp locations Dimmable with trailing edge and leading edge phase cut dimmers 3-year warranty See the document below for complete specifications and photometrics. LED Technology Notice Due to constantly evolving nature of LED technology, manufacturers will reserve the right to replace this product with next generation technology. We appreciate your understanding and acceptance of this policy. Applications Art Gallery Hospitality Museum Recessed Lighting Retail Track Lighting Documents Soraa SM16GA-09-36D-930-03 Specification Sheet About Soraa LED manufacturer SORRA utilizes gallium nitride on gallium nitride (GaN on GaN) LED technology that emits more light per LED material, handles more electric current per area and has extremely precise crystals enabling full visible spectrum light. SORAA has built a line of lamps and light engines around this innovative light source. SORAA’s distinctive products feature an intense single point source LED with full visible spectrum light, Flicker Free digital driver, unique heat dissipating heat sink, and point source optics. SORAA is headquartered in Fremont, California, where a talented team manufactures the GaN on GaN LEDs in a semiconductor fabrication facility. They are also building a new facility in Syracuse, New York. SORAA has sales offices and distributors worldwide. 35,000 Hours • 120 Volt • Natural White Technology • Dimmable Soraa 02501 - 9W GU10 MR16 - 65W Equal - 36° Beam - CRI 95 - 3000K | 3000 | 95 | 490 | 54.4444 | 35000 | 9 | 1 | 30.95 | 30.95 | 36.3674 | 2020Q3 | https://www.topbulb.com/soraa-sm16ga-09-36d-930-03-02501-mr16-65-watt-equal-3000k | Top Bulb | 2020 | No
LED Lighting | Downlight | Soraa | True | Daylighting/Photocell, | LED | MR16 | GU10 | Topbulb » Brands » MR16 GU10 » Soraa 02503 - 9W GU10 MR16 - 75W Equal - 60° Beam - CRI 85 - 2700K Shipping NoticeSoraa Considers this item a "Not Standard" product, which will ship within eight weeks of ordering if not currently in stock.SORAA LED MR16 GU10 base Brilliant Series lamps provide outstanding beam control by using an extremely small point source. These lamps are designed to provide a direct replacement for 120 volt halogen MR16 lamps. Intended for use in MR16 GU10 socket compatible recessed downlights, track lighting and other indoor and outdoor installations. These lamps directly replace the MR16 halogen equivalent. Whiteness rendering matches or exceeds that of halogen sources at 2700K and 3000K. SNAP System Compatible: Beam and Color Shift Accessories Features include: 35,000 hour rated life (compared to 2,000 hours for halogen) 85% more efficient than halogen Compatible with standard fixtures, directly replaces halogen bulbs Suitable for fully enclosed fixtures Designed to safely turn down in any thermal environment not conducive to minimum airflow or proper ventilation Indoor / Outdoor - suitable for damp locations Dimmable with trailing edge and leading edge phase cut dimmers 3-year warranty See the document below for complete specifications and photometrics. LED Technology Notice Due to constantly evolving nature of LED technology, manufacturers will reserve the right to replace this product with next generation technology. We appreciate your understanding and acceptance of this policy. Applications Art Gallery Hospitality Museum Recessed Lighting Retail Track Lighting Documents Soraa SM16GA-09-60D-827-03 Specification Sheet About Soraa LED manufacturer SORRA utilizes gallium nitride on gallium nitride (GaN on GaN) LED technology that emits more light per LED material, handles more electric current per area and has extremely precise crystals enabling full visible spectrum light. SORAA has built a line of lamps and light engines around this innovative light source. SORAA’s distinctive products feature an intense single point source LED with full visible spectrum light, Flicker Free digital driver, unique heat dissipating heat sink, and point source optics. SORAA is headquartered in Fremont, California, where a talented team manufactures the GaN on GaN LEDs in a semiconductor fabrication facility. They are also building a new facility in Syracuse, New York. SORAA has sales offices and distributors worldwide. 35,000 Hours • 120 Volt • Natural White Technology • Dimmable Soraa 02503 - 9W GU10 MR16 - 75W Equal - 60° Beam - CRI 85 - 2700K | 2700 | 85 | 560 | 62.2222 | 35000 | 9 | 1 | 21.95 | 21.95 | 25.7921 | 2020Q3 | https://www.topbulb.com/soraa-sm16ga-09-60d-827-03-02503-mr16-75-watt-equal-2700k | Top Bulb | 2020 | No
LED Lighting | Downlight | Soraa | True | Daylighting/Photocell, | LED | MR16 | GU10 | Topbulb » Brands » MR16 GU10 » Soraa 02507 - 9W GU10 MR16 - 75W Equal - 60° Beam - CRI 85 - 3000K Shipping NoticeSoraa Considers this item a "Not Standard" product, which will ship within eight weeks of ordering if not currently in stock.SORAA LED MR16 GU10 base Brilliant Series lamps provide outstanding beam control by using an extremely small point source. These lamps are designed to provide a direct replacement for 120 volt halogen MR16 lamps. Intended for use in MR16 GU10 socket compatible recessed downlights, track lighting and other indoor and outdoor installations. These lamps directly replace the MR16 halogen equivalent. Whiteness rendering matches or exceeds that of halogen sources at 2700K and 3000K. SNAP System Compatible: Beam and Color Shift Accessories Features include: 35,000 hour rated life (compared to 2,000 hours for halogen) 85% more efficient than halogen Compatible with standard fixtures, directly replaces halogen bulbs Suitable for fully enclosed fixtures Designed to safely turn down in any thermal environment not conducive to minimum airflow or proper ventilation Indoor / Outdoor - suitable for damp locations Dimmable with trailing edge and leading edge phase cut dimmers 3-year warranty See the document below for complete specifications and photometrics. LED Technology Notice Due to constantly evolving nature of LED technology, manufacturers will reserve the right to replace this product with next generation technology. We appreciate your understanding and acceptance of this policy. Applications Art Gallery Hospitality Museum Recessed Lighting Retail Track Lighting Documents Soraa SM16GA-09-60D-830-03 Specification Sheet About Soraa LED manufacturer SORRA utilizes gallium nitride on gallium nitride (GaN on GaN) LED technology that emits more light per LED material, handles more electric current per area and has extremely precise crystals enabling full visible spectrum light. SORAA has built a line of lamps and light engines around this innovative light source. SORAA’s distinctive products feature an intense single point source LED with full visible spectrum light, Flicker Free digital driver, unique heat dissipating heat sink, and point source optics. SORAA is headquartered in Fremont, California, where a talented team manufactures the GaN on GaN LEDs in a semiconductor fabrication facility. They are also building a new facility in Syracuse, New York. SORAA has sales offices and distributors worldwide. 35,000 Hours • 120 Volt • Natural White Technology • Dimmable Soraa 02507 - 9W GU10 MR16 - 75W Equal - 60° Beam - CRI 85 - 3000K | 3000 | 85 | 590 | 65.5556 | 35000 | 9 | 1 | 21.95 | 21.95 | 25.7921 | 2020Q3 | https://www.topbulb.com/soraa-sm16ga-09-60d-830-03-02507-mr16-75-watt-equal-3000k | Top Bulb | 2020 | No
LED Lighting | Downlight | Soraa | True | Daylighting/Photocell, | LED | MR16 | GU10 | Topbulb » Brands » MR16 GU10 » Soraa 02509 - 9W GU10 MR16 - 65W Equal - 60° Beam - CRI 95 - 3000K Shipping NoticeSoraa Considers this item a "Not Standard" product, which will ship within eight weeks of ordering if not currently in stock.SORAA LED MR16 GU10 base Vivid Series lamps provide excellent color characterics and outstanding beam control for color critical applications. These lamps are designed to provide a direct replacement for 120 volt halogen MR16 lamps. Intended for use in MR16 GU10 socket compatible recessed downlights, track lighting and other indoor and outdoor installations. These lamps directly replace the MR16 halogen equivalent. The Vivid Series provides accurate color rendering across the visible spectrum from 400nm to 700nm, with a CRI of 95 and R9 of 95. Whiteness rendering matches or exceeds that of halogen sources at 2700K and 3000K. SNAP System Compatible: Beam and Color Shift Accessories Features include: 35,000 hour rated life (compared to 2,000 hours for halogen) 85% more efficient than halogen Compatible with standard fixtures, directly replaces halogen bulbs Suitable for fully enclosed fixtures Designed to safely turn down in any thermal environment not conducive to minimum airflow or proper ventilation Indoor / Outdoor - suitable for damp locations Dimmable with trailing edge and leading edge phase cut dimmers 3-year warranty See the document below for complete specifications and photometrics. LED Technology Notice Due to constantly evolving nature of LED technology, manufacturers will reserve the right to replace this product with next generation technology. We appreciate your understanding and acceptance of this policy. Applications Art Gallery Hospitality Museum Recessed Lighting Retail Track Lighting Documents Soraa SM16GA-09-60D-930-03 Specification Sheet About Soraa LED manufacturer SORRA utilizes gallium nitride on gallium nitride (GaN on GaN) LED technology that emits more light per LED material, handles more electric current per area and has extremely precise crystals enabling full visible spectrum light. SORAA has built a line of lamps and light engines around this innovative light source. SORAA’s distinctive products feature an intense single point source LED with full visible spectrum light, Flicker Free digital driver, unique heat dissipating heat sink, and point source optics. SORAA is headquartered in Fremont, California, where a talented team manufactures the GaN on GaN LEDs in a semiconductor fabrication facility. They are also building a new facility in Syracuse, New York. SORAA has sales offices and distributors worldwide. 35,000 Hours • 120 Volt • Natural White Technology • Dimmable Soraa 02509 - 9W GU10 MR16 - 65W Equal - 60° Beam - CRI 95 - 3000K | 3000 | 95 | 490 | 54.4444 | 35000 | 9 | 1 | 32.95 | 32.95 | 38.7175 | 2020Q3 | https://www.topbulb.com/soraa-sm16ga-09-60d-930-03-02509-mr16-65-watt-equal-3000k | Top Bulb | 2020 | No
LED Lighting |  | Soraa | True | Daylighting/Photocell, | LED | PAR20 | E26 (Medium) | Topbulb » LED Bulbs » LED PAR » LED PAR20 » 75W Equal » Soraa 01617 - 10.8W PAR20 - 75W Equal - 25° Beam Angle - CRI 95 Shipping NoticeSoraa Considers this item a Standard product, which will ship within four to five weeks of ordering if not currently in stock.SORAA LED PAR20 Vivid Series lamps are designed to provide exceptional color characteristics and beam control for demanding applications such as museum, art gallery and higher end retail fashion applications. These lamps directly replace halogen equivalent bulbs in track and recessed fixtures. The Vivid Series provides accurate color rendering across the visible spectrum from 400nm to 700nm, with a CRI of 95 and R9 of 95. Whiteness rendering matches or exceeds that of halogen sources at 2700K and 3000K. SNAP System Compatible: Beam and Color Shift Accessories Other features include: 35,000 hour rated life (compared to 2,000 hours for halogen) 85% more efficient than halogen Compatible with standard fixtures, directly replaces halogen bulbs Suitable for fully enclosed fixtures (can be used with front glass cover) Designed to safely turn down in any thermal environment not conducive to minimum airflow or proper ventilation Indoor / Outdoor - suitable for damp locations Dimmable with trailing edge and leading edge phase cut dimmers 3-year warranty See the document below for complete specifications and photometrics. LED Technology Notice Due to constantly evolving nature of LED technology, manufacturers will reserve the right to replace this product with next generation technology. We appreciate your understanding and acceptance of this policy. Applications Art Gallery Hospitality Museum Recessed Lighting Retail Track Lighting Documents Soraa SP20-11-25D-930-03 Specification Sheet About Soraa LED manufacturer SORRA utilizes gallium nitride on gallium nitride (GaN on GaN) LED technology that emits more light per LED material, handles more electric current per area and has extremely precise crystals enabling full visible spectrum light. SORAA has built a line of lamps and light engines around this innovative light source. SORAA’s distinctive products feature an intense single point source LED with full visible spectrum light, Flicker Free digital driver, unique heat dissipating heat sink, and point source optics. SORAA is headquartered in Fremont, California, where a talented team manufactures the GaN on GaN LEDs in a semiconductor fabrication facility. They are also building a new facility in Syracuse, New York. SORAA has sales offices and distributors worldwide. 35,000 Hours • Natural White Technology • Dimmable Soraa 01617 - 10.8W PAR20 - 75W Equal - 25° Beam Angle - CRI 95 | 3000 | 95 | 540 | 50 | 35000 | 10.8 | 1 | 32.95 | 32.95 | 38.7175 | 2020Q3 | https://www.topbulb.com/soraa-sp20-11-25d-930-03-01617-par20-75-watt-equal-3000k | Top Bulb | 2020 | Yes
LED Lighting |  | Soraa | True | Daylighting/Photocell, | LED | PAR20 | E26 (Medium) | Topbulb » LED Bulbs » LED PAR » LED PAR20 » 75W Equal » Soraa 01619 - 10.8W PAR20 - 75W Equal - 36° Beam Angle - CRI 95 Shipping NoticeSoraa Considers this item a Standard product, which will ship within four to five weeks of ordering if not currently in stock.SORAA LED PAR20 Vivid Series lamps are designed to provide exceptional color characteristics and beam control for demanding applications such as museum, art gallery and higher end retail fashion applications. These lamps directly replace halogen equivalent bulbs in track and recessed fixtures. The Vivid Series provides accurate color rendering across the visible spectrum from 400nm to 700nm, with a CRI of 95 and R9 of 95. Whiteness rendering matches or exceeds that of halogen sources at 2700K and 3000K. SNAP System Compatible: Beam and Color Shift Accessories Other features include: 35,000 hour rated life (compared to 2,000 hours for halogen) 85% more efficient than halogen Compatible with standard fixtures, directly replaces halogen bulbs Suitable for fully enclosed fixtures (can be used with front glass cover) Designed to safely turn down in any thermal environment not conducive to minimum airflow or proper ventilation Indoor / Outdoor - suitable for damp locations Dimmable with trailing edge and leading edge phase cut dimmers 3-year warranty See the document below for complete specifications and photometrics. LED Technology Notice Due to constantly evolving nature of LED technology, manufacturers will reserve the right to replace this product with next generation technology. We appreciate your understanding and acceptance of this policy. Applications Art Gallery Hospitality Museum Recessed Lighting Retail Track Lighting Documents Soraa SP20-11-36D-930-03 Specification Sheet About Soraa LED manufacturer SORRA utilizes gallium nitride on gallium nitride (GaN on GaN) LED technology that emits more light per LED material, handles more electric current per area and has extremely precise crystals enabling full visible spectrum light. SORAA has built a line of lamps and light engines around this innovative light source. SORAA’s distinctive products feature an intense single point source LED with full visible spectrum light, Flicker Free digital driver, unique heat dissipating heat sink, and point source optics. SORAA is headquartered in Fremont, California, where a talented team manufactures the GaN on GaN LEDs in a semiconductor fabrication facility. They are also building a new facility in Syracuse, New York. SORAA has sales offices and distributors worldwide. 35,000 Hours • Natural White Technology • Dimmable Soraa 01619 - 10.8W PAR20 - 75W Equal - 36° Beam Angle - CRI 95 | 3000 | 95 | 540 | 50 | 35000 | 10.8 | 1 | 30.95 | 30.95 | 36.3674 | 2020Q3 | https://www.topbulb.com/soraa-sp20-11-36d-930-03-01619-par20-75-watt-equal-3000k | Top Bulb | 2020 | Yes
LED Lighting |  | Soraa | True | Daylighting/Photocell, | LED | PAR20 | E26 (Medium) | Topbulb » LED Bulbs » LED PAR » LED PAR20 » 75W Equal » Soraa 01621 - 10.8W PAR20 - 75W Equal - 60° Beam Angle - CRI 95 Shipping NoticeSoraa Considers this item a "Not Standard" product, which will ship within eight weeks of ordering if not currently in stock.SORAA LED PAR20 Vivid Series lamps are designed to provide exceptional color characteristics and beam control for demanding applications such as museum, art gallery and higher end retail fashion applications. These lamps directly replace halogen equivalent bulbs in track and recessed fixtures. The Vivid Series provides accurate color rendering across the visible spectrum from 400nm to 700nm, with a CRI of 95 and R9 of 95. Whiteness rendering matches or exceeds that of halogen sources at 2700K and 3000K. SNAP System Compatible: Beam and Color Shift Accessories Other features include: 35,000 hour rated life (compared to 2,000 hours for halogen) 85% more efficient than halogen Compatible with standard fixtures, directly replaces halogen bulbs Suitable for fully enclosed fixtures (can be used with front glass cover) Designed to safely turn down in any thermal environment not conducive to minimum airflow or proper ventilation Indoor / Outdoor - suitable for damp locations Dimmable with trailing edge and leading edge phase cut dimmers 3-year warranty See the document below for complete specifications and photometrics. LED Technology Notice Due to constantly evolving nature of LED technology, manufacturers will reserve the right to replace this product with next generation technology. We appreciate your understanding and acceptance of this policy. Applications Art Gallery Hospitality Museum Recessed Lighting Retail Track Lighting Documents Soraa SP20-11-60D-930-03 Specification Sheet About Soraa LED manufacturer SORRA utilizes gallium nitride on gallium nitride (GaN on GaN) LED technology that emits more light per LED material, handles more electric current per area and has extremely precise crystals enabling full visible spectrum light. SORAA has built a line of lamps and light engines around this innovative light source. SORAA’s distinctive products feature an intense single point source LED with full visible spectrum light, Flicker Free digital driver, unique heat dissipating heat sink, and point source optics. SORAA is headquartered in Fremont, California, where a talented team manufactures the GaN on GaN LEDs in a semiconductor fabrication facility. They are also building a new facility in Syracuse, New York. SORAA has sales offices and distributors worldwide. 35,000 Hours • Natural White Technology • Dimmable Soraa 01621 - 10.8W PAR20 - 75W Equal - 60° Beam Angle - CRI 95 | 3000 | 95 | 540 | 50 | 35000 | 10.8 | 1 | 32.95 | 32.95 | 38.7175 | 2020Q3 | https://www.topbulb.com/soraa-sp20-11-60d-930-03-01621-par20-75-watt-equal-3000k | Top Bulb | 2020 | Yes
LED Lighting |  | Soraa | True | Daylighting/Photocell, | LED | PAR20 | E26 (Medium) | Topbulb » LED Bulbs » LED PAR » LED PAR20 » 75W Equal » Soraa 01637 - 10.8W PAR20 - 75W Equal - 60° Beam Angle - CRI 95 Shipping NoticeSoraa Considers this item a "Not Standard" product, which will ship within eight weeks of ordering if not currently in stock.SORAA LED PAR20 Vivid Series lamps are designed to provide exceptional color characteristics and beam control for demanding applications such as museum, art gallery and higher end retail fashion applications. These lamps directly replace halogen equivalent bulbs in track and recessed fixtures. The Vivid Series provides accurate color rendering across the visible spectrum from 400nm to 700nm, with a CRI of 95 and R9 of 95. Whiteness rendering matches or exceeds that of halogen sources at 2700K and 3000K. SNAP System Compatible: Beam and Color Shift Accessories Other features include: 35,000 hour rated life (compared to 2,000 hours for halogen) 85% more efficient than halogen Compatible with standard fixtures, directly replaces halogen bulbs Suitable for fully enclosed fixtures (can be used with front glass cover) Designed to safely turn down in any thermal environment not conducive to minimum airflow or proper ventilation Indoor / Outdoor - suitable for damp locations Dimmable with trailing edge and leading edge phase cut dimmers 3-year warranty See the document below for complete specifications and photometrics. LED Technology Notice Due to constantly evolving nature of LED technology, manufacturers will reserve the right to replace this product with next generation technology. We appreciate your understanding and acceptance of this policy. Applications Art Gallery Hospitality Museum Recessed Lighting Retail Track Lighting Documents Soraa SP20-11-60D-940-03 Specification Sheet About Soraa LED manufacturer SORRA utilizes gallium nitride on gallium nitride (GaN on GaN) LED technology that emits more light per LED material, handles more electric current per area and has extremely precise crystals enabling full visible spectrum light. SORAA has built a line of lamps and light engines around this innovative light source. SORAA’s distinctive products feature an intense single point source LED with full visible spectrum light, Flicker Free digital driver, unique heat dissipating heat sink, and point source optics. SORAA is headquartered in Fremont, California, where a talented team manufactures the GaN on GaN LEDs in a semiconductor fabrication facility. They are also building a new facility in Syracuse, New York. SORAA has sales offices and distributors worldwide. 35,000 Hours • Natural White Technology • Dimmable Soraa 01637 - 10.8W PAR20 - 75W Equal - 60° Beam Angle - CRI 95 | 4000 | 95 | 560 | 51.8519 | 35000 | 10.8 | 1 | 30.95 | 30.95 | 36.3674 | 2020Q3 | https://www.topbulb.com/soraa-sp20-11-60d-940-03-01637-par20-75-watt-equal-4000k | Top Bulb | 2020 | Yes
LED Lighting |  | Soraa | True | Daylighting/Photocell, | LED | PAR20 | GU24 | Topbulb » LED Bulbs » LED PAR » LED PAR20 » 75W Equal » Soraa 02533 - 10.8W PAR20 - 75W Equal - 60° Beam Angle - CRI 95 Shipping NoticeSoraa Considers this item a "Not Standard" product, which will ship within eight weeks of ordering if not currently in stock.SORAA LED PAR20 Vivid Series lamps with a line voltage GU24 base are designed to provide exceptional color characteristics and beam control for retail and hospitality. These lamps directly replace halogen equivalent bulbs in track and recessed fixtures. The Vivid Series provides accurate color rendering across the visible spectrum from 400nm to 700nm, with a CRI of 95 and R9 of 95. Whiteness rendering matches or exceeds that of halogen sources at 2700K and 3000K. SNAP System Compatible: Beam and Color Shift Accessories Features include: 35,000 hour rated life (compared to 2,000 hours for halogen) 85% more efficient than halogen Compatible with standard fixtures, directly replaces halogen bulbs Suitable for fully enclosed fixtures (can be used with front glass cover) Designed to safely turn down in any thermal environment not conducive to minimum airflow or proper ventilation Indoor / Outdoor - suitable for damp locations Dimmable with trailing edge and leading edge phase cut dimmers 3-year warranty See the document below for complete specifications and photometrics. LED Technology Notice Due to constantly evolving nature of LED technology, manufacturers will reserve the right to replace this product with next generation technology. We appreciate your understanding and acceptance of this policy. Applications Art Gallery Hospitality Museum Recessed Lighting Retail Track Lighting Documents Soraa SP20G-11-60D-930-03 Specification Sheet About Soraa LED manufacturer SORRA utilizes gallium nitride on gallium nitride (GaN on GaN) LED technology that emits more light per LED material, handles more electric current per area and has extremely precise crystals enabling full visible spectrum light. SORAA has built a line of lamps and light engines around this innovative light source. SORAA’s distinctive products feature an intense single point source LED with full visible spectrum light, Flicker Free digital driver, unique heat dissipating heat sink, and point source optics. SORAA is headquartered in Fremont, California, where a talented team manufactures the GaN on GaN LEDs in a semiconductor fabrication facility. They are also building a new facility in Syracuse, New York. SORAA has sales offices and distributors worldwide. 35,000 Hours • Natural White Technology • Dimmable Soraa 02533 - 10.8W PAR20 - 75W Equal - 60° Beam Angle - CRI 95 | 3000 | 95 | 540 | 50 | 35000 | 10.8 | 1 | 34.95 | 34.95 | 41.0676 | 2020Q3 | https://www.topbulb.com/soraa-sp20g-11-60d-930-03-02533-par20-75-watt-equal-3000k | Top Bulb | 2020 | Yes
LED Lighting |  | Soraa | True | Daylighting/Photocell, | LED | PAR30LN | E26 (Medium) | Topbulb » LED Bulbs » LED PAR » LED PAR30 » 90W Equal / Long Neck » Soraa 01489 - 12.5W PAR30LN - 90W Equal - 50° Beam Angle - CRI 85 Shipping NoticeSoraa Considers this item a "Not Standard" product, which will ship within eight weeks of ordering if not currently in stock.SORAA LED PAR30LN (long neck) Brilliant Series lamps are designed to provide very high center beam candle power and precise beam control for accent lighting applications in retail, hospitality and other accent lighting applications. These lamps directly replace halogen equivalent bulbs in track and recessed fixtures. Whiteness rendering matches or exceeds that of halogen sources at 2700K and 3000K. Features include: 35,000 hour rated life (compared to 2,000 hours for halogen) 85% more efficient than halogen Compatible with standard fixtures, directly replaces halogen bulbs Suitable for fully enclosed fixtures (can be used with front glass cover) Designed to safely turn down in any thermal environment not conducive to minimum airflow or proper ventilation Indoor / Outdoor - suitable for damp locations Dimmable with trailing edge and leading edge phase cut dimmers 3-year warranty See the document below for complete specifications and photometrics. LED Technology Notice Due to constantly evolving nature of LED technology, manufacturers will reserve the right to replace this product with next generation technology. We appreciate your understanding and acceptance of this policy. Applications Art Gallery Hospitality Museum Recessed Lighting Retail Track Lighting Utility/Government Incentives Documents Soraa SP30L-12-50D-827-03 Specification Sheet About Soraa LED manufacturer SORRA utilizes gallium nitride on gallium nitride (GaN on GaN) LED technology that emits more light per LED material, handles more electric current per area and has extremely precise crystals enabling full visible spectrum light. SORAA has built a line of lamps and light engines around this innovative light source. SORAA’s distinctive products feature an intense single point source LED with full visible spectrum light, Flicker Free digital driver, unique heat dissipating heat sink, and point source optics. SORAA is headquartered in Fremont, California, where a talented team manufactures the GaN on GaN LEDs in a semiconductor fabrication facility. They are also building a new facility in Syracuse, New York. SORAA has sales offices and distributors worldwide. 35,000 Hours • Natural White Technology • Dimmable Soraa 01489 - 12.5W PAR30LN - 90W Equal - 50° Beam Angle - CRI 85 | 2700 | 85 | 735 | 58.8 | 35000 | 12.5 | 1 | 25.95 | 25.95 | 30.4923 | 2020Q3 | https://www.topbulb.com/soraa-sp30l-12-50d-827-03-01489-par30ln-90-watt-equal-2700k | Top Bulb | 2020 | Yes
LED Lighting |  | Soraa | True | Daylighting/Photocell, | LED | PAR36 | Screw Terminal | Topbulb » LED Bulbs » LED PAR » LED PAR36 » Soraa 03377 - 18.5W PAR36 - 75W Equal - 36° Beam Angle - CRI 95 Shipping NoticeSoraa Considers this item a "Not Standard" product, which will ship within eight weeks of ordering if not currently in stock.SORAA LED PAR36 Vivid Series lamps are designed to provide exceptional color characteristics and beam control for demanding applications such as museum, art gallery retail applications. These 12 volt lamps directly replace halogen equivalent bulbs in track and recessed fixtures. The Vivid Series provides accurate color rendering across the visible spectrum from 400nm to 700nm, with a CRI of 95 and R9 of 95. Whiteness rendering matches or exceeds that of halogen sources at 2700K and 3000K. Other features include: 35,000 hour rated life (compared to 2,000 hours for halogen) 85% more efficient than halogen Compatible with standard fixtures, directly replaces halogen bulbs Suitable for fully enclosed fixtures (can be used with front glass cover) Designed to safely turn down in any thermal environment not conducive to minimum airflow or proper ventilation Indoor / Outdoor - suitable for damp locations Dimmable with trailing edge and leading edge phase cut dimmers, 12V AC magnetic and electronic transformers and 12V DC transformers 3-year warranty See the document below for complete specifications and photometrics. LED Technology Notice Due to constantly evolving nature of LED technology, manufacturers will reserve the right to replace this product with next generation technology. We appreciate your understanding and acceptance of this policy. Applications Art Gallery Hospitality Museum Recessed Lighting Retail Track Lighting Documents Soraa SP36-18-36D-930-03 Specification Sheet About Soraa LED manufacturer SORRA utilizes gallium nitride on gallium nitride (GaN on GaN) LED technology that emits more light per LED material, handles more electric current per area and has extremely precise crystals enabling full visible spectrum light. SORAA has built a line of lamps and light engines around this innovative light source. SORAA’s distinctive products feature an intense single point source LED with full visible spectrum light, Flicker Free digital driver, unique heat dissipating heat sink, and point source optics. SORAA is headquartered in Fremont, California, where a talented team manufactures the GaN on GaN LEDs in a semiconductor fabrication facility. They are also building a new facility in Syracuse, New York. SORAA has sales offices and distributors worldwide. 35,000 Hours • Natural White Technology • Dimmable Soraa 03377 - 18.5W PAR36 - 75W Equal - 36° Beam Angle - CRI 95 | 3000 | 95 | 1000 | 54.0541 | 35000 | 18.5 | 1 | 50.95 | 50.95 | 59.8682 | 2020Q3 | https://www.topbulb.com/soraa-sp36-18-36d-930-03-03377-par36-75-watt-equal-3000k | Top Bulb | 2020 | Yes
LED Lighting | Downlight | Soraa | True |  | LED | AR111 | G5.3 | Topbulb » LED Bulbs » LED ALR » Soraa 01997 - 6W AR111 - 4° Beam Angle - CRI 95 Shipping NoticeSoraa Considers this item a Standard product, which will ship within four to five weeks of ordering if not currently in stock.This Soraa SR111-06-04D-930-03 is an LED AR111 lamp with a G5.3 base. It has a 3000K color temprature, and a CRI of 95. It uses 6 watts, and 12 volts. This bulb is primarily used in recessed downlights and track lighting in museum and art gallery applications. LED Technology Notice Due to constantly evolving nature of LED technology, manufacturers will reserve the right to replace this product with next generation technology. We appreciate your understanding and acceptance of this policy. Applications Art Gallery Hospitality Museum Recessed Lighting Retail Track Lighting Documents Soraa SR111-06-04D-930-03 Specification Sheet About Soraa LED manufacturer SORRA utilizes gallium nitride on gallium nitride (GaN on GaN) LED technology that emits more light per LED material, handles more electric current per area and has extremely precise crystals enabling full visible spectrum light. SORAA has built a line of lamps and light engines around this innovative light source. SORAA’s distinctive products feature an intense single point source LED with full visible spectrum light, Flicker Free digital driver, unique heat dissipating heat sink, and point source optics. SORAA is headquartered in Fremont, California, where a talented team manufactures the GaN on GaN LEDs in a semiconductor fabrication facility. They are also building a new facility in Syracuse, New York. SORAA has sales offices and distributors worldwide. 35,000 Hours • Natural White Technology • Dimmable Soraa 01997 - 6W AR111 - 4° Beam Angle - CRI 95 | 3000 | 95 | 300 | 50 | 35000 | 6 | 1 | 51.95 | 51.95 | 61.0433 | 2020Q3 | https://www.topbulb.com/soraa-sr111-06-04d-930-03-01997-ar111-watt-equal-3000k | Top Bulb | 2020 | No
LED Lighting | Downlight | Soraa | True | Daylighting/Photocell, | LED | AR111 | G5.3 | Topbulb » LED Bulbs » LED ALR » Soraa 01411 - 12.5W AR111 - 50W Equal - 8° Beam Angle - CRI 95 Shipping NoticeSoraa Considers this item a "Not Standard" product, which will ship within eight weeks of ordering if not currently in stock.SORAA LED AR111 Vivid Series lamps are designed to provide a direct replacement for 12 volt halogen AR111 lamps in color critical and precise beam requirement applications. Intended for use in AR111 compatible recessed downlights, track lighting and other indoor and outdoor installations. These lamps directly replace the 12 volt AR111 halogen equivalent. The Vivid Series provides accurate color rendering across the visible spectrum from 400nm to 700nm, with a CRI of 95 and R9 of 95. Whiteness rendering matches or exceeds that of halogen sources at 2700K and 3000K. Features include: 35,000 hour rated life (compared to 2,000 hours for halogen) 85% more efficient than halogen Compatible with standard fixtures, directly replaces halogen bulbs Suitable for fully enclosed fixtures (can be used with front glass cover) Designed to safely turn down in any thermal environment not conducive to minimum airflow or proper ventilation Indoor / Outdoor - suitable for damp locations Dimmable with trailing edge and leading edge phase cut dimmers, 12V AC magnetic and electronic transformers and 12V DC transformers 3-year warranty See the document below for complete specifications and photometrics. LED Technology Notice Due to constantly evolving nature of LED technology, manufacturers will reserve the right to replace this product with next generation technology. We appreciate your understanding and acceptance of this policy. Applications Art Gallery Hospitality Museum Recessed Lighting Retail Track Lighting Documents Soraa SR111-12-08D-940-03 Specification Sheet About Soraa LED manufacturer SORRA utilizes gallium nitride on gallium nitride (GaN on GaN) LED technology that emits more light per LED material, handles more electric current per area and has extremely precise crystals enabling full visible spectrum light. SORAA has built a line of lamps and light engines around this innovative light source. SORAA’s distinctive products feature an intense single point source LED with full visible spectrum light, Flicker Free digital driver, unique heat dissipating heat sink, and point source optics. SORAA is headquartered in Fremont, California, where a talented team manufactures the GaN on GaN LEDs in a semiconductor fabrication facility. They are also building a new facility in Syracuse, New York. SORAA has sales offices and distributors worldwide. 35,000 Hours • Natural White Technology • Dimmable Soraa 01411 - 12.5W AR111 - 50W Equal - 8° Beam Angle - CRI 95 | 4000 | 95 | 645 | 51.6 | 35000 | 12.5 | 1 | 51.95 | 51.95 | 61.0433 | 2020Q3 | https://www.topbulb.com/soraa-sr111-12-08d-940-03-01411-ar111-50-watt-equal-4000k | Top Bulb | 2020 | No
LED Lighting | Downlight | Soraa | True | Daylighting/Photocell, | LED | AR111 | G5.3 | Topbulb » LED Bulbs » LED ALR » Soraa 01389 - 12.5W AR111 - 60W Equal - 25° Beam Angle - CRI 85 Shipping NoticeSoraa Considers this item a Standard product, which will ship within four to five weeks of ordering if not currently in stock.SORAA LED AR111 Brilliant Series lamps provide a viable replacement for halogen AR111 across a range of beam spreads. Brilliant Series lamps are designed to provide exceptional center beam candle power and precise beam control. Intended for use in AR111 compatible recessed downlights, track lighting and other indoor and outdoor installations. These lamps directly replace the 12 volt AR111 halogen equivalent. Whiteness rendering matches or exceeds that of halogen sources at 2700K and 3000K. Features include: 35,000 hour rated life (compared to 2,000 hours for halogen) 85% more efficient than halogen Compatible with standard fixtures, directly replaces halogen bulbs Suitable for fully enclosed fixtures (can be used with front glass cover) Designed to safely turn down in any thermal environment not conducive to minimum airflow or proper ventilation Indoor / Outdoor - suitable for damp locations Dimmable with trailing edge and leading edge phase cut dimmers, 12V AC magnetic and electronic transformers and 12V DC transformers 3-year warranty See the document below for complete specifications and photometrics. LED Technology Notice Due to constantly evolving nature of LED technology, manufacturers will reserve the right to replace this product with next generation technology. We appreciate your understanding and acceptance of this policy. Applications Art Gallery Hospitality Museum Recessed Lighting Retail Track Lighting Documents Soraa SR111-12-25D-827-03 Specification Sheet About Soraa LED manufacturer SORRA utilizes gallium nitride on gallium nitride (GaN on GaN) LED technology that emits more light per LED material, handles more electric current per area and has extremely precise crystals enabling full visible spectrum light. SORAA has built a line of lamps and light engines around this innovative light source. SORAA’s distinctive products feature an intense single point source LED with full visible spectrum light, Flicker Free digital driver, unique heat dissipating heat sink, and point source optics. SORAA is headquartered in Fremont, California, where a talented team manufactures the GaN on GaN LEDs in a semiconductor fabrication facility. They are also building a new facility in Syracuse, New York. SORAA has sales offices and distributors worldwide. 35,000 Hours • Natural White Technology • Dimmable Soraa 01389 - 12.5W AR111 - 60W Equal - 25° Beam Angle - CRI 85 | 2700 | 85 | 735 | 58.8 | 35000 | 12.5 | 1 | 36.95 | 36.95 | 43.4177 | 2020Q3 | https://www.topbulb.com/soraa-sr111-12-25d-827-03-01389-ar111-60-watt-equal-2700k | Top Bulb | 2020 | No
LED Lighting | Downlight | Soraa | True | Daylighting/Photocell, | LED | AR111 | G5.3 | Topbulb » LED Bulbs » LED ALR » Soraa 01413 - 12.5W AR111 - 50W Equal - 25° Beam Angle - CRI 95 Shipping NoticeSoraa Considers this item a "Not Standard" product, which will ship within eight weeks of ordering if not currently in stock.SORAA LED AR111 Vivid Series lamps are designed to provide a direct replacement for 12 volt halogen AR111 lamps in color critical and precise beam requirement applications. Intended for use in AR111 compatible recessed downlights, track lighting and other indoor and outdoor installations. These lamps directly replace the 12 volt AR111 halogen equivalent. The Vivid Series provides accurate color rendering across the visible spectrum from 400nm to 700nm, with a CRI of 95 and R9 of 95. Whiteness rendering matches or exceeds that of halogen sources at 2700K and 3000K. Features include: 35,000 hour rated life (compared to 2,000 hours for halogen) 85% more efficient than halogen Compatible with standard fixtures, directly replaces halogen bulbs Suitable for fully enclosed fixtures (can be used with front glass cover) Designed to safely turn down in any thermal environment not conducive to minimum airflow or proper ventilation Indoor / Outdoor - suitable for damp locations Dimmable with trailing edge and leading edge phase cut dimmers, 12V AC magnetic and electronic transformers and 12V DC transformers 3-year warranty See the document below for complete specifications and photometrics. LED Technology Notice Due to constantly evolving nature of LED technology, manufacturers will reserve the right to replace this product with next generation technology. We appreciate your understanding and acceptance of this policy. Applications Art Gallery Hospitality Museum Recessed Lighting Retail Track Lighting Documents Soraa SR111-12-25D-940-03 Specification Sheet About Soraa LED manufacturer SORRA utilizes gallium nitride on gallium nitride (GaN on GaN) LED technology that emits more light per LED material, handles more electric current per area and has extremely precise crystals enabling full visible spectrum light. SORAA has built a line of lamps and light engines around this innovative light source. SORAA’s distinctive products feature an intense single point source LED with full visible spectrum light, Flicker Free digital driver, unique heat dissipating heat sink, and point source optics. SORAA is headquartered in Fremont, California, where a talented team manufactures the GaN on GaN LEDs in a semiconductor fabrication facility. They are also building a new facility in Syracuse, New York. SORAA has sales offices and distributors worldwide. 35,000 Hours • Natural White Technology • Dimmable Soraa 01413 - 12.5W AR111 - 50W Equal - 25° Beam Angle - CRI 95 | 4000 | 95 | 645 | 51.6 | 35000 | 12.5 | 1 | 45.95 | 45.95 | 53.993 | 2020Q3 | https://www.topbulb.com/soraa-sr111-12-25d-940-03-01413-ar111-50-watt-equal-4000k | Top Bulb | 2020 | No
LED Lighting | Downlight | Soraa | True | Daylighting/Photocell, | LED | AR111 | G5.3 | Topbulb » LED Bulbs » LED ALR » Soraa 01415 - 12.5W AR111 - 50W Equal - 36° Beam Angle - CRI 95 Shipping NoticeSoraa Considers this item a "Not Standard" product, which will ship within eight weeks of ordering if not currently in stock.SORAA LED AR111 Vivid Series lamps are designed to provide a direct replacement for 12 volt halogen AR111 lamps in color critical and precise beam requirement applications. Intended for use in AR111 compatible recessed downlights, track lighting and other indoor and outdoor installations. These lamps directly replace the 12 volt AR111 halogen equivalent. The Vivid Series provides accurate color rendering across the visible spectrum from 400nm to 700nm, with a CRI of 95 and R9 of 95. Whiteness rendering matches or exceeds that of halogen sources at 2700K and 3000K. Features include: 35,000 hour rated life (compared to 2,000 hours for halogen) 85% more efficient than halogen Compatible with standard fixtures, directly replaces halogen bulbs Suitable for fully enclosed fixtures (can be used with front glass cover) Designed to safely turn down in any thermal environment not conducive to minimum airflow or proper ventilation Indoor / Outdoor - suitable for damp locations Dimmable with trailing edge and leading edge phase cut dimmers, 12V AC magnetic and electronic transformers and 12V DC transformers 3-year warranty See the document below for complete specifications and photometrics. LED Technology Notice Due to constantly evolving nature of LED technology, manufacturers will reserve the right to replace this product with next generation technology. We appreciate your understanding and acceptance of this policy. Applications Art Gallery Hospitality Museum Recessed Lighting Retail Track Lighting Documents Soraa SR111-12-36D-940-03 Specification Sheet About Soraa LED manufacturer SORRA utilizes gallium nitride on gallium nitride (GaN on GaN) LED technology that emits more light per LED material, handles more electric current per area and has extremely precise crystals enabling full visible spectrum light. SORAA has built a line of lamps and light engines around this innovative light source. SORAA’s distinctive products feature an intense single point source LED with full visible spectrum light, Flicker Free digital driver, unique heat dissipating heat sink, and point source optics. SORAA is headquartered in Fremont, California, where a talented team manufactures the GaN on GaN LEDs in a semiconductor fabrication facility. They are also building a new facility in Syracuse, New York. SORAA has sales offices and distributors worldwide. 35,000 Hours • Natural White Technology • Dimmable Soraa 01415 - 12.5W AR111 - 50W Equal - 36° Beam Angle - CRI 95 | 4000 | 95 | 645 | 51.6 | 35000 | 12.5 | 1 | 45.95 | 45.95 | 53.993 | 2020Q3 | https://www.topbulb.com/soraa-sr111-12-36d-940-03-01415-ar111-50-watt-equal-4000k | Top Bulb | 2020 | No
LED Lighting | Downlight | Soraa | True | Daylighting/Photocell, | LED | AR111 | G5.3 | Topbulb » LED Bulbs » LED ALR » Soraa 00869 - 18.5W AR111 - 75W Equal - 9° Beam Angle - CRI 95 Shipping NoticeSoraa Considers this item a Standard product, which will ship within four to five weeks of ordering if not currently in stock.SORAA LED AR111 Vivid Series lamps are designed to provide a direct replacement for 12 volt halogen AR111 lamps in color critical and precise beam requirement applications. Intended for use in AR111 compatible recessed downlights, track lighting and other indoor and outdoor installations. These lamps directly replace the 12 volt AR111 halogen equivalent. The Vivid Series provides accurate color rendering across the visible spectrum from 400nm to 700nm, with a CRI of 95 and R9 of 95. Whiteness rendering matches or exceeds that of halogen sources at 2700K and 3000K. Features include: 35,000 hour rated life (compared to 2,000 hours for halogen) 85% more efficient than halogen Compatible with standard fixtures, directly replaces halogen bulbs Suitable for fully enclosed fixtures (can be used with front glass cover) Designed to safely turn down in any thermal environment not conducive to minimum airflow or proper ventilation Indoor / Outdoor - suitable for damp locations Dimmable with trailing edge and leading edge phase cut dimmers, 12V AC magnetic and electronic transformers and 12V DC transformers 3-year warranty See the document below for complete specifications and photometrics. LED Technology Notice Due to constantly evolving nature of LED technology, manufacturers will reserve the right to replace this product with next generation technology. We appreciate your understanding and acceptance of this policy. Applications Art Gallery Hospitality Museum Recessed Lighting Retail Track Lighting Documents Soraa SR111-18-09D-927-03 Specification Sheet About Soraa LED manufacturer SORRA utilizes gallium nitride on gallium nitride (GaN on GaN) LED technology that emits more light per LED material, handles more electric current per area and has extremely precise crystals enabling full visible spectrum light. SORAA has built a line of lamps and light engines around this innovative light source. SORAA’s distinctive products feature an intense single point source LED with full visible spectrum light, Flicker Free digital driver, unique heat dissipating heat sink, and point source optics. SORAA is headquartered in Fremont, California, where a talented team manufactures the GaN on GaN LEDs in a semiconductor fabrication facility. They are also building a new facility in Syracuse, New York. SORAA has sales offices and distributors worldwide. 35,000 Hours • Natural White Technology • Dimmable Soraa 00869 - 18.5W AR111 - 75W Equal - 9° Beam Angle - CRI 95 | 2700 | 95 | 930 | 50.2703 | 35000 | 18.5 | 1 | 57.95 | 57.95 | 68.0935 | 2020Q3 | https://www.topbulb.com/soraa-sr111-18-09d-927-03-00869-ar111-75-watt-equal-2700k | Top Bulb | 2020 | No
LED Lighting | Downlight | Soraa | True | Daylighting/Photocell, | LED | AR111 | G5.3 | Topbulb » LED Bulbs » LED ALR » Soraa 00901 - 18.5W AR111 - 75W Equal - 9° Beam Angle - CRI 95 Shipping NoticeSoraa Considers this item a "Not Standard" product, which will ship within eight weeks of ordering if not currently in stock.SORAA LED AR111 Vivid Series lamps are designed to provide a direct replacement for 12 volt halogen AR111 lamps in color critical and precise beam requirement applications. Intended for use in AR111 compatible recessed downlights, track lighting and other indoor and outdoor installations. These lamps directly replace the 12 volt AR111 halogen equivalent. The Vivid Series provides accurate color rendering across the visible spectrum from 400nm to 700nm, with a CRI of 95 and R9 of 95. Whiteness rendering matches or exceeds that of halogen sources at 2700K and 3000K. Features include: 35,000 hour rated life (compared to 2,000 hours for halogen) 85% more efficient than halogen Compatible with standard fixtures, directly replaces halogen bulbs Suitable for fully enclosed fixtures (can be used with front glass cover) Designed to safely turn down in any thermal environment not conducive to minimum airflow or proper ventilation Indoor / Outdoor - suitable for damp locations Dimmable with trailing edge and leading edge phase cut dimmers, 12V AC magnetic and electronic transformers and 12V DC transformers 3-year warranty See the document below for complete specifications and photometrics. LED Technology Notice Due to constantly evolving nature of LED technology, manufacturers will reserve the right to replace this product with next generation technology. We appreciate your understanding and acceptance of this policy. Applications Art Gallery Hospitality Museum Recessed Lighting Retail Track Lighting Documents Soraa SR111-18-09D-940-03 Specification Sheet About Soraa LED manufacturer SORRA utilizes gallium nitride on gallium nitride (GaN on GaN) LED technology that emits more light per LED material, handles more electric current per area and has extremely precise crystals enabling full visible spectrum light. SORAA has built a line of lamps and light engines around this innovative light source. SORAA’s distinctive products feature an intense single point source LED with full visible spectrum light, Flicker Free digital driver, unique heat dissipating heat sink, and point source optics. SORAA is headquartered in Fremont, California, where a talented team manufactures the GaN on GaN LEDs in a semiconductor fabrication facility. They are also building a new facility in Syracuse, New York. SORAA has sales offices and distributors worldwide. 35,000 Hours • Natural White Technology • Dimmable Soraa 00901 - 18.5W AR111 - 75W Equal - 9° Beam Angle - CRI 95 | 4000 | 95 | 1040 | 56.2162 | 35000 | 18.5 | 1 | 57.95 | 57.95 | 68.0935 | 2020Q3 | https://www.topbulb.com/soraa-sr111-18-09d-940-03-00901-ar111-75-watt-equal-4000k | Top Bulb | 2020 | No
LED Lighting | Downlight | Soraa | True | Daylighting/Photocell, | LED | AR111 | G5.3 | Topbulb » LED Bulbs » LED ALR » Soraa 00903 - 18.5W AR111 - 75W Equal - 25° Beam Angle - CRI 95 Shipping NoticeSoraa Considers this item a "Not Standard" product, which will ship within eight weeks of ordering if not currently in stock.SORAA LED AR111 Vivid Series lamps are designed to provide a direct replacement for 12 volt halogen AR111 lamps in color critical and precise beam requirement applications. Intended for use in AR111 compatible recessed downlights, track lighting and other indoor and outdoor installations. These lamps directly replace the 12 volt AR111 halogen equivalent. The Vivid Series provides accurate color rendering across the visible spectrum from 400nm to 700nm, with a CRI of 95 and R9 of 95. Whiteness rendering matches or exceeds that of halogen sources at 2700K and 3000K. Features include: 35,000 hour rated life (compared to 2,000 hours for halogen) 85% more efficient than halogen Compatible with standard fixtures, directly replaces halogen bulbs Suitable for fully enclosed fixtures (can be used with front glass cover) Designed to safely turn down in any thermal environment not conducive to minimum airflow or proper ventilation Indoor / Outdoor - suitable for damp locations Dimmable with trailing edge and leading edge phase cut dimmers, 12V AC magnetic and electronic transformers and 12V DC transformers 3-year warranty See the document below for complete specifications and photometrics. LED Technology Notice Due to constantly evolving nature of LED technology, manufacturers will reserve the right to replace this product with next generation technology. We appreciate your understanding and acceptance of this policy. Applications Art Gallery Hospitality Museum Recessed Lighting Retail Track Lighting Documents Soraa SR111-18-25D-940-03 Specification Sheet About Soraa LED manufacturer SORRA utilizes gallium nitride on gallium nitride (GaN on GaN) LED technology that emits more light per LED material, handles more electric current per area and has extremely precise crystals enabling full visible spectrum light. SORAA has built a line of lamps and light engines around this innovative light source. SORAA’s distinctive products feature an intense single point source LED with full visible spectrum light, Flicker Free digital driver, unique heat dissipating heat sink, and point source optics. SORAA is headquartered in Fremont, California, where a talented team manufactures the GaN on GaN LEDs in a semiconductor fabrication facility. They are also building a new facility in Syracuse, New York. SORAA has sales offices and distributors worldwide. 35,000 Hours • Natural White Technology • Dimmable Soraa 00903 - 18.5W AR111 - 75W Equal - 25° Beam Angle - CRI 95 | 4000 | 95 | 1040 | 56.2162 | 35000 | 18.5 | 1 | 52.95 | 52.95 | 62.2183 | 2020Q3 | https://www.topbulb.com/soraa-sr111-18-25d-940-03-00903-ar111-75-watt-equal-4000k | Top Bulb | 2020 | No
LED Lighting | Downlight | Soraa | True | Daylighting/Photocell, | LED | AR111 | G5.3 | Topbulb » LED Bulbs » LED ALR » Soraa 00905 - 18.5W AR111 - 75W Equal - 36° Beam Angle - CRI 95 Shipping NoticeSoraa Considers this item a "Not Standard" product, which will ship within eight weeks of ordering if not currently in stock.SORAA LED AR111 Vivid Series lamps are designed to provide a direct replacement for 12 volt halogen AR111 lamps in color critical and precise beam requirement applications. Intended for use in AR111 compatible recessed downlights, track lighting and other indoor and outdoor installations. These lamps directly replace the 12 volt AR111 halogen equivalent. The Vivid Series provides accurate color rendering across the visible spectrum from 400nm to 700nm, with a CRI of 95 and R9 of 95. Whiteness rendering matches or exceeds that of halogen sources at 2700K and 3000K. Features include: 35,000 hour rated life (compared to 2,000 hours for halogen) 85% more efficient than halogen Compatible with standard fixtures, directly replaces halogen bulbs Suitable for fully enclosed fixtures (can be used with front glass cover) Designed to safely turn down in any thermal environment not conducive to minimum airflow or proper ventilation Indoor / Outdoor - suitable for damp locations Dimmable with trailing edge and leading edge phase cut dimmers, 12V AC magnetic and electronic transformers and 12V DC transformers 3-year warranty See the document below for complete specifications and photometrics. LED Technology Notice Due to constantly evolving nature of LED technology, manufacturers will reserve the right to replace this product with next generation technology. We appreciate your understanding and acceptance of this policy. Applications Art Gallery Hospitality Museum Recessed Lighting Retail Track Lighting Documents Soraa SR111-18-36D-940-03 Specification Sheet About Soraa LED manufacturer SORRA utilizes gallium nitride on gallium nitride (GaN on GaN) LED technology that emits more light per LED material, handles more electric current per area and has extremely precise crystals enabling full visible spectrum light. SORAA has built a line of lamps and light engines around this innovative light source. SORAA’s distinctive products feature an intense single point source LED with full visible spectrum light, Flicker Free digital driver, unique heat dissipating heat sink, and point source optics. SORAA is headquartered in Fremont, California, where a talented team manufactures the GaN on GaN LEDs in a semiconductor fabrication facility. They are also building a new facility in Syracuse, New York. SORAA has sales offices and distributors worldwide. 35,000 Hours • Natural White Technology • Dimmable Soraa 00905 - 18.5W AR111 - 75W Equal - 36° Beam Angle - CRI 95 | 4000 | 95 | 1040 | 56.2162 | 35000 | 18.5 | 1 | 52.95 | 52.95 | 62.2183 | 2020Q3 | https://www.topbulb.com/soraa-sr111-18-36d-940-03-00905-ar111-75-watt-equal-4000k | Top Bulb | 2020 | No
LED Lighting | A-Type | Eiko | True |  | A19/21 | GU24 (Bi-Pin / Twist & Lock) | GU24 (Bi-Pin / Twist & Lock) | Home / Light Bulbs / LED / LED A-Line / Eiko - 9975 - LED9WA19/OMN/830K-GU24-DIM-G8 09975 Shatter Resistant Plastic Housing; Suitable for Damp Locations; Energy Star Rated 9W A19 LED Lamp - Universal - 800 Lumens - Warm White (3000K) - 80 CRI - 25000 hrs. - GU24 (Bi-Pin / Twist & Lock) - 120 to 130V Eiko - 9975 - LED9WA19/OMN/830K-GU24-DIM-G8 09975 | 3000 | 80 | 800 | 88.8889 | 25000 | 9 | 1 | 3.91 | 3.91 | 4.5944 | 2020Q3 | https://shop.regencylighting.com/lamps/led/a-line/led9wa19-omn-830k-gu24-dim-g8-09975-eik.html | Regency Lighting | 2020 | Yes
LED Lighting | Reflector | Standard Products | True |  | LED | PAR30 | E26 (Medium) | Topbulb » LED Bulbs » LED PAR » LED PAR30 » Standard - 10W PAR30 LED - 60W Equal - Narrow Flood - Halogen White - Dimmable The Standard LED/P30S/10W/30K/25/STD/BLK 10 watt, dimmable PAR30 LED narrow flood (25° beam angle) replaces a 60 watt PAR30 halogen. Features include: 3000K, halogen-white illumination; 820 initial lumens at 80 lumens per watt; color rendering index of 90 and a rated life of 40,000 hours. Suitable for use in open fixtures and wet locations. For optimum dimming performance, see the compatible dimmer list below. This LED is Energy Star qualified. Shipping Notice This item has certain shipping restrictions. Please refer to specifications table on this page for restricted shipping zones. LED Technology Notice Due to constantly evolving nature of LED technology, manufacturers will reserve the right to replace this product with next generation technology. We appreciate your understanding and acceptance of this policy. Utility/Government Incentives Documents Standard 63068 Specifications and Dimmer List About Standard Standard Products Inc., head office located in Montreal, Canada, supplies a full range of lighting solutions to the North American market. Standard surpasses market norms on quality products and innovative ideas across their entire line of lamps. Standard Products Inc. is a Gold Standard Winner as one of Canada's Best Managed Companies. Black Finish Standard - 10W PAR30 LED - 60W Equal - Narrow Flood - Halogen White - Dimmable | 3000 | 90 | 800 | 80 | 40000 | 10 | 1 | 17.95 | 17.95 | 21.0919 | 2020Q3 | https://www.topbulb.com/sp63068-standard-10w-par30-led-60w-equal-narrow-flood-halogen-white-dimmable | Top Bulb | 2020 | Yes
LED Lighting | Downlight | Standard Products | True |  | LED | ES16 | GU10 | Topbulb » Brands » Standard » LED Lamps » Reflector Lamps » Standard - 7W MR16 LED - GU10 - Flood - Halogen White Light - Dimmable The Standard 7 watt LED flood (38° beam angle) operates on 120 volts with a GU10 base. Features include: lumen output of 500 lumens at 71 lumens per watt; 3000K halogen white color temperature; white heat sink color; 40,000 hour rated life. For optimum dimming performance, see the compatible dimmer list below. This LED bulb is Energy Star qualified. Shipping Notice This item has certain shipping restrictions. Please refer to specifications table on this page for restricted shipping zones. LED Technology Notice Due to constantly evolving nature of LED technology, manufacturers will reserve the right to replace this product with next generation technology. We appreciate your understanding and acceptance of this policy. Applications Accent Lighting Track Fixtures Wall Washers Downlights Utility/Government Incentives Documents Standard 63089 Specifications and Dimmer List About Standard Standard Products Inc., head office located in Montreal, Canada, supplies a full range of lighting solutions to the North American market. Standard surpasses market norms on quality products and innovative ideas across their entire line of lamps. Standard Products Inc. is a Gold Standard Winner as one of Canada's Best Managed Companies. Standard - 7W MR16 LED - GU10 - Flood - Halogen White Light - Dimmable | 3000 | 80 | 500 | 71.4286 | 40000 | 7 | 1 | 11.95 | 11.95 | 14.0417 | 2020Q3 | https://www.topbulb.com/sp63089-standard-7w-mr16-led-gu10-flood-halogen-white-light-dimmable | Top Bulb | 2020 | No
LED Lighting | A-Type | Maxlite | False |  | A19/21 | E26 (Medium) | E26 (Medium) | Home / Light Bulbs / LED / Maxlite - 102606 - E9A19NDV30 Non-Dimming Value Series; Enclosed Rated; Damp Location Rated 9W A19 LED Lamp - 800 Lumens - Warm White (3000K) - 80 CRI - 11000 hrs. - E26 (Medium) - 120 to 130V Maxlite - 102606 - E9A19NDV30 | 3000 | 80 | 800 | 88.8889 | 11000 | 9 | 1 | 2.21 | 2.21 | 2.5968 | 2020Q3 | https://shop.regencylighting.com/lamps/led/e9a19ndv30-mxt.html | Regency Lighting | 2020 | Yes
LED Lighting | A-Type | Maxlite | False | Daylighting/Photocell, | A19/21 | E26 (Medium) | E26 (Medium) | Home / Light Bulbs / LED / Maxlite - 102607 - E9A19NDV50 Non-Dimming Value Series; Enclosed Rated; Damp Location Rated 9W A19 LED Lamp - 800 Lumens - Daylight (5000K) - 80 CRI - 11000 hrs. - E26 (Medium) - 120 to 130V Maxlite - 102607 - E9A19NDV50 | 5000 | 80 | 800 | 88.8889 | 11000 | 9 | 1 | 2.21 | 2.21 | 2.5968 | 2020Q3 | https://shop.regencylighting.com/lamps/led/e9a19ndv50-mxt.html | Regency Lighting | 2020 | Yes
LED Lighting | A-Type | TCP | False |  | A19/21 | E26 (Medium) | E26 (Medium) | Home / Light Bulbs / LED / TCP - L60A19N15V27K UL Approved for Damp Locations; Suitable for Use in Totally Enclosed Fixtures 9W A19 LED Lamp - Universal - 800 Lumens - Warm White (2700K) - 80 CRI - 15000 hrs. - E26 (Medium) - 120 to 130V TCP - L60A19N15V27K | 2700 | 80 | 800 | 88.8889 | 15000 | 9 | 12 | 21.96 | 1.83 | 2.1503 | 2020Q3 | https://shop.regencylighting.com/lamps/led/l60a19n15v27k-tcp.html | Regency Lighting | 2020 | Yes
LED Lighting | A-Type | TCP | False |  | A19/21 | E26 (Medium) | E26 (Medium) | Home / Light Bulbs / LED / TCP - L9A19N1041K4 Suitable for Damp Locations; Suitable for Fully Enclosed Fixtures; Energy Star Qualified 9W A19 LED Lamp - Universal - 800 Lumens - Cool White (4100K) - 82 CRI - 10000 hrs. - E26 (Medium) - 120 to 130V TCP - L9A19N1041K4 | 4100 | 82 | 800 | 88.8889 | 10000 | 9 | 1 | 6.66 | 6.66 | 7.8258 | 2020Q3 | https://shop.regencylighting.com/lamps/led/l9a19n1041k4-tcp.html | Regency Lighting | 2020 | Yes
LED Lighting | Reflector | Standard Products | True |  | LED | PAR30 | E26 (Medium) | Topbulb » LED Bulbs » LED PAR » LED PAR30 » Standard - 10W PAR30 LED - 60W Equal - Flood - Cool White - Dimmable The Standard LED/P30S/10W/40K/40/STD 10 watt, dimmable PAR30 LED flood (40° beam angle) replaces a 60 watt PAR30 halogen. Features include: 4000K, cool white illumination; 850 initial lumens at 85 lumens per watt; color rendering index of 90 and a rated life of 40,000 hours. Suitable for use in open fixtures and wet locations. For optimum dimming performance, see the compatible dimmer list below. This LED is Energy Star qualified. Shipping Notice This item has certain shipping restrictions. Please refer to specifications table on this page for restricted shipping zones. LED Technology Notice Due to constantly evolving nature of LED technology, manufacturers will reserve the right to replace this product with next generation technology. We appreciate your understanding and acceptance of this policy. Utility/Government Incentives Documents Standard 63071 Specifications and Dimmer List About Standard Standard Products Inc., head office located in Montreal, Canada, supplies a full range of lighting solutions to the North American market. Standard surpasses market norms on quality products and innovative ideas across their entire line of lamps. Standard Products Inc. is a Gold Standard Winner as one of Canada's Best Managed Companies. WHILE SUPPLIES LAST Standard - 10W PAR30 LED - 60W Equal - Flood - Cool White - Dimmable | 4000 | 90 | 850 | 85 | 40000 | 10 | 1 | 32.95 | 32.95 | 38.7175 | 2020Q3 | https://www.topbulb.com/standard-10w-par30-led-60w-equal-flood-cool-white-dimmable | Top Bulb | 2020 | Yes
LED Lighting | Reflector | Standard Products | True |  | LED | PAR30 | E26 (Medium) | Topbulb » LED Bulbs » LED PAR » LED PAR30 » Standard 10W PAR30 LED - 60W Equal - Flood - Halogen White - Dimmable The Standard LED/P30S/10W/30K/40/STD 10 watt, dimmable PAR30 LED flood (40° beam angle) replaces a 60 watt PAR30 halogen. Features include: 3000K, halogen-white illumination; 820 initial lumens at 82 lumens per watt; color rendering index of 90 and a rated life of 40,000 hours. Suitable for use in open fixtures and wet locations. For optimum dimming performance, see the compatible dimmer list below. This LED is Energy Star qualified. Shipping Notice This item has certain shipping restrictions. Please refer to specifications table on this page for restricted shipping zones. LED Technology Notice Due to constantly evolving nature of LED technology, manufacturers will reserve the right to replace this product with next generation technology. We appreciate your understanding and acceptance of this policy. Utility/Government Incentives Documents Standard 63069 Specifications and Dimmer List About Standard Standard Products Inc., head office located in Montreal, Canada, supplies a full range of lighting solutions to the North American market. Standard surpasses market norms on quality products and innovative ideas across their entire line of lamps. Standard Products Inc. is a Gold Standard Winner as one of Canada's Best Managed Companies. Standard 10W PAR30 LED - 60W Equal - Flood - Halogen White - Dimmable | 3000 | 90 | 820 | 82 | 40000 | 10 | 1 | 17.95 | 17.95 | 21.0919 | 2020Q3 | https://www.topbulb.com/standard-10w-par30-led-60w-equal-flood-halogen-white-dimmable | Top Bulb | 2020 | Yes
LED Lighting | Reflector | Standard Products | True |  | LED | PAR30 | E26 (Medium) | Topbulb » LED Bulbs » LED PAR » LED PAR30 » Standard - 10W PAR30 LED - 60W Equal - Flood - Warm White - Dimmable The Standard LED/P30S/10W/27K/40/STD 10 watt, dimmable PAR30 LED flood (40° beam angle) replaces a 60 watt PAR30 halogen. Features include: 2700K, warm white illumination; 780 initial lumens at 78 lumens per watt; color rendering index of 90 and a rated life of 40,000 hours. Suitable for use in open fixtures and wet locations. For optimum dimming performance, see the compatible dimmer list below. This LED is Energy Star qualified. Shipping Notice This item has certain shipping restrictions. Please refer to specifications table on this page for restricted shipping zones. LED Technology Notice Due to constantly evolving nature of LED technology, manufacturers will reserve the right to replace this product with next generation technology. We appreciate your understanding and acceptance of this policy. Documents Standard 63066 Specifications and Dimmer List About Standard Standard Products Inc., head office located in Montreal, Canada, supplies a full range of lighting solutions to the North American market. Standard surpasses market norms on quality products and innovative ideas across their entire line of lamps. Standard Products Inc. is a Gold Standard Winner as one of Canada's Best Managed Companies. Standard - 10W PAR30 LED - 60W Equal - Flood - Warm White - Dimmable | 2700 | 90 | 775 | 77.5 | 40000 | 10 | 1 | 17.95 | 17.95 | 21.0919 | 2020Q3 | https://www.topbulb.com/standard-10w-par30-led-60w-equal-flood-warm-white-dimmable | Top Bulb | 2020 | Yes
LED Lighting | Reflector | Standard Products | True |  | LED | PAR30 | E26 (Medium) | Topbulb » LED Bulbs » LED PAR » LED PAR30 » Standard - 10W PAR30 LED - 60W Equal - Narrow Flood - Cool White - Dimmable The Standard LED/P30S/10W/40K/25/STD 10 watt, dimmable PAR30 LED narrow flood (25° beam angle) replaces a 60 watt PAR30 halogen. Features include: 4000K, cool white illumination; 850 initial lumens at 82 lumens per watt; color rendering index of 90 and a rated life of 40,000 hours. Suitable for use in open fixtures and wet locations. For optimum dimming performance, see the compatible dimmer list below. This LED is Energy Star qualified. Shipping Notice This item has certain shipping restrictions. Please refer to specifications table on this page for restricted shipping zones. LED Technology Notice Due to constantly evolving nature of LED technology, manufacturers will reserve the right to replace this product with next generation technology. We appreciate your understanding and acceptance of this policy. Utility/Government Incentives Documents Standard 63070 Specifications and Dimmer List About Standard Standard Products Inc., head office located in Montreal, Canada, supplies a full range of lighting solutions to the North American market. Standard surpasses market norms on quality products and innovative ideas across their entire line of lamps. Standard Products Inc. is a Gold Standard Winner as one of Canada's Best Managed Companies. Standard - 10W PAR30 LED - 60W Equal - Narrow Flood - Cool White - Dimmable | 4000 | 90 | 820 | 82 | 40000 | 10 | 1 | 17.95 | 17.95 | 21.0919 | 2020Q3 | https://www.topbulb.com/standard-10w-par30-led-60w-equal-narrow-flood-cool-white-dimmable | Top Bulb | 2020 | Yes
LED Lighting | Reflector | Standard Products | True |  | LED | PAR30LN | E26 (Medium) | Topbulb » LED Bulbs » LED PAR » LED PAR30 » Standard - 10W PAR30LN LED - 60W Equal - Flood - Cool White - Dimmable The Standard LED/P30L/10W/40K/40/STD 10 watt, dimmable PAR30 long neck LED flood (40° beam angle) replaces a 60 watt PAR30LN halogen. Features include: 4000K, warm white illumination; 850 initial lumens at 85 lumens per watt; color rendering index of 90 and a rated life of 40,000 hours. Suitable for use in open fixtures and wet locations. For optimum dimming performance, see the compatible dimmer list below. This LED is Energy Star qualified. Shipping Notice This item has certain shipping restrictions. Please refer to specifications table on this page for restricted shipping zones. LED Technology Notice Due to constantly evolving nature of LED technology, manufacturers will reserve the right to replace this product with next generation technology. We appreciate your understanding and acceptance of this policy. Utility/Government Incentives Documents Standard 63064 Specifications and Dimmer List About Standard Standard Products Inc., head office located in Montreal, Canada, supplies a full range of lighting solutions to the North American market. Standard surpasses market norms on quality products and innovative ideas across their entire line of lamps. Standard Products Inc. is a Gold Standard Winner as one of Canada's Best Managed Companies. Standard - 10W PAR30LN LED - 60W Equal - Flood - Cool White - Dimmable | 4000 | 90 | 850 | 85 | 40000 | 10 | 1 | 19.99 | 19.99 | 23.489 | 2020Q3 | https://www.topbulb.com/standard-10w-par30ln-led-60w-equal-flood-cool-white-dimmable | Top Bulb | 2020 | Yes
LED Lighting | Reflector | Standard Products | True |  | LED | PAR30LN | E26 (Medium) | Topbulb » LED Bulbs » LED PAR » LED PAR30 » Standard - 10W PAR30LN LED - 60W Equal - Flood - Halogen White - Dimmable The Standard LED/P30L/10W/30K/40/STD 10 watt, dimmable PAR30 long neck LED flood (40° beam angle) replaces a 60 watt PAR30LN halogen. Features include: 3000K, halogen-white illumination; 820 initial lumens at 82 lumens per watt; color rendering index of 90 and a rated life of 40,000 hours. Suitable for use in open fixtures and wet locations. For optimum dimming performance, see the compatible dimmer list below. This LED is Energy Star qualified. Shipping Notice This item has certain shipping restrictions. Please refer to specifications table on this page for restricted shipping zones. LED Technology Notice Due to constantly evolving nature of LED technology, manufacturers will reserve the right to replace this product with next generation technology. We appreciate your understanding and acceptance of this policy. Utility/Government Incentives Documents Standard 63062 Specifications and Dimmer List About Standard Standard Products Inc., head office located in Montreal, Canada, supplies a full range of lighting solutions to the North American market. Standard surpasses market norms on quality products and innovative ideas across their entire line of lamps. Standard Products Inc. is a Gold Standard Winner as one of Canada's Best Managed Companies. Standard - 10W PAR30LN LED - 60W Equal - Flood - Halogen White - Dimmable | 3000 | 90 | 820 | 82 | 40000 | 10 | 1 | 18.95 | 18.95 | 22.267 | 2020Q3 | https://www.topbulb.com/standard-10w-par30ln-led-60w-equal-flood-halogen-white-dimmable | Top Bulb | 2020 | Yes
LED Lighting | Reflector | Standard Products | True |  | LED | PAR30LN | E26 (Medium) | Topbulb » LED Bulbs » LED PAR » LED PAR30 » Standard - 10W PAR30LN LED - 60W Equal - Flood - Warm White - Dimmable The Standard LED/P30L/10W/27K/40/STD 10 watt, dimmable PAR30 long neck LED flood (40° beam angle) replaces a 60 watt PAR30LN halogen. Features include: 2700K, warm white illumination; 780 initial lumens at 78 lumens per watt; color rendering index of 90 and a rated life of 40,000 hours. Suitable for use in open fixtures and wet locations. For optimum dimming performance, see the compatible dimmer list below. This LED is Energy Star qualified. Shipping Notice This item has certain shipping restrictions. Please refer to specifications table on this page for restricted shipping zones. LED Technology Notice Due to constantly evolving nature of LED technology, manufacturers will reserve the right to replace this product with next generation technology. We appreciate your understanding and acceptance of this policy. Utility/Government Incentives Documents Standard 63060 Specifications and Dimmer List About Standard Standard Products Inc., head office located in Montreal, Canada, supplies a full range of lighting solutions to the North American market. Standard surpasses market norms on quality products and innovative ideas across their entire line of lamps. Standard Products Inc. is a Gold Standard Winner as one of Canada's Best Managed Companies. Standard - 10W PAR30LN LED - 60W Equal - Flood - Warm White - Dimmable | 2700 | 90 | 780 | 78 | 40000 | 10 | 1 | 32.95 | 32.95 | 38.7175 | 2020Q3 | https://www.topbulb.com/standard-10w-par30ln-led-60w-equal-flood-warm-white-dimmable | Top Bulb | 2020 | Yes
LED Lighting | Reflector | Standard Products | True |  | LED | PAR30LN | E26 (Medium) | Topbulb » LED Bulbs » LED PAR » LED PAR30 » Standard - 10W PAR30LN LED - 60W Equal - Narrow Flood - Cool White - Dimmable The Standard LED/P30L/10W/40K/25/STD 10 watt, dimmable PAR30 long neck LED narrow flood (25° beam angle) replaces a 60 watt PAR30LN halogen. Features include: 4000K, warm white illumination; 850 initial lumens at 82 lumens per watt; color rendering index of 90 and a rated life of 40,000 hours. Suitable for use in open fixtures and wet locations. For optimum dimming performance, see the compatible dimmer list below. This LED is Energy Star qualified. Shipping Notice This item has certain shipping restrictions. Please refer to specifications table on this page for restricted shipping zones. LED Technology Notice Due to constantly evolving nature of LED technology, manufacturers will reserve the right to replace this product with next generation technology. We appreciate your understanding and acceptance of this policy. Utility/Government Incentives Documents Standard 63063 Specifications and Dimmer List About Standard Standard Products Inc., head office located in Montreal, Canada, supplies a full range of lighting solutions to the North American market. Standard surpasses market norms on quality products and innovative ideas across their entire line of lamps. Standard Products Inc. is a Gold Standard Winner as one of Canada's Best Managed Companies. Standard - 10W PAR30LN LED - 60W Equal - Narrow Flood - Cool White - Dimmable | 4000 | 90 | 820 | 82 | 40000 | 10 | 1 | 19.95 | 19.95 | 23.442 | 2020Q3 | https://www.topbulb.com/standard-10w-par30ln-led-60w-equal-narrow-flood-cool-white-dimmable | Top Bulb | 2020 | Yes
LED Lighting | Reflector | Standard Products | True |  | LED | PAR30LN | E26 (Medium) | Topbulb » LED Bulbs » LED PAR » LED PAR30 » Standard - 10W PAR30LN LED - 60W Equal - Narrow Flood - Halogen White - Dimmable The Standard LED/P30L/10W/30K/25/STD 10 watt, dimmable PAR30 long neck LED narrow flood (25° beam angle) replaces a 60 watt PAR30LN halogen. Features include: 3000K, halogen-white illumination; 820 initial lumens at 82 lumens per watt; color rendering index of 90 and a rated life of 40,000 hours. Suitable for use in open fixtures and wet locations. For optimum dimming performance, see the compatible dimmer list below. This LED is Energy Star qualified. Shipping Notice This item has certain shipping restrictions. Please refer to specifications table on this page for restricted shipping zones. LED Technology Notice Due to constantly evolving nature of LED technology, manufacturers will reserve the right to replace this product with next generation technology. We appreciate your understanding and acceptance of this policy. Utility/Government Incentives Documents Standard 63061 Specifications and Dimmer List About Standard Standard Products Inc., head office located in Montreal, Canada, supplies a full range of lighting solutions to the North American market. Standard surpasses market norms on quality products and innovative ideas across their entire line of lamps. Standard Products Inc. is a Gold Standard Winner as one of Canada's Best Managed Companies. 25° Beam • Halogen-Like White Light • Dimmable Standard - 10W PAR30LN LED - 60W Equal - Narrow Flood - Halogen White - Dimmable | 3000 | 90 | 800 | 80 | 40000 | 10 | 1 | 32.95 | 32.95 | 38.7175 | 2020Q3 | https://www.topbulb.com/standard-10w-par30ln-led-60w-equal-narrow-flood-halogen-white-dimmable | Top Bulb | 2020 | Yes
LED Lighting | Reflector | Standard Products | True |  | LED | PAR30LN | E26 (Medium) | Topbulb » LED Bulbs » LED PAR » LED PAR30 » Standard - 10W PAR30LN LED - 60W Equal - Narrow Flood - Warm White - Dimmable The Standard LED/P30L/10W/27K/25/STD 10 watt, dimmable PAR30 long neck LED narrow flood (25° beam angle) replaces a 60 watt PAR30LN halogen. Features include: 2700K, warm white illumination; 780 initial lumens at 75 lumens per watt; color rendering index of 90 and a rated life of 40,000 hours. Suitable for use in open fixtures and wet locations. For optimum dimming performance, see the compatible dimmer list below. This LED is Energy Star qualified. Shipping Notice This item has certain shipping restrictions. Please refer to specifications table on this page for restricted shipping zones. LED Technology Notice Due to constantly evolving nature of LED technology, manufacturers will reserve the right to replace this product with next generation technology. We appreciate your understanding and acceptance of this policy. Utility/Government Incentives Documents Standard 63059 Specifications and Dimmer List About Standard Standard Products Inc., head office located in Montreal, Canada, supplies a full range of lighting solutions to the North American market. Standard surpasses market norms on quality products and innovative ideas across their entire line of lamps. Standard Products Inc. is a Gold Standard Winner as one of Canada's Best Managed Companies. Standard - 10W PAR30LN LED - 60W Equal - Narrow Flood - Warm White - Dimmable | 2700 | 90 | 750 | 75 | 40000 | 10 | 1 | 17.95 | 17.95 | 21.0919 | 2020Q3 | https://www.topbulb.com/standard-10w-par30ln-led-60w-equal-narrow-flood-warm-white-dimmable | Top Bulb | 2020 | Yes
LED Lighting | A-Type | TCP | False |  | A19/21 | E26 (Medium) | E26 (Medium) | Home / Light Bulbs / LED / TCP - L9A19N1527K Energy Star; Durable Plastic Housing; Enclosed Fixture Rated; Damp Location Rated 9W A19 LED Lamp - Universal - 800 Lumens - Warm White (2700K) - 80 CRI - 15000 Hours - E26 (Medium) - 120 to 130V - White TCP - L9A19N1527K | 2700 | 80 | 800 | 88.8889 | 15000 | 9 | 48 | 57.6 | 1.2 | 1.41 | 2020Q3 | https://shop.regencylighting.com/lamps/led/l9a19n1527k-tcp.html | Regency Lighting | 2020 | Yes
LED Lighting | Reflector | Standard Products | True |  | LED | PAR30LN | E26 (Medium) | Topbulb » LED Bulbs » LED PAR » LED PAR30 » Standard - 11W PAR30LN LED - Warm Amber - Flood - Dimmable The Standard LED/PAR30LN/11W/FL/40/D/STD/GRY/AMB is an 11 watt, 120 volt PAR30 long neck LED amber flood with a 40 degree beam angle. Features include 680 initial lumens, 62 lumens per watt, amber color illumination, R9 of 29, gray body and a rated life of 25,000 hours. Fully dimmable, this led bulb is a direct replacement for halogen PAR30LN lamps. Suggested applications for warm amber illumination include restaurants, lounges, spas and patios. Use this light bulb wherever a very warm, cozy ambient atmosphere is desired. Shipping Notice This item has certain shipping restrictions. Please refer to specifications table on this page for restricted shipping zones. LED Technology Notice Due to constantly evolving nature of LED technology, manufacturers will reserve the right to replace this product with next generation technology. We appreciate your understanding and acceptance of this policy. Documents Standard 62893 Brochure Standard 62893 Specification Sheet About Standard Standard Products Inc., head office located in Montreal, Canada, supplies a full range of lighting solutions to the North American market. Standard surpasses market norms on quality products and innovative ideas across their entire line of lamps. Standard Products Inc. is a Gold Standard Winner as one of Canada's Best Managed Companies. Standard - 11W PAR30LN LED - Warm Amber - Flood - Dimmable |  | 80 | 680 | 61.8182 | 25000 | 11 | 1 | 24.95 | 24.95 | 29.3172 | 2020Q3 | https://www.topbulb.com/standard-11w-par30ln-led-warm-amber-flood-dimmable | Top Bulb | 2020 | Yes
LED Lighting | Reflector | Standard Products | True |  | LED | PAR38 | E26 (Medium) | Topbulb » LED Bulbs » LED PAR » LED PAR38 » Standard - 15W PAR38 LED - Flood - 100W Equal - 2700K The Standard LED/P38/15W/27K/40/STD 15 watt, dimmable PAR38 LED flood (40° beam angle) replaces a 100 watt PAR38 halogen. Features include: 2700K, warm white illumination; 980 initial lumens at 65 lumens per watt; color rendering index of 90 and a rated life of 40,000 hours. Suitable for use in open fixtures and wet locations. For optimum dimming performance, see the compatible dimmer list below. This LED is Energy Star qualified. Shipping Notice This item has certain shipping restrictions. Please refer to specifications table on this page for restricted shipping zones. LED Technology Notice Due to constantly evolving nature of LED technology, manufacturers will reserve the right to replace this product with next generation technology. We appreciate your understanding and acceptance of this policy. Utility/Government Incentives Documents Standard 63073 Specifications and Dimmer List About Standard Standard Products Inc., head office located in Montreal, Canada, supplies a full range of lighting solutions to the North American market. Standard surpasses market norms on quality products and innovative ideas across their entire line of lamps. Standard Products Inc. is a Gold Standard Winner as one of Canada's Best Managed Companies. 40° Beam • Warm White Light • Dimmable Standard - 15W PAR38 LED - Flood - 100W Equal - 2700K | 2700 | 90 | 980 | 65.3333 | 40000 | 15 | 1 | 38.95 | 38.95 | 45.7678 | 2020Q3 | https://www.topbulb.com/standard-15w-par38-led-flood-100w-equal-2700k | Top Bulb | 2020 | Yes
LED Lighting | Reflector | Standard Products | True |  | LED | PAR38 | E26 (Medium) | Topbulb » LED Bulbs » LED PAR » LED PAR38 » Standard - 15W PAR38 LED - 100W Equal - 40° The Standard LED/P38/15W/30K/40/STD 15 watt, dimmable PAR38 LED flood (40° beam angle) replaces a 100 watt PAR38 halogen. Features include: 3000K, halogen-white illumination; 1050 initial lumens at 70 lumens per watt; color rendering index of 90 and a rated life of 40,000 hours. Suitable for use in open fixtures and wet locations. For optimum dimming performance, see the compatible dimmer list below. This LED is Energy Star qualified. Shipping Notice This item has certain shipping restrictions. Please refer to specifications table on this page for restricted shipping zones. LED Technology Notice Due to constantly evolving nature of LED technology, manufacturers will reserve the right to replace this product with next generation technology. We appreciate your understanding and acceptance of this policy. Utility/Government Incentives Documents Standard 63075 Brochure Standard 63075 Specifications and Dimmer List About Standard Standard Products Inc., head office located in Montreal, Canada, supplies a full range of lighting solutions to the North American market. Standard surpasses market norms on quality products and innovative ideas across their entire line of lamps. Standard Products Inc. is a Gold Standard Winner as one of Canada's Best Managed Companies. 40,000 Hours • CRI 90 • Dimmable Standard - 15W PAR38 LED - 100W Equal - 40° | 3000 | 90 | 1045 | 69.6667 | 40000 | 15 | 1 | 36.95 | 36.95 | 43.4177 | 2020Q3 | https://www.topbulb.com/standard-15w-par38-led-flood-100w-equal-3000k | Top Bulb | 2020 | Yes
LED Lighting | Reflector | Standard Products | True |  | LED | PAR38 | E26 (Medium) | Topbulb » LED Bulbs » LED PAR » LED PAR38 » Standard - 15W PAR38 LED - Flood - 100W Equal - 4000K The Standard LED/P38/15W/40K/40/STD 15 watt, dimmable PAR38 LED flood (40° beam angle) replaces a 100 watt PAR38 halogen. Features include: 4000K, cool white illumination; 1100 initial lumens at 73 lumens per watt; color rendering index of 90 and a rated life of 40,000 hours. Suitable for use in open fixtures and wet locations. For optimum dimming performance, see the compatible dimmer list below. This LED is Energy Star qualified. Shipping Notice This item has certain shipping restrictions. Please refer to specifications table on this page for restricted shipping zones. LED Technology Notice Due to constantly evolving nature of LED technology, manufacturers will reserve the right to replace this product with next generation technology. We appreciate your understanding and acceptance of this policy. Utility/Government Incentives Documents Standard 63077 Specifications and Dimmer List About Standard Standard Products Inc., head office located in Montreal, Canada, supplies a full range of lighting solutions to the North American market. Standard surpasses market norms on quality products and innovative ideas across their entire line of lamps. Standard Products Inc. is a Gold Standard Winner as one of Canada's Best Managed Companies. 40° Beam • Cool White Light • Dimmable Standard - 15W PAR38 LED - Flood - 100W Equal - 4000K | 4000 | 90 | 1100 | 73.3333 | 40000 | 15 | 1 | 23.97 | 23.97 | 28.1657 | 2020Q3 | https://www.topbulb.com/standard-15w-par38-led-flood-100w-equal-4000k | Top Bulb | 2020 | Yes
LED Lighting | Reflector | Standard Products | True |  | LED | PAR38 | E26 (Medium) | Topbulb » LED Bulbs » LED PAR » LED PAR38 » Standard - 15W PAR38 LED - Narrow Flood - 100W Equal - 2700K The Standard LED/P38/15W/27K/25/STD 15 watt, dimmable PAR38 LED narrow flood (25° beam angle) replaces a 100 watt PAR38 halogen. Features include: 2700K, warm white illumination; 950 initial lumens at 63 lumens per watt; color rendering index of 90 and a rated life of 40,000 hours. Suitable for use in open fixtures and wet locations. For optimum dimming performance, see the compatible dimmer list below. This LED is Energy Star qualified. Shipping Notice This item has certain shipping restrictions. Please refer to specifications table on this page for restricted shipping zones. LED Technology Notice Due to constantly evolving nature of LED technology, manufacturers will reserve the right to replace this product with next generation technology. We appreciate your understanding and acceptance of this policy. Utility/Government Incentives Documents Standard 63072 Specifications and Dimmer List About Standard Standard Products Inc., head office located in Montreal, Canada, supplies a full range of lighting solutions to the North American market. Standard surpasses market norms on quality products and innovative ideas across their entire line of lamps. Standard Products Inc. is a Gold Standard Winner as one of Canada's Best Managed Companies. 25° Beam • Warm White Light • Dimmable Standard - 15W PAR38 LED - Narrow Flood - 100W Equal - 2700K | 2700 | 90 | 950 | 63.3333 | 40000 | 15 | 1 | 23.95 | 23.95 | 28.1422 | 2020Q3 | https://www.topbulb.com/standard-15w-par38-led-narrow-flood-100w-equal-2700k | Top Bulb | 2020 | Yes
LED Lighting | Reflector | Standard Products | True |  | LED | PAR38 | E26 (Medium) | Topbulb » LED Bulbs » LED PAR » LED PAR38 » Standard - 15W PAR38 LED - 100W Equal - 25° The Standard LED/P38/15W/30K/25/STD 15 watt, dimmable PAR38 LED narrow flood (25° beam angle) replaces a 100 watt PAR38 halogen. Features include: 3000K, halogen-white illumination; 1050 initial lumens at 67 lumens per watt; color rendering index of 90 and a rated life of 40,000 hours. Suitable for use in open fixtures and wet locations. For optimum dimming performance, see the compatible dimmer list below. This LED is Energy Star qualified. Shipping Notice This item has certain shipping restrictions. Please refer to specifications table on this page for restricted shipping zones. LED Technology Notice Due to constantly evolving nature of LED technology, manufacturers will reserve the right to replace this product with next generation technology. We appreciate your understanding and acceptance of this policy. Utility/Government Incentives Documents Standard 63074 Specifications and Dimmer List About Standard Standard Products Inc., head office located in Montreal, Canada, supplies a full range of lighting solutions to the North American market. Standard surpasses market norms on quality products and innovative ideas across their entire line of lamps. Standard Products Inc. is a Gold Standard Winner as one of Canada's Best Managed Companies. 40,000 Hours • CRI 90 • Dimmable Standard - 15W PAR38 LED - 100W Equal - 25° | 3000 | 90 | 1050 | 70 | 40000 | 15 | 1 | 38.95 | 38.95 | 45.7678 | 2020Q3 | https://www.topbulb.com/standard-15w-par38-led-narrow-flood-100w-equal-3000k | Top Bulb | 2020 | Yes
LED Lighting | Reflector | Standard Products | True |  | LED | PAR38 | E26 (Medium) | Topbulb » LED Bulbs » LED PAR » LED PAR38 » Standard - 16W PAR38 LED - Flood - 90W Equal - 3000K Standard 62508, LED/PAR38/16W/FL/30K/D. Replaces 90W PAR38. Energy Star qualified. Shipping Notice This item has certain shipping restrictions. Please refer to specifications table on this page for restricted shipping zones. LED Technology Notice Due to constantly evolving nature of LED technology, manufacturers will reserve the right to replace this product with next generation technology. We appreciate your understanding and acceptance of this policy. Utility/Government Incentives Documents Standard 62508 Brochure Standard 62508 Specification Sheet About Standard Standard Products Inc., head office located in Montreal, Canada, supplies a full range of lighting solutions to the North American market. Standard surpasses market norms on quality products and innovative ideas across their entire line of lamps. Standard Products Inc. is a Gold Standard Winner as one of Canada's Best Managed Companies. 40° Beam • Halogen-White Light • Dimmable Standard - 16W PAR38 LED - Flood - 90W Equal - 3000K | 3000 | 81 | 1020 | 63.75 | 40000 | 16 | 1 | 29.95 | 29.95 | 35.1924 | 2020Q3 | https://www.topbulb.com/standard-16w-par38-led-flood-90w-equal-3000k | Top Bulb | 2020 | Yes
LED Lighting | Reflector | Standard Products | True |  | LED | PAR38 | E26 (Medium) | Topbulb » LED Bulbs » LED PAR » LED PAR38 » Standard - 17W PAR38 LED - Narrow Flood - 120W Equal - 3000K The Standard 17 watt PAR38 provides 1200 initial lumens of 3000K halogen-like white light. Features include: narrow flood beam distribution (25° beam); 71 lumens per watt and a high color rendering index of 90. For optimum dimming performance, see compatible dimmer list below. This LED is Energy Star qualified. Shipping Notice This item has certain shipping restrictions. Please refer to specifications table on this page for restricted shipping zones. LED Technology Notice Due to constantly evolving nature of LED technology, manufacturers will reserve the right to replace this product with next generation technology. We appreciate your understanding and acceptance of this policy. Cross References Bulbrite 772450 LED20PAR38NF/30K/D Cree PAR38-90W-30K-27D-B1 PAR38-90W-30K-27D-B1 Eiko 08413 LED19WPAR38/NFL/830-DIM GE 68148 LED18P38L830/25 Green Creative 40632 19PAR38G3DIM/830NF25 Halco 80054 PAR38NFL20/830/LED Lighting Science Group LS 38 120WE WW NFL 120 S1 BX Philips 42052-1 18PAR38/END/F25 3000-950 DIM A Philips 42122-2 19.5PAR38/END/F25 3000 DIM AF Philips 42909-2 19PAR38/F25 3000 DIM AFRO 6/1 TCP LED17P38D30KNFL 17W SMOOTH PAR38 - 3000K 25 DE TCP LED17P3830KNFL 17W SMOOTH PAR38 - 3000K 25 DE Ushio 1003877 19W UPHORIA LED PAR38, NFL25, WW30 Ushio 1003974 17W Uphoria 2 LED PAR38, NFL25, WW30 Verbatim 98642 P38-L1250-C30-B25-B Verbatim 98388 P38-L1250-C30-B25-W Westinghouse 343400 18PAR38/LED/DIM/30 Utility/Government Incentives Documents Standard 63080 Specifications and Dimmer List About Standard Standard Products Inc., head office located in Montreal, Canada, supplies a full range of lighting solutions to the North American market. Standard surpasses market norms on quality products and innovative ideas across their entire line of lamps. Standard Products Inc. is a Gold Standard Winner as one of Canada's Best Managed Companies. 25° Beam • Halogen-White Light • Dimmable Standard - 17W PAR38 LED - Narrow Flood - 120W Equal - 3000K | 3000 | 90 | 1200 | 70.5882 | 40000 | 17 | 1 | 38.95 | 38.95 | 45.7678 | 2020Q3 | https://www.topbulb.com/standard-17w-par38-led-narrow-flood-120w-equal-3000k | Top Bulb | 2020 | Yes
LED Lighting | Reflector | Standard Products | True |  | LED | PAR38 | E26 (Medium) | Topbulb » LED Bulbs » LED PAR » LED PAR38 » Standard - 17W PAR38 LED - Narrow Flood - 120W Equal - 4000K The Standard 17 watt PAR38 provides 1200 initial lumens of 4000K cool white light. Features include: narrow flood beam distribution (25° beam); 72 lumens per watt and a high color rendering index of 90. For optimum dimming performance, see compatible dimmer list below. This LED is Energy Star qualified. Shipping Notice This item has certain shipping restrictions. Please refer to specifications table on this page for restricted shipping zones. LED Technology Notice Due to constantly evolving nature of LED technology, manufacturers will reserve the right to replace this product with next generation technology. We appreciate your understanding and acceptance of this policy. Utility/Government Incentives Documents Standard 63082 Specifications and Dimmer List About Standard Standard Products Inc., head office located in Montreal, Canada, supplies a full range of lighting solutions to the North American market. Standard surpasses market norms on quality products and innovative ideas across their entire line of lamps. Standard Products Inc. is a Gold Standard Winner as one of Canada's Best Managed Companies. 25° Beam • Cool White Light • Dimmable Standard - 17W PAR38 LED - Narrow Flood - 120W Equal - 4000K | 4000 | 90 | 1220 | 71.7647 | 40000 | 17 | 1 | 38.95 | 38.95 | 45.7678 | 2020Q3 | https://www.topbulb.com/standard-17w-par38-led-narrow-flood-120w-equal-4000k | Top Bulb | 2020 | Yes
LED Lighting | Decorative | Standard Products | True |  | LED | B11 | E12 (Candelabra) | Topbulb » LED Bulbs » LED Filament / Vintage » Standard - 2.5W LED Filament Style - B11 - Clear - Candelabra Base Standard LED filament style bulbs with 2700K warm white light provide provide the decorative appeal of exposed filament lighting with the added benefits of energy efficiency and long bulb life. The dimmable 2700K color temperature series allows users to get both a bright modern look at full light output as well as the ability to dim the light when desired. See the specification sheet below for compatible dimmers which will optimize dimming performance. Shipping Notice This item has certain shipping restrictions. Please refer to specifications table on this page for restricted shipping zones. LED Technology Notice Due to constantly evolving nature of LED technology, manufacturers will reserve the right to replace this product with next generation technology. We appreciate your understanding and acceptance of this policy. Documents Standard 64267 Specification Sheet About Standard Standard Products Inc., head office located in Montreal, Canada, supplies a full range of lighting solutions to the North American market. Standard surpasses market norms on quality products and innovative ideas across their entire line of lamps. Standard Products Inc. is a Gold Standard Winner as one of Canada's Best Managed Companies. 25W Equal • 2700K Warm White • Dimmable Standard - 2.5W LED Filament Style - B11 - Clear - Candelabra Base | 2700 | 80 | 200 | 80 | 15000 | 2.5 | 1 | 4.95 | 4.95 | 5.8164 | 2020Q3 | https://www.topbulb.com/standard-2-5w-led-filament-style-b11-clear-candelabra-base | Top Bulb | 2020 | Yes
LED Lighting | Decorative | Standard Products | True |  | LED | Flame | E12 (Candelabra) | Topbulb » LED Bulbs » LED Filament / Vintage » Standard - 2.5W LED Filament Style - Flame Tip - Candelabra Base Standard LED filament style bulbs with 2700K warm white light provide provide the decorative appeal of exposed filament lighting with the added benefits of energy efficiency and long bulb life. The dimmable 2700K color temperature series allows users to get both a bright modern look at full light output as well as the ability to dim the light when desired. See the specification sheet below for compatible dimmers which will optimize dimming performance. Shipping Notice This item has certain shipping restrictions. Please refer to specifications table on this page for restricted shipping zones. LED Technology Notice Due to constantly evolving nature of LED technology, manufacturers will reserve the right to replace this product with next generation technology. We appreciate your understanding and acceptance of this policy. Documents Standard 64273 Specification Sheet About Standard Standard Products Inc., head office located in Montreal, Canada, supplies a full range of lighting solutions to the North American market. Standard surpasses market norms on quality products and innovative ideas across their entire line of lamps. Standard Products Inc. is a Gold Standard Winner as one of Canada's Best Managed Companies. 25W Equal • 2700K Warm White • Dimmable Standard - 2.5W LED Filament Style - Flame Tip - Candelabra Base | 2700 | 80 | 200 | 80 | 15000 | 2.5 | 1 | 4.95 | 4.95 | 5.8164 | 2020Q3 | https://www.topbulb.com/standard-2-5w-led-filament-style-flame-tip-candelabra-base | Top Bulb | 2020 | Yes
LED Lighting | Decorative | Standard Products | True |  | LED | ST19 | E26 (Medium) | Topbulb » LED Bulbs » LED Filament / Vintage » Standard - 2.5W LED Vintage Filament Style - ST19 - Medium Base This Standard LED filament Victorian style lamp with warm amber illumination creates the same decorative appeal as vintage exposed filament incandescent lamps with the added bonus of energy efficiency and long life. See the document below for complete specifications and dimmer compatibility. Shipping Notice This item has certain shipping restrictions. Please refer to specifications table on this page for restricted shipping zones. LED Technology Notice Due to constantly evolving nature of LED technology, manufacturers will reserve the right to replace this product with next generation technology. We appreciate your understanding and acceptance of this policy. Applications Residential Commercial Pendants Sconces Documents Standard 64278 Specification Sheet About Standard Standard Products Inc., head office located in Montreal, Canada, supplies a full range of lighting solutions to the North American market. Standard surpasses market norms on quality products and innovative ideas across their entire line of lamps. Standard Products Inc. is a Gold Standard Winner as one of Canada's Best Managed Companies. Clear Finish • 40W Equal • 2200K Warm Amber • Dimmable Standard - 2.5W LED Vintage Filament Style - ST19 - Medium Base | 2200 | 80 | 210 | 84 | 15000 | 2.5 | 1 | 10.95 | 10.95 | 12.8667 | 2020Q3 | https://www.topbulb.com/standard-2-5w-led-vintage-filament-style-st19-medium-base | Top Bulb | 2020 | Yes
LED Lighting | Decorative | Standard Products | True |  | LED | JD | G9 | Topbulb » LED Bulbs » LED Capsule » Standard - 3.5W 120V LED - JD Shape - G9 Base - 3000K Halogen White The Standard LED/G9/3.5W/30K/ND/STD 3.5 watt, 120 volt dimmable G9 LED produces 250 initial lumens. Features include: 3000K, halogen-white illumination and a rated life of 30,000 hours. Shipping Notice This item has certain shipping restrictions. Please refer to specifications table on this page for restricted shipping zones. LED Technology Notice Due to constantly evolving nature of LED technology, manufacturers will reserve the right to replace this product with next generation technology. We appreciate your understanding and acceptance of this policy. Documents Standard 63445 Brochure About Standard Standard Products Inc., head office located in Montreal, Canada, supplies a full range of lighting solutions to the North American market. Standard surpasses market norms on quality products and innovative ideas across their entire line of lamps. Standard Products Inc. is a Gold Standard Winner as one of Canada's Best Managed Companies. JD Shape • Halogen-Like White Light Standard - 3.5W 120V LED - JD Shape - G9 Base - 3000K Halogen White | 3000 | 80 | 225 | 64.2857 | 30000 | 3.5 | 1 | 9.95 | 9.95 | 11.6916 | 2020Q3 | https://www.topbulb.com/standard-3-5w-120v-led-jd-shape-g9-base-3000k-halogen-white | Top Bulb | 2020 | Yes
LED Lighting | A-Type | TCP | False |  | A19/21 | E26 (Medium) | E26 (Medium) | Home / Light Bulbs / LED / TCP - L9A19N1541K Energy Star; Durable Plastic Housing; Enclosed Fixture Rated; Damp Location Rated 9W A19 LED Lamp - Universal - 800 Lumens - Cool White (4100K) - 80 CRI - 15000 Hours - E26 (Medium) - 120 to 130V TCP - L9A19N1541K | 4100 | 80 | 800 | 88.8889 | 15000 | 9 | 1 | 2.39 | 2.39 | 2.8083 | 2020Q3 | https://shop.regencylighting.com/lamps/led/l9a19n1541k-tcp.html | Regency Lighting | 2020 | Yes
LED Lighting | A-Type | Eiko | True |  | A19/21 | GU24 (Bi-Pin / Twist & Lock) | GU24 (Bi-Pin / Twist & Lock) | Home / Light Bulbs / LED / Eiko - 9975 - LED9WA19/OMN/830K-GU24-DIM-G8 09975 Shatter Resistant Plastic Housing; Suitable for Damp Locations; Energy Star Rated 9W A19 LED Lamp - Universal - 800 Lumens - Warm White (3000K) - 80 CRI - 25000 hrs. - GU24 (Bi-Pin / Twist & Lock) - 120 to 130V Eiko - 9975 - LED9WA19/OMN/830K-GU24-DIM-G8 09975 | 3000 | 80 | 800 | 88.8889 | 25000 | 9 | 1 | 3.91 | 3.91 | 4.5944 | 2020Q3 | https://shop.regencylighting.com/lamps/led/led9wa19-omn-830k-gu24-dim-g8-09975-eik.html | Regency Lighting | 2020 | Yes
LED Lighting | Decorative | Standard Products | True |  | LED | B11 | E26 (Medium) | Topbulb » LED Bulbs » LED Filament / Vintage » Standard - 3.5W LED Filament Style - B11 - Clear - Candelabra Base Standard LED filament style bulbs with 2700K warm white light provide provide the decorative appeal of exposed filament lighting with the added benefits of energy efficiency and long bulb life. The dimmable 2700K color temperature series allows users to get both a bright modern look at full light output as well as the ability to dim the light when desired. See the specification sheet below for compatible dimmers which will optimize dimming performance. Shipping Notice This item has certain shipping restrictions. Please refer to specifications table on this page for restricted shipping zones. LED Technology Notice Due to constantly evolving nature of LED technology, manufacturers will reserve the right to replace this product with next generation technology. We appreciate your understanding and acceptance of this policy. Documents Standard 64269 Specification Sheet About Standard Standard Products Inc., head office located in Montreal, Canada, supplies a full range of lighting solutions to the North American market. Standard surpasses market norms on quality products and innovative ideas across their entire line of lamps. Standard Products Inc. is a Gold Standard Winner as one of Canada's Best Managed Companies. 40W Equal • 2700K Warm White • Dimmable Standard - 3.5W LED Filament Style - B11 - Clear - Candelabra Base | 2700 | 45 | 300 | 85.7143 | 15000 | 3.5 | 1 | 6.95 | 6.95 | 8.1665 | 2020Q3 | https://www.topbulb.com/standard-3-5w-led-filament-style-b11-clear-candelabra-base | Top Bulb | 2020 | Yes
LED Lighting | Decorative | Standard Products | True |  | LED | B11 | E26 (Medium) | Topbulb » LED Bulbs » LED Filament / Vintage » Standard - 3.5W LED Filament Style - B11 - Clear - Medium Base Standard LED filament style bulbs with 2700K warm white light provide provide the decorative appeal of exposed filament lighting with the added benefits of energy efficiency and long bulb life. The dimmable 2700K color temperature series allows users to get both a bright modern look at full light output as well as the ability to dim the light when desired. See the specification sheet below for compatible dimmers which will optimize dimming performance. Shipping Notice This item has certain shipping restrictions. Please refer to specifications table on this page for restricted shipping zones. LED Technology Notice Due to constantly evolving nature of LED technology, manufacturers will reserve the right to replace this product with next generation technology. We appreciate your understanding and acceptance of this policy. Documents Standard 64270 Specification Sheet About Standard Standard Products Inc., head office located in Montreal, Canada, supplies a full range of lighting solutions to the North American market. Standard surpasses market norms on quality products and innovative ideas across their entire line of lamps. Standard Products Inc. is a Gold Standard Winner as one of Canada's Best Managed Companies. 40W Equal • 2700K Warm White • Dimmable Standard - 3.5W LED Filament Style - B11 - Clear - Medium Base | 2700 | 80 | 300 | 85.7143 | 15000 | 3.5 | 1 | 6.95 | 6.95 | 8.1665 | 2020Q3 | https://www.topbulb.com/standard-3-5w-led-filament-style-b11-clear-medium-base | Top Bulb | 2020 | Yes
LED Lighting | Decorative | Standard Products | True |  | LED | Flame | E12 (Candelabra) | Topbulb » LED Bulbs » LED Filament / Vintage » Standard - 3.5W LED Filament Style - Flame Tip - Candelabra Base Standard LED filament style bulbs with 2700K warm white light provide provide the decorative appeal of exposed filament lighting with the added benefits of energy efficiency and long bulb life. The dimmable 2700K color temperature series allows users to get both a bright modern look at full light output as well as the ability to dim the light when desired. See the specification sheet below for compatible dimmers which will optimize dimming performance. Shipping Notice This item has certain shipping restrictions. Please refer to specifications table on this page for restricted shipping zones. LED Technology Notice Due to constantly evolving nature of LED technology, manufacturers will reserve the right to replace this product with next generation technology. We appreciate your understanding and acceptance of this policy. Documents Standard 64274 Specification Sheet About Standard Standard Products Inc., head office located in Montreal, Canada, supplies a full range of lighting solutions to the North American market. Standard surpasses market norms on quality products and innovative ideas across their entire line of lamps. Standard Products Inc. is a Gold Standard Winner as one of Canada's Best Managed Companies. 40W Equal • 2700K Warm White • Dimmable Standard - 3.5W LED Filament Style - Flame Tip - Candelabra Base | 2700 | 80 | 300 | 85.7143 | 15000 | 3.5 | 1 | 6.95 | 6.95 | 8.1665 | 2020Q3 | https://www.topbulb.com/standard-3-5w-led-filament-style-flame-tip-candelabra-base | Top Bulb | 2020 | Yes
LED Lighting | Decorative | Standard Products | True |  | LED | B10 | E26 (Medium) | Topbulb » LED Bulbs » LED Decorative » Standard - 3W B10 LED - 25W Equal - 2700K The Standard LED/B10/3W/27K/120V/30M/D/E26/STD is a 3 watt, B10 LED with a medium base that replaces a 25 watt incandescent B10 bulb. Features include: 150 initial lumens of 2700K warm white illumination and a 30,000 hour rated life. For optimum dimming performance, see the compatible dimmer list below. Shipping Notice This item has certain shipping restrictions. Please refer to specifications table on this page for restricted shipping zones. LED Technology Notice Due to constantly evolving nature of LED technology, manufacturers will reserve the right to replace this product with next generation technology. We appreciate your understanding and acceptance of this policy. Documents Standard 61182 Brochure Standard 61182 Specifications and Dimmer List About Standard Standard Products Inc., head office located in Montreal, Canada, supplies a full range of lighting solutions to the North American market. Standard surpasses market norms on quality products and innovative ideas across their entire line of lamps. Standard Products Inc. is a Gold Standard Winner as one of Canada's Best Managed Companies. Medium Base • Warm White Light • Dimmable Standard - 3W B10 LED - 25W Equal - 2700K | 2700 | 80 | 150 | 50 | 30000 | 3 | 1 | 5.95 | 5.95 | 6.9915 | 2020Q3 | https://www.topbulb.com/standard-3w-b10-led-25w-equal-2700k | Top Bulb | 2020 | Yes
LED Lighting | Decorative | Standard Products | True |  | LED | G16.5 | E12 (Candelabra) | Topbulb » LED Bulbs » LED Globe » Standard - 3W LED Globe - 25W Equal - Warm White Use this Standard 2" diameter globe in decorative pendants or vanities equipped with candelabra (E12) sockets. The lamp provides warm white illumination. Fully dimmable, consult the specification / dimmer list document below for optimum dimming. Shipping Notice This item has certain shipping restrictions. Please refer to specifications table on this page for restricted shipping zones. LED Technology Notice Due to constantly evolving nature of LED technology, manufacturers will reserve the right to replace this product with next generation technology. We appreciate your understanding and acceptance of this policy. Cross References Bulbrite 770145 LED/G16/E12 ETI 52101211 G16.5 2.5 E12 E830NA GE 68170 LED4DG16C-C/TP TCP LED5E12G1627K LED 5W DIM CANDELABRA G16 GLOBE TCP LED4E12G1627K LED 4W DIM CANDELABRA G16 GLOBE Ushio 1003930 3W LED G16.5 Clear 2700K WW E1 Documents Standard 63736 Specifications and Dimmer List About Standard Standard Products Inc., head office located in Montreal, Canada, supplies a full range of lighting solutions to the North American market. Standard surpasses market norms on quality products and innovative ideas across their entire line of lamps. Standard Products Inc. is a Gold Standard Winner as one of Canada's Best Managed Companies. 25,000 Hour Life • 2700K • Candelabra Base Standard - 3W LED Globe - 25W Equal - Warm White | 2700 | 80 | 200 | 66.6667 | 25000 | 3 | 1 | 11.95 | 11.95 | 14.0417 | 2020Q3 | https://www.topbulb.com/standard-3w-led-globe-25w-equal-warm-white | Top Bulb | 2020 | Yes
LED Lighting | Decorative | Standard Products | True |  | LED | B11 | E26 (Medium) | Topbulb » LED Bulbs » LED Filament / Vintage » Warm Amber Light » Standard ¦ 3W LED Vintage Filament Style - 40W Equal - B11 - Medium Base This Standard LED filament Victorian style lamp with warm amber illumination creates the same decorative appeal as incandescent chandelier bulbs with the added bonus of energy efficiency and long life. Use this 3 watt LED in place of a 40 watt incandescent bulb to get ten times longer bulb life, energy savings and maintain the traditional appeal of chandeliers and exposed bulb wall sconces. See the document below for complete specifications. Shipping Notice This item has certain shipping restrictions. Please refer to specifications table on this page for restricted shipping zones. LED Technology Notice Due to constantly evolving nature of LED technology, manufacturers will reserve the right to replace this product with next generation technology. We appreciate your understanding and acceptance of this policy. Documents Standard 64550 Specifications and Dimmer List About Standard Standard Products Inc., head office located in Montreal, Canada, supplies a full range of lighting solutions to the North American market. Standard surpasses market norms on quality products and innovative ideas across their entire line of lamps. Standard Products Inc. is a Gold Standard Winner as one of Canada's Best Managed Companies. 15,000 Hours • 2400K Warm Amber Light Standard ¦ 3W LED Vintage Filament Style - 40W Equal - B11 - Medium Base | 2400 | 75 | 280 | 93.3333 | 15000 | 3 | 1 | 4.95 | 4.95 | 5.8164 | 2020Q3 | https://www.topbulb.com/standard-3w-led-vintage-filament-style-b11-medium-base | Top Bulb | 2020 | Yes
LED Lighting | Decorative | Standard Products | True |  | LED | B11 | E12 (Candelabra) | Topbulb » LED Bulbs » LED Chandelier » Standard - 4.7W LED - 40W Equal - B11 - Candelabra Base - Warm White Use this 4.7 watt, candelabra base LED to replace existing 40 watt incandescent bulbs in decorative applications such as wall sconces and pendants. The 2700K color temperature of the LED matches the warm white output of conventional incandescent light bulbs. Shipping Notice This item has certain shipping restrictions. Please refer to specifications table on this page for restricted shipping zones. LED Technology Notice Due to constantly evolving nature of LED technology, manufacturers will reserve the right to replace this product with next generation technology. We appreciate your understanding and acceptance of this policy. Documents Standard 63137 Brochure Standard 63137 Spec Sheet About Standard Standard Products Inc., head office located in Montreal, Canada, supplies a full range of lighting solutions to the North American market. Standard surpasses market norms on quality products and innovative ideas across their entire line of lamps. Standard Products Inc. is a Gold Standard Winner as one of Canada's Best Managed Companies. WHILE SUPPLIES LAST Standard - 4.7W LED - 40W Equal - B11 - Candelabra Base - Warm White | 2700 | 80 | 330 | 70.2128 | 40000 | 4.7 | 1 | 10.95 | 10.95 | 12.8667 | 2020Q3 | https://www.topbulb.com/standard-4-7w-led-40w-equal-b11-candelabra-base-warm-white | Top Bulb | 2020 | Yes
LED Lighting | Decorative | Standard Products | True |  | LED | G25 | E26 (Medium) | Topbulb » LED Bulbs » LED Filament / Vintage » Standard - 4W LED Filament Style - G25 - Clear - Medium Base Standard LED filament style bulbs with 2700K warm white light provide provide the decorative appeal of exposed filament lighting with the added benefits of energy efficiency and long bulb life. The dimmable 2700K color temperature series allows users to get both a bright modern look at full light output as well as the ability to dim the light when desired. See the specification sheet below for compatible dimmers which will optimize dimming performance. Shipping Notice This item has certain shipping restrictions. Please refer to specifications table on this page for restricted shipping zones. LED Technology Notice Due to constantly evolving nature of LED technology, manufacturers will reserve the right to replace this product with next generation technology. We appreciate your understanding and acceptance of this policy. Documents Standard 64276 Specification Sheet About Standard Standard Products Inc., head office located in Montreal, Canada, supplies a full range of lighting solutions to the North American market. Standard surpasses market norms on quality products and innovative ideas across their entire line of lamps. Standard Products Inc. is a Gold Standard Winner as one of Canada's Best Managed Companies. 40W Equal • 2700K Warm White • Dimmable Standard - 4W LED Filament Style - G25 - Clear - Medium Base | 2700 | 80 | 350 | 87.5 | 15000 | 4 | 1 | 11.95 | 11.95 | 14.0417 | 2020Q3 | https://www.topbulb.com/standard-4w-led-filament-style-g25-clear-medium-base | Top Bulb | 2020 | Yes
LED Lighting | Decorative | Standard Products | True |  | LED | B10 | E26 (Medium) | Topbulb » LED Bulbs » LED Decorative » Standard - 5W 120V B10 LED - E26 Base - Warm White - Dimmable This 5 watt, 120 volt LED with medium base provides warm white illumination for many decorative applications. Features include a B10 shape, clear finish and 30000 hour rated life. Use this bulb to replace a 40 watt incandescent. Completely dimmable, this bulb can be used in decorative applications such as wall sconces, chandeliers and ornamental fixtures. Shipping Notice This item has certain shipping restrictions. Please refer to specifications table on this page for restricted shipping zones. LED Technology Notice Due to constantly evolving nature of LED technology, manufacturers will reserve the right to replace this product with next generation technology. We appreciate your understanding and acceptance of this policy. Documents Standard 61184 Brochure Standard 61184 Specification Sheet About Standard Standard Products Inc., head office located in Montreal, Canada, supplies a full range of lighting solutions to the North American market. Standard surpasses market norms on quality products and innovative ideas across their entire line of lamps. Standard Products Inc. is a Gold Standard Winner as one of Canada's Best Managed Companies. WHILE SUPPLIES LAST • • Decorative LED • Clear Finish Standard - 5W 120V B10 LED - E26 Base - Warm White - Dimmable | 2700 | 80 | 260 | 52 | 30000 | 5 | 1 | 12.25 | 12.25 | 14.3942 | 2020Q3 | https://www.topbulb.com/standard-5w-120v-b10-led-e26-base-warm-white-dimmable | Top Bulb | 2020 | Yes
LED Lighting | Decorative | Standard Products | True |  | LED | G16.5 | E12 (Candelabra) | Topbulb » LED Bulbs » LED Globe » Standard - 5W G16.5 LED - 25W Equal - Globe - Candelabra Base - Warm White This Standard LED globe has light output equivalent to a 25 watt to 40 watt G16.5 incandescent globe. Shipping Notice This item has certain shipping restrictions. Please refer to specifications table on this page for restricted shipping zones. LED Technology Notice Due to constantly evolving nature of LED technology, manufacturers will reserve the right to replace this product with next generation technology. We appreciate your understanding and acceptance of this policy. Documents Standard 61176 Brochure Standard 61176 Specification Sheet About Standard Standard Products Inc., head office located in Montreal, Canada, supplies a full range of lighting solutions to the North American market. Standard surpasses market norms on quality products and innovative ideas across their entire line of lamps. Standard Products Inc. is a Gold Standard Winner as one of Canada's Best Managed Companies. Dimmable • Clear • 120 Volt Standard - 5W G16.5 LED - 25W Equal - Globe - Candelabra Base - Warm White | 2700 | 80 | 260 | 52 | 30000 | 5 | 1 | 9.95 | 9.95 | 11.6916 | 2020Q3 | https://www.topbulb.com/standard-5w-g16-5-led-25w-equal-globe-candelabra-base-warm-white | Top Bulb | 2020 | Yes
LED Lighting | Decorative | Standard Products | True |  | LED | G16.5 | E12 (Candelabra) | Topbulb » LED Bulbs » LED Globe » Standard - 5W G16.5 LED - 40W Equal - Globe - Candelabra Base - Warm White This Standard globe has light output equivalent to a 40 watt G16.5 incandescent globe. This LED bulb is Energy Star qualified. LED Technology Notice Due to constantly evolving nature of LED technology, manufacturers will reserve the right to replace this product with next generation technology. We appreciate your understanding and acceptance of this policy. Utility/Government Incentives Documents Standard 63738 Brochure Standard 63738 Spec Sheet About Standard Standard Products Inc., head office located in Montreal, Canada, supplies a full range of lighting solutions to the North American market. Standard surpasses market norms on quality products and innovative ideas across their entire line of lamps. Standard Products Inc. is a Gold Standard Winner as one of Canada's Best Managed Companies. 375 Lumens • Dimmable • Energy Star Standard - 5W G16.5 LED - 40W Equal - Globe - Candelabra Base - Warm White | 2700 | 83 | 375 | 75 | 25000 | 5 | 1 | 13.95 | 13.95 | 16.3918 | 2020Q3 | https://www.topbulb.com/standard-5w-g16-5-led-40w-equal-globe-candelabra-base-warm-white | Top Bulb | 2020 | Yes
LED Lighting | A-Type | Green Creative | True |  |  | A19 | GU24 | Description Replace a CFL bulb with this 9-Watt LED A19 and start saving on energy costs in residential or commercial lighting applications. Brightness matches a 60-Watt incandescent Soft white color for an inviting atmosphere GU24 base 800 Lumens - 2700 Kelvin - GU24 Base - 120 Volt - Green Creative 97908 LED A19 - 9 Watt - 60 Watt Equal - Incandescent Match | 2700 |  | 800 | 88.8889 |  | 9 | 6 | 29.82 | 4.97 | 5.8399 | 2020Q3 | https://www.1000bulbs.com/product/201089/GREENCREATIVE-97908.html | 1000bulbs.com | 2020 | Yes
LED Lighting | Decorative | Standard Products | True |  | LED | B11 | E12 (Candelabra) | Topbulb » LED Bulbs » LED Filament / Vintage » Standard - 5W LED Filament Style - B11 - Clear - Candelabra Base Standard LED filament style bulbs with 2700K warm white light provide provide the decorative appeal of exposed filament lighting with the added benefits of energy efficiency and long bulb life. The dimmable 2700K color temperature series allows users to get both a bright modern look at full light output as well as the ability to dim the light when desired. See the specification sheet below for compatible dimmers which will optimize dimming performance. Shipping Notice This item has certain shipping restrictions. Please refer to specifications table on this page for restricted shipping zones. LED Technology Notice Due to constantly evolving nature of LED technology, manufacturers will reserve the right to replace this product with next generation technology. We appreciate your understanding and acceptance of this policy. Documents Standard 64271 Specification Sheet About Standard Standard Products Inc., head office located in Montreal, Canada, supplies a full range of lighting solutions to the North American market. Standard surpasses market norms on quality products and innovative ideas across their entire line of lamps. Standard Products Inc. is a Gold Standard Winner as one of Canada's Best Managed Companies. 60W Equal • 2700K Warm White • Dimmable Standard - 5W LED Filament Style - B11 - Clear - Candelabra Base | 2700 | 80 | 450 | 90 | 15000 | 5 | 1 | 5.95 | 5.95 | 6.9915 | 2020Q3 | https://www.topbulb.com/standard-5w-led-filament-style-b11-clear-candelabra-base | Top Bulb | 2020 | Yes
LED Lighting | Decorative | Standard Products | True |  | LED | B11 | E26 (Medium) | Topbulb » LED Bulbs » LED Filament / Vintage » Standard - 5W LED Filament Style - B11 - Clear - Medium Base Standard LED filament style bulbs with 2700K warm white light provide provide the decorative appeal of exposed filament lighting with the added benefits of energy efficiency and long bulb life. The dimmable 2700K color temperature series allows users to get both a bright modern look at full light output as well as the ability to dim the light when desired. See the specification sheet below for compatible dimmers which will optimize dimming performance. Shipping Notice This item has certain shipping restrictions. Please refer to specifications table on this page for restricted shipping zones. LED Technology Notice Due to constantly evolving nature of LED technology, manufacturers will reserve the right to replace this product with next generation technology. We appreciate your understanding and acceptance of this policy. Documents Standard 64272 Specification Sheet About Standard Standard Products Inc., head office located in Montreal, Canada, supplies a full range of lighting solutions to the North American market. Standard surpasses market norms on quality products and innovative ideas across their entire line of lamps. Standard Products Inc. is a Gold Standard Winner as one of Canada's Best Managed Companies. 60W Equal • 2700K Warm White • Dimmable Standard - 5W LED Filament Style - B11 - Clear - Medium Base | 2700 | 80 | 450 | 90 | 15000 | 5 | 1 | 9.95 | 9.95 | 11.6916 | 2020Q3 | https://www.topbulb.com/standard-5w-led-filament-style-b11-clear-medium-base | Top Bulb | 2020 | Yes
LED Lighting | Decorative | Standard Products | True |  | LED | Flame | E12 (Candelabra) | Topbulb » LED Bulbs » LED Filament / Vintage » Standard - 5W LED Filament Style - Flame Tip - Clear - Candelabra Base Standard LED filament style bulbs with 2700K warm white light provide provide the decorative appeal of exposed filament lighting with the added benefits of energy efficiency and long bulb life. The dimmable 2700K color temperature series allows users to get both a bright modern look at full light output as well as the ability to dim the light when desired. See the specification sheet below for compatible dimmers which will optimize dimming performance. Shipping Notice This item has certain shipping restrictions. Please refer to specifications table on this page for restricted shipping zones. LED Technology Notice Due to constantly evolving nature of LED technology, manufacturers will reserve the right to replace this product with next generation technology. We appreciate your understanding and acceptance of this policy. Documents Standard 64275 Specification Sheet About Standard Standard Products Inc., head office located in Montreal, Canada, supplies a full range of lighting solutions to the North American market. Standard surpasses market norms on quality products and innovative ideas across their entire line of lamps. Standard Products Inc. is a Gold Standard Winner as one of Canada's Best Managed Companies. 60W Equal • 2700K Warm White • Dimmable Standard - 5W LED Filament Style - Flame Tip - Clear - Candelabra Base | 2700 | 80 | 450 | 90 | 15000 | 5 | 1 | 4.95 | 4.95 | 5.8164 | 2020Q3 | https://www.topbulb.com/standard-5w-led-filament-style-flame-tip-clear-candelabra-base | Top Bulb | 2020 | Yes
LED Lighting | Decorative | Standard Products | True |  | LED | G25 | E26 (Medium) | Topbulb » LED Bulbs » LED Filament / Vintage » Standard - 5W LED Filament Style - G25 - Clear - Medium base Standard LED filament style bulbs with 2700K warm white light provide provide the decorative appeal of exposed filament lighting with the added benefits of energy efficiency and long bulb life. The dimmable 2700K color temperature series allows users to get both a bright modern look at full light output as well as the ability to dim the light when desired. See the specification sheet below for compatible dimmers which will optimize dimming performance. Shipping Notice This item has certain shipping restrictions. Please refer to specifications table on this page for restricted shipping zones. LED Technology Notice Due to constantly evolving nature of LED technology, manufacturers will reserve the right to replace this product with next generation technology. We appreciate your understanding and acceptance of this policy. Documents Standard 64277 Specification Sheet About Standard Standard Products Inc., head office located in Montreal, Canada, supplies a full range of lighting solutions to the North American market. Standard surpasses market norms on quality products and innovative ideas across their entire line of lamps. Standard Products Inc. is a Gold Standard Winner as one of Canada's Best Managed Companies. 60W Equal • 2700K Warm White • Dimmable Standard - 5W LED Filament Style - G25 - Clear - Medium base | 2700 | 80 | 500 | 100 | 15000 | 5 | 1 | 14.95 | 14.95 | 17.5668 | 2020Q3 | https://www.topbulb.com/standard-5w-led-filament-style-g25-clear-medium-base | Top Bulb | 2020 | Yes
LED Lighting | Decorative | Standard Products | True |  | LED | G30 | E26 (Medium) | Topbulb » LED Bulbs » LED Filament / Vintage » Standard - 5W LED Vintage Filament Style - G30 - Clear - Medium Base This Standard LED filament Victorian style globe lamp with warm amber illumination creates the same decorative appeal as vintage exposed filament incandescent lamps with the added bonus of energy efficiency and long life. See the document below for complete specifications and dimmer compatibility. Shipping Notice This item has certain shipping restrictions. Please refer to specifications table on this page for restricted shipping zones. LED Technology Notice Due to constantly evolving nature of LED technology, manufacturers will reserve the right to replace this product with next generation technology. We appreciate your understanding and acceptance of this policy. Applications Residential Commercial Pendants Sconces Documents Standard 64281 Specification Sheet About Standard Standard Products Inc., head office located in Montreal, Canada, supplies a full range of lighting solutions to the North American market. Standard surpasses market norms on quality products and innovative ideas across their entire line of lamps. Standard Products Inc. is a Gold Standard Winner as one of Canada's Best Managed Companies. WHILE SUPPLIES LAST • • 60W Equal • 2200K Warm Amber • Dimmable Standard - 5W LED Vintage Filament Style - G30 - Clear - Medium Base | 2200 | 80 | 400 | 80 | 15000 | 5 | 1 | 18.55 | 18.55 | 21.797 | 2020Q3 | https://www.topbulb.com/standard-5w-led-vintage-filament-style-g30-clear-medium-base | Top Bulb | 2020 | Yes
LED Lighting | Decorative | Standard Products | True |  | LED | G40 | E26 (Medium) | Topbulb » LED Bulbs » LED Filament / Vintage » Standard - 5W LED Vintage Filament Style - G40 - Clear - Medium Base This Standard LED filament Victorian style globe lamp with warm amber illumination creates the same decorative appeal as vintage exposed filament incandescent lamps with the added bonus of energy efficiency and long life. See the document below for complete specifications and dimmer compatibility. Shipping Notice This item has certain shipping restrictions. Please refer to specifications table on this page for restricted shipping zones. LED Technology Notice Due to constantly evolving nature of LED technology, manufacturers will reserve the right to replace this product with next generation technology. We appreciate your understanding and acceptance of this policy. Applications Residential Commercial Pendants Sconces Documents Standard 64283 Specification Sheet About Standard Standard Products Inc., head office located in Montreal, Canada, supplies a full range of lighting solutions to the North American market. Standard surpasses market norms on quality products and innovative ideas across their entire line of lamps. Standard Products Inc. is a Gold Standard Winner as one of Canada's Best Managed Companies. 60W Equal • 2200K Warm Amber • Dimmable Standard - 5W LED Vintage Filament Style - G40 - Clear - Medium Base | 2200 | 80 | 400 | 80 | 15000 | 5 | 1 | 32.95 | 32.95 | 38.7175 | 2020Q3 | https://www.topbulb.com/standard-5w-led-vintage-filament-style-g40-clear-medium-base | Top Bulb | 2020 | Yes
LED Lighting | A-Type | MaxLite |  | Daylighting/Photocell, |  | A19 | Medium (E26) | Description A great addition for your front porch, this LED A19 is equipped with a photocell that will automatically turn on at night and turn off in the morning. Excellent for open and enclosed fixtures Saves up to 84% on energy costs Provides a soft white light 800 Lumens - 2700 Kelvin - Medium Base - 120 Volt - MaxLite 100847 LED A19 with Built-In Photocell - 9 Watt - 60 Watt Equal - Incandescent Match | 2700 |  | 800 | 88.8889 |  | 9 | 50 | 150 | 3 | 3.5251 | 2020Q3 | https://www.1000bulbs.com/product/209578/MAXLITE-100847.html | 1000bulbs.com | 2020 | Yes
LED Lighting | Downlight | Standard Products | True |  | LED | MR16 | GU5.3 | Topbulb » LED Bulbs » LED MR16 » 12V MR16 » 50W Equal » Standard - 6.5W MR16 LED - 50W Equal - GU5.3 Base - 4000K This Standard 6.5 watt dimmable MR16 LED flood can be used as a direct replacement for a 50 watt halogen MR16 flood. The lamp provides a cool white illumination appropriate for accent lighting and narrow aperture, low volt downlights or wall washers. See the document below for complete specifications and the compatible dimmer list. This LED light bulb is Energy Star Qualified. Shipping Notice This item has certain shipping restrictions. Please refer to specifications table on this page for restricted shipping zones. LED Technology Notice Due to constantly evolving nature of LED technology, manufacturers will reserve the right to replace this product with next generation technology. We appreciate your understanding and acceptance of this policy. Utility/Government Incentives Documents Standard 64009 Specifications and Dimmer List About Standard Standard Products Inc., head office located in Montreal, Canada, supplies a full range of lighting solutions to the North American market. Standard surpasses market norms on quality products and innovative ideas across their entire line of lamps. Standard Products Inc. is a Gold Standard Winner as one of Canada's Best Managed Companies. 40,000 Hour Life • Energy Star Standard - 6.5W MR16 LED - 50W Equal - GU5.3 Base - 4000K | 4000 | 83 | 667 | 102.6154 | 40000 | 6.5 | 1 | 14.95 | 14.95 | 17.5668 | 2020Q3 | https://www.topbulb.com/standard-6-5w-mr16-led-50w-equal-gu5-3-base-4000k | Top Bulb | 2020 | No
LED Lighting | A-Type | TCP |  |  |  | A19 | Medium (E26) | Description Operating on only 9 Watts, this LED A19 provides a brightness measured at 800 Lumens, similar to a 60-Watt incandescent bulb, while saving up to 85% in energy costs. Great for fixtures like ceiling fans, table lamps, and sconces Soft white color is fantastic for a cozy ambiance Long lifespan reduces replacements 800 Lumens - 2700 Kelvin - 120 Volt - TCP L60A19N15V27K LED A19 - 9 Watt - 60 Watt Equal - Incandescent Match | 2700 |  | 800 | 88.8889 |  | 9 | 48 | 58.56 | 1.22 | 1.4335 | 2020Q3 | https://www.1000bulbs.com/product/209819/TCP-10200.html | 1000bulbs.com | 2020 | Yes
LED Lighting | A-Type | SYLVANIA | True | Daylighting/Photocell, |  | A19 | Medium (E26) | Description Replace multiple incandescents with the clear, daylight white light of these LED A19 bulbs and save up to 85 percent in energy costs. Outlasts incandescents up to 20 times Dimmable down to 10% Uniform diffused light Pack of 8 800 Lumens - 5000 Kelvin - Medium Base - 120 Volt - Sylvania 40175 LED A19 - 9 Watt - 60 Watt Equal - Daylight White - 8 Pack | 5000 |  | 800 | 88.8889 |  | 9 | 1 | 0.99 | 0.99 | 1.1633 | 2020Q3 | https://www.1000bulbs.com/product/219027/SYLVANIA-40175.html | 1000bulbs.com | 2020 | Yes
LED Lighting | Reflector | Standard Products | True |  | LED | MR16 | GU5.3 | Topbulb » LED Bulbs » LED MR16 » Standard 6W 12V MR16 LED - GU5.3 Base - Cool White - Flood - Dimmable The Standard 62467, LED/MR16/6W/FL/40K/12V/38/D is a 6 watt, 12 volt MR16 LED with cool white illumination designed to replace a 35W halogen MR16. Features include: initial lumens of 410 at 68 lumens per watt; 38° beam flood; a 40,000 hour rated life; fully dimmable. This is an Energy Star qualified LED light bulb. Download the product data sheet below for complete specifications. Shipping Notice This item has certain shipping restrictions. Please refer to specifications table on this page for restricted shipping zones. LED Technology Notice Due to constantly evolving nature of LED technology, manufacturers will reserve the right to replace this product with next generation technology. We appreciate your understanding and acceptance of this policy. Utility/Government Incentives Documents Standard 62467 Brochure Standard 62467 Specification Sheet About Standard Standard Products Inc., head office located in Montreal, Canada, supplies a full range of lighting solutions to the North American market. Standard surpasses market norms on quality products and innovative ideas across their entire line of lamps. Standard Products Inc. is a Gold Standard Winner as one of Canada's Best Managed Companies. Standard 6W 12V MR16 LED - GU5.3 Base - Cool White - Flood - Dimmable | 4000 | 82 | 410 | 68.3333 | 40000 | 6 | 1 | 7.95 | 7.95 | 9.3416 | 2020Q3 | https://www.topbulb.com/standard-6w-12v-mr16-led-gu5-3-base-cool-white-flood-dimmable | Top Bulb | 2020 | Yes
LED Lighting | Reflector | Standard Products | True |  | LED | MR16 | GU5.3 | Topbulb » LED Bulbs » LED MR16 » Standard - 6W 12V MR16 LED - GU5.3 Base - Soft White - Narrow Flood - Dimmable The Standard 62463, LED/MR16/6W/NFL/30K/12V/25/D is a 6 watt, 12 volt MR16 LED with neutral white illumination designed to replace a 35W halogen MR16. Features include: initial lumens of 380 at 63 lumens per watt; 25° beam narrow flood; a 40,000 hour rated life; fully dimmable. This is an Energy Star qualified LED light bulb. Download the product data sheet below for complete specifications. Shipping Notice This item has certain shipping restrictions. Please refer to specifications table on this page for restricted shipping zones. LED Technology Notice Due to constantly evolving nature of LED technology, manufacturers will reserve the right to replace this product with next generation technology. We appreciate your understanding and acceptance of this policy. Cross References Bulbrite 771075 LED6MR16NF/30K/DIM Cree LM16-35W-30K-25D ETI 530194 MR16 5 GU5.3 E83025 GE 66126 LED7DMR16/NFL/TP GE 69919 LED7DMR16D830/15 GE 69920 LED7DMR16D830/25 GE 89945 LED7DMR16D/TP Green Creative 95337 7MR16G3DIM/830NF25 Lighting Science Group LS 16 35WE WW NFL S1 BX Osram Sylvania 78421 LED6MR16/DIM/830/NFL25 Philips 41469-8 7MR16/END/F24 3000 12V DIM TCP LED512VMR1630KNFL 5W 12V MR16 - 3000K, 20 DEGREE Ushio 1003918 6W LED MR16 NFL24 3000K WW Verbatim 97518 M16-L250-C30-B25 Verbatim 97842 M16ES-L330-C30-B25 Utility/Government Incentives Documents Standard 62463 Brochure Standard 62463 Specification Sheet About Standard Standard Products Inc., head office located in Montreal, Canada, supplies a full range of lighting solutions to the North American market. Standard surpasses market norms on quality products and innovative ideas across their entire line of lamps. Standard Products Inc. is a Gold Standard Winner as one of Canada's Best Managed Companies. Standard - 6W 12V MR16 LED - GU5.3 Base - Soft White - Narrow Flood - Dimmable | 3000 | 82 | 380 | 63.3333 | 40000 | 6 | 1 | 8.95 | 8.95 | 10.5166 | 2020Q3 | https://www.topbulb.com/standard-6w-12v-mr16-led-gu5-3-base-soft-white-narrow-flood-dimmable | Top Bulb | 2020 | Yes
LED Lighting | Reflector | Standard Products | True |  | LED | MR16 | GU5.3 | Topbulb » LED Bulbs » LED MR16 » Standard 6W 12V MR16 LED - GU5.3 Base - Warm White - Flood - Dimmable The Standard 62465, LED/MR16/6W/FL/27K/12V/38/D is a 6 watt, 12 volt MR16 LED with warm white illumination designed to replace a 35W halogen MR16. Features include: initial lumens of 360 at 60 lumens per watt; 38° beam flood; a 40,000 hour rated life; fully dimmable. This is an Energy Star qualified LED light bulb. Download the product data sheet below for complete specifications. Shipping Notice This item has certain shipping restrictions. Please refer to specifications table on this page for restricted shipping zones. LED Technology Notice Due to constantly evolving nature of LED technology, manufacturers will reserve the right to replace this product with next generation technology. We appreciate your understanding and acceptance of this policy. Utility/Government Incentives Documents Standard 62465 Brochure Standard 62465 Specification Sheet About Standard Standard Products Inc., head office located in Montreal, Canada, supplies a full range of lighting solutions to the North American market. Standard surpasses market norms on quality products and innovative ideas across their entire line of lamps. Standard Products Inc. is a Gold Standard Winner as one of Canada's Best Managed Companies. Standard 6W 12V MR16 LED - GU5.3 Base - Warm White - Flood - Dimmable | 2700 | 82 | 360 | 60 | 40000 | 6 | 1 | 11.95 | 11.95 | 14.0417 | 2020Q3 | https://www.topbulb.com/standard-6w-12v-mr16-led-gu5-3-base-warm-white-flood-dimmable | Top Bulb | 2020 | Yes
LED Lighting | Reflector | Standard Products | True |  | LED | MR16 | GU10 | Topbulb » Brands » Standard » LED Lamps » Reflector Lamps » Standard - 6W MR16 LED - GU10 - Cool White - Narrow Flood - Dimmable The Standard 62470, LED/GU10/6W/NFL/40K/25/D is a 6 watt, 120 volt MR16 LED with a GU10 base and cool white illumination designed to replace an equivalent 35W halogen MR16. Features include: initial lumens of 410 at 68 lumens per watt; 25° beam narrow flood; a 40,000 hour rated life. For optimum dimming performance, see the compatible dimmer list below. This is an Energy Star qualified LED light bulb. Download the product data sheet below for complete specifications. Shipping Notice This item has certain shipping restrictions. Please refer to specifications table on this page for restricted shipping zones. LED Technology Notice Due to constantly evolving nature of LED technology, manufacturers will reserve the right to replace this product with next generation technology. We appreciate your understanding and acceptance of this policy. Utility/Government Incentives Documents Standard 62470 Brochure Standard 62470 Specification Sheet About Standard Standard Products Inc., head office located in Montreal, Canada, supplies a full range of lighting solutions to the North American market. Standard surpasses market norms on quality products and innovative ideas across their entire line of lamps. Standard Products Inc. is a Gold Standard Winner as one of Canada's Best Managed Companies. 40,000 Hours • 120 Volt Standard - 6W MR16 LED - GU10 - Cool White - Narrow Flood - Dimmable | 4000 | 82 | 410 | 68.3333 | 40000 | 6 | 1 | 11.95 | 11.95 | 14.0417 | 2020Q3 | https://www.topbulb.com/standard-6w-es16-led-gu10-cool-white-narrow-flood-dimmable | Top Bulb | 2020 | Yes
LED Lighting | Decorative | Standard Products | True |  | LED | ST19 | E26 (Medium) | Topbulb » LED Bulbs » LED Filament / Vintage » Warm Amber Light » Standard - 6W LED Vintage Filament Style - ST19 - Clear - Medium Base This Standard LED filament Victorian style lamp with warm amber illumination creates the same decorative appeal as vintage exposed filament incandescent lamps with the added bonus of energy efficiency and long life. Use this 6 watt LED in place of a 40 watt incandescent vintage bulb to get ten times longer bulb life, energy savings and maintain the thematic accents of your restaurant, bistro or home. See Related Product on this page for similar bulb with alternative filament style. See the document below for complete specifications. Shipping Notice This item has certain shipping restrictions. Please refer to specifications table on this page for restricted shipping zones. LED Technology Notice Due to constantly evolving nature of LED technology, manufacturers will reserve the right to replace this product with next generation technology. We appreciate your understanding and acceptance of this policy. Applications CommercialResidentialPendantsWall Sconces Documents Standard 64531 Specification Sheet About Standard Standard Products Inc., head office located in Montreal, Canada, supplies a full range of lighting solutions to the North American market. Standard surpasses market norms on quality products and innovative ideas across their entire line of lamps. Standard Products Inc. is a Gold Standard Winner as one of Canada's Best Managed Companies. 40W Equal • 2200K Amber LIght • Dimmable • Standard - 6W LED Vintage Filament Style - ST19 - Clear - Medium Base | 2200 | 95 | 450 | 75 | 25000 | 6 | 1 | 11.45 | 11.45 | 13.4542 | 2020Q3 | https://www.topbulb.com/standard-6w-led-vintage-filament-style-st19-clear-medium-base | Top Bulb | 2020 | Yes
LED Lighting | Reflector | Standard Products | True |  | LED | MR16 | E26 (Medium) | Topbulb » LED Bulbs » LED MR16 » Standard - 6W MR16 LED - Medium Base - Narrow Flood - Dimmable The Standard LED/MR16/E26/6W/NFL/30K/25/D is a 6 watt, 120 volt medium base LED narrow flood with 340 initial lumens and a 25 degree beam angle. Features include: a center beam candlepower of 1100, 82 color rendering index, 3000K halogen white color temperature and a 25,000 hour rated life. Fully dimmable, the light output can be modulated to meet any accent lighting applications. Shipping Notice This item has certain shipping restrictions. Please refer to specifications table on this page for restricted shipping zones. LED Technology Notice Due to constantly evolving nature of LED technology, manufacturers will reserve the right to replace this product with next generation technology. We appreciate your understanding and acceptance of this policy. Documents Standard 62433 Brochure Standard 62433 Specification Sheet About Standard Standard Products Inc., head office located in Montreal, Canada, supplies a full range of lighting solutions to the North American market. Standard surpasses market norms on quality products and innovative ideas across their entire line of lamps. Standard Products Inc. is a Gold Standard Winner as one of Canada's Best Managed Companies. 3000K Halogen White Light Standard - 6W MR16 LED - Medium Base - Narrow Flood - Dimmable | 3000 | 82 | 340 | 56.6667 | 25000 | 6 | 1 | 11.95 | 11.95 | 14.0417 | 2020Q3 | https://www.topbulb.com/standard-6w-mr16-led-medium-base-narrow-flood-dimmable | Top Bulb | 2020 | Yes
LED Lighting | Reflector | Standard Products | True |  | LED | PAR16 | E26 (Medium) | Topbulb » LED Bulbs » LED PAR » LED PAR16 » Standard - 6W PAR16 LED - Soft White - Flood - Dimmable The Standard LED/PAR16/6W/FL/30K/25M/38/D is a 6.5 watt, 120 volt PAR16 LED flood with a 38 degree beam angle. Features include 380 initial lumens, 49 lumens per watt, 630 center beam candle power, 3000K neutral white color temperature and a rated life of 25,000 hours. Fully dimmable, this led bulb is a direct replacement for halogen PAR16 lamps. Shipping Notice This item has certain shipping restrictions. Please refer to specifications table on this page for restricted shipping zones. LED Technology Notice Due to constantly evolving nature of LED technology, manufacturers will reserve the right to replace this product with next generation technology. We appreciate your understanding and acceptance of this policy. Utility/Government Incentives Documents Standard 62786 Brochure Standard 62786 Specification Sheet About Standard Standard Products Inc., head office located in Montreal, Canada, supplies a full range of lighting solutions to the North American market. Standard surpasses market norms on quality products and innovative ideas across their entire line of lamps. Standard Products Inc. is a Gold Standard Winner as one of Canada's Best Managed Companies. Standard - 6W PAR16 LED - Soft White - Flood - Dimmable | 3000 | 80 | 380 | 63.3333 | 40000 | 6 | 1 | 23.95 | 23.95 | 28.1422 | 2020Q3 | https://www.topbulb.com/standard-6w-par16-led-soft-white-flood-dimmable | Top Bulb | 2020 | Yes
LED Lighting | Reflector | Standard Products | True |  | LED | MR16 | GU5.3 | Topbulb » LED Bulbs » LED MR16 » Standard - 7W 12V LED - MR16 - Flood - Cool White - Dimmable The Standard LED/MR16/7W/40K/38/STD is a 7 watt, 12 volt MR16 flood that produces 520 initial lumens. Features include: centerbeam candlepower of 1524; 4000K cool white illumination and a 40,000 hour rated life. For optimum dimming performance, see the compatible dimmer list below. This LED is Energy Star qualified. Shipping Notice This item has certain shipping restrictions. Please refer to specifications table on this page for restricted shipping zones. LED Technology Notice Due to constantly evolving nature of LED technology, manufacturers will reserve the right to replace this product with next generation technology. We appreciate your understanding and acceptance of this policy. Utility/Government Incentives Documents Standard 63097 Specifications and Dimmer List About Standard Standard Products Inc., head office located in Montreal, Canada, supplies a full range of lighting solutions to the North American market. Standard surpasses market norms on quality products and innovative ideas across their entire line of lamps. Standard Products Inc. is a Gold Standard Winner as one of Canada's Best Managed Companies. Standard - 7W 12V LED - MR16 - Flood - Cool White - Dimmable | 4000 | 80 | 520 | 74.2857 | 40000 | 7 | 1 | 13.83 | 13.83 | 16.2508 | 2020Q3 | https://www.topbulb.com/standard-7w-12v-led-mr16-flood-cool-white-dimmable | Top Bulb | 2020 | Yes
LED Lighting | Reflector | Standard Products | True |  | LED | MR16 | GU5.3 | Topbulb » LED Bulbs » LED MR16 » Standard - 7W 12V LED - MR16 - Flood - Warm White - Dimmable The Standard LED/MR16/7W/27K/38/STD is a 7 watt, 12 volt MR16 flood (38° beam angle) that produces 500 initial lumens. Features include: 2700K warm white illumination and a 40,000 hour rated life. This LED is Energy Star qualified. Shipping Notice This item has certain shipping restrictions. Please refer to specifications table on this page for restricted shipping zones. LED Technology Notice Due to constantly evolving nature of LED technology, manufacturers will reserve the right to replace this product with next generation technology. We appreciate your understanding and acceptance of this policy. Utility/Government Incentives Documents Standard 63093 Specifications and Dimmer List About Standard Standard Products Inc., head office located in Montreal, Canada, supplies a full range of lighting solutions to the North American market. Standard surpasses market norms on quality products and innovative ideas across their entire line of lamps. Standard Products Inc. is a Gold Standard Winner as one of Canada's Best Managed Companies. Standard - 7W 12V LED - MR16 - Flood - Warm White - Dimmable | 2700 | 80 | 500 | 71.4286 | 40000 | 7 | 1 | 9.49 | 9.49 | 11.1511 | 2020Q3 | https://www.topbulb.com/standard-7w-12v-led-mr16-flood-warm-white-dimmable | Top Bulb | 2020 | Yes
LED Lighting | Reflector | Standard Products | True |  | LED | MR16 | GU5.3 | Topbulb » LED Bulbs » LED MR16 » Standard - 7W 12V LED - MR16 - Narrow Flood - Cool White - Dimmable The Standard LED/MR16/7W/40K/25/STD is a 7 watt, 12 volt MR16 narrow flood (25° beam angle) that produces 520 initial lumens. Features include: 4000K cool white illumination and a 40,000 hour rated life. This LED is Energy Star qualified. Shipping Notice This item has certain shipping restrictions. Please refer to specifications table on this page for restricted shipping zones. LED Technology Notice Due to constantly evolving nature of LED technology, manufacturers will reserve the right to replace this product with next generation technology. We appreciate your understanding and acceptance of this policy. Utility/Government Incentives Documents Standard 63096 Specifications and Dimmer List About Standard Standard Products Inc., head office located in Montreal, Canada, supplies a full range of lighting solutions to the North American market. Standard surpasses market norms on quality products and innovative ideas across their entire line of lamps. Standard Products Inc. is a Gold Standard Winner as one of Canada's Best Managed Companies. Standard - 7W 12V LED - MR16 - Narrow Flood - Cool White - Dimmable | 4000 | 80 | 520 | 74.2857 | 40000 | 7 | 1 | 11.95 | 11.95 | 14.0417 | 2020Q3 | https://www.topbulb.com/standard-7w-12v-led-mr16-narrow-flood-cool-white-dimmable | Top Bulb | 2020 | Yes
LED Lighting | Reflector | Standard Products | True |  | LED | MR16 | GU5.3 | Topbulb » LED Bulbs » LED MR16 » Standard - 7W 12V LED - MR16 - Narrow Flood - Halogen White - Dimmable The Standard LED/MR16/7W/30K/25/STD is a 7 watt, 12 volt MR16 narrow flood (25° beam angle) that produces 500 initial lumens. Features include: 3000K halogen-white illumination and a 40,000 hour rated life. This LED is Energy Star qualified. Shipping Notice This item has certain shipping restrictions. Please refer to specifications table on this page for restricted shipping zones. LED Technology Notice Due to constantly evolving nature of LED technology, manufacturers will reserve the right to replace this product with next generation technology. We appreciate your understanding and acceptance of this policy. Cross References Bulbrite 777206 MR16-50-B01-12-830-25 Cree MR16-50W-30K-25D Cree LM16-35W-30K-25D Cree LM16-50W-30K-25D Eiko 08431 LED8WMR16/25/830-DIM ETI 530192 MR16 7 GU5.3 E83025 GE 66524 LED7XDMR16830/25 GE 89947 LED7XDMR16D/TP GE 69949 LED7XDMR16D83025 Green Creative 95337 7MR16G3DIM/830NF25 Lighting Science Group LS 16 50WE WW NFL S1 BX Osram Sylvania 78420 LED7MR16/DIM/830/NFL25 Philips 41478-9 10MR16/END/F24 3000 12V DIM Philips 42017-4 10MR16/END/F24 3000 DIM 10/1 TCP LED712VMR1630KNFL 7W 12V MR16 3000K, 20 DEGREE Ushio 1003920 8W LED MR16 NFL24 3000K WW Verbatim 98185 M16-L500-C30-B24 Utility/Government Incentives Documents Standard 63094 Brochure Standard 63094 Specifications and Dimmer List About Standard Standard Products Inc., head office located in Montreal, Canada, supplies a full range of lighting solutions to the North American market. Standard surpasses market norms on quality products and innovative ideas across their entire line of lamps. Standard Products Inc. is a Gold Standard Winner as one of Canada's Best Managed Companies. Standard - 7W 12V LED - MR16 - Narrow Flood - Halogen White - Dimmable | 3000 | 80 | 500 | 71.4286 | 40000 | 7 | 1 | 13.95 | 13.95 | 16.3918 | 2020Q3 | https://www.topbulb.com/standard-7w-12v-led-mr16-narrow-flood-halogen-white-dimmable | Top Bulb | 2020 | Yes
LED Lighting | Reflector | Standard Products | True |  | LED | MR16 | GU5.3 | Topbulb » LED Bulbs » LED MR16 » Standard 7W 12V MR16 LED - GU5.3 Base - Warm Amber - Flood - Dimmable The Standard LED/MR16 / GU5.3 / 7W / 12V / DMM is a 7 watt, 12 volt LED flood with 470 initial lumens and a 40 degree beam angle. Features include: a grey heat sink color, 80 color rendering index, amber illumination and a 25,000 hour rated life. Fully dimmable, the light can be modulated to meet any accent lighting applications. Suggested applications for warm amber illumination include restaurants, lounges, spas and patios. Use this light bulb wherever a very warm, cozy ambient atmosphere is desired. Shipping Notice This item has certain shipping restrictions. Please refer to specifications table on this page for restricted shipping zones. LED Technology Notice Due to constantly evolving nature of LED technology, manufacturers will reserve the right to replace this product with next generation technology. We appreciate your understanding and acceptance of this policy. Documents Standard 62891 Brochure Standard 62891 Specification Sheet About Standard Standard Products Inc., head office located in Montreal, Canada, supplies a full range of lighting solutions to the North American market. Standard surpasses market norms on quality products and innovative ideas across their entire line of lamps. Standard Products Inc. is a Gold Standard Winner as one of Canada's Best Managed Companies. WHILE SUPPLIES LAST Standard 7W 12V MR16 LED - GU5.3 Base - Warm Amber - Flood - Dimmable |  | 80 | 470 | 67.1429 | 25000 | 7 | 1 | 13.49 | 13.49 | 15.8513 | 2020Q3 | https://www.topbulb.com/standard-7w-12v-mr16-led-gu5-3-base-warm-amber-flood-dimmable | Top Bulb | 2020 | Yes
LED Lighting | Decorative | Standard Products | True |  | LED | B13 | E12 (Candelabra) | Topbulb » LED Bulbs » LED Decorative » Standard - 7W B13 LED - Candelabra Base - Warm White - Dimmable The Standard 7 watt, B13 decorative LED, which produces warm white illumination, replaces 40 watt incandescent bulbs found in decorative indoor or outdoor fixtures. By replacing existing incandescent with this LED, the rated life of the bulb goes from 1000 hours to 40,000 hours. This bulb is an Energy Star qualified LED light bulb. Shipping Notice This item has certain shipping restrictions. Please refer to specifications table on this page for restricted shipping zones. LED Technology Notice Due to constantly evolving nature of LED technology, manufacturers will reserve the right to replace this product with next generation technology. We appreciate your understanding and acceptance of this policy. Documents Standard 63138 Brochure Standard 63138 Specification Sheet About Standard Standard Products Inc., head office located in Montreal, Canada, supplies a full range of lighting solutions to the North American market. Standard surpasses market norms on quality products and innovative ideas across their entire line of lamps. Standard Products Inc. is a Gold Standard Winner as one of Canada's Best Managed Companies. Standard - 7W B13 LED - Candelabra Base - Warm White - Dimmable | 2700 | 80 | 500 | 71.4286 | 40000 | 7 | 1 | 11.95 | 11.95 | 14.0417 | 2020Q3 | https://www.topbulb.com/standard-7w-b13-led-candelabra-base-warm-white-dimmable | Top Bulb | 2020 | Yes
LED Lighting | A-Type | Greenlite Corp. | False | Daylighting/Photocell, |  | A-19 | Medium (E26) | LED A-Style Light Bulbs Greenlite non-dimmable 9 watt A-19 3000K warm white 90 CRI dusk to dawn LED bulb generates as much light as many 60 watt incandescent bulbs. Includes a built-in sensor that turns the light on at night and off in the morning. Suitable for use in outdoor applications and in enclosed fixtures No smart home or app required Built-in photocell light detection sensor Saves 51 watts of electricity compared to a 60 watt incandescent No lead or mercury means easy and environmentally safe disposal Very long life - Rated to still put out 70% as much light after 25,000 hours of operation as it does when brand new Do not “hot swap” this bulb. Turn off fixture before replacing existing bulb. Suitable for use in outdoor applications and in enclosed fixtures No smart home or app required Built-in photocell light detection sensor Saves 51 watts of electricity compared to a 60 watt incandescent No lead or mercury means easy and environmentally safe disposal Very long life - Rated to still put out 70% as much light after 25,000 hours of operation as it does when brand new Greenlite 9W 3000K 90 CRI Dusk To Dawn A19 LED Bulb, Outdoor and Enclosed Fixture Rated | 3000 | 90 | 800 | 88.8889 | 25000 | 9 | 24 | 6.99 | 0.29125 | 0.34223 | 2020Q3 | https://www.bulbs.com/product/9W-OMNI-A19-LED-NOD-30K-800L-E1-DD-FR | Bulbs.com | 2020 | Yes
LED Lighting | Reflector | E-Lume | True |  | LED | MR16 | E26 (Medium) | Topbulb » Brands » Standard » LED Lamps » Reflector Lamps » Standard - 7W MR16 LED - 50W Equal - Flood - Medium Base Use this medium base, 50 watt equivalent LED flood for applications where the a small form factor MR16 reflector is desired. The 3000K color temperature matches the halogen-white illumination common in accent lighting applications. The bulb is fully dimmable. See the document below for compatible dimmers that will provide optimum dimming performance. Shipping Notice This item has certain shipping restrictions. Please refer to specifications table on this page for restricted shipping zones. LED Technology Notice Due to constantly evolving nature of LED technology, manufacturers will reserve the right to replace this product with next generation technology. We appreciate your understanding and acceptance of this policy. Documents Standard 63854 Specifications and Dimmer List About E-Lume E-Lume is a value brand of Standard Products Inc. The E-Lume product line includes LED, halogen, fluorescent, HID and incandescent lamps that offer good value with excellent performance. The head office of Standard Products is located in Montreal, Canada. Standard supplies a full range of lighting solutions to the North American market. Standard Products Inc. is a Gold Standard Winner as one of Canada's Best Managed Companies. 30,000 Hour Life • 3000K • Dimmable • 120V Standard - 7W MR16 LED - 50W Equal - Flood - Medium Base | 3000 | 80 | 500 | 71.4286 | 30000 | 7 | 1 | 7.08 | 7.08 | 8.3193 | 2020Q3 | https://www.topbulb.com/standard-7w-mr16-led-50w-equal-flood-medium-base | Top Bulb | 2020 | Yes
LED Lighting | Downlight | Standard Products | True |  | LED | ES16 | GU10 | Topbulb » Brands » Standard » LED Lamps » Reflector Lamps » Standard - 7W MR16 LED - GU10 - Narrow Flood - Cool White - Dimmable This Standard 7 watt LED narrow flood provides focused accent and downlighting for residential and commercial applications. Operating on 120 volts, this bulb is fully dimmable. It can be used in track or recessed fixtures equipped with a GU10 socket. Energy Star qualifed. Shipping Notice This item has certain shipping restrictions. Please refer to specifications table on this page for restricted shipping zones. LED Technology Notice Due to constantly evolving nature of LED technology, manufacturers will reserve the right to replace this product with next generation technology. We appreciate your understanding and acceptance of this policy. Documents Standard 63090 Brochure Standard 63090 Spec Sheet About Standard Standard Products Inc., head office located in Montreal, Canada, supplies a full range of lighting solutions to the North American market. Standard surpasses market norms on quality products and innovative ideas across their entire line of lamps. Standard Products Inc. is a Gold Standard Winner as one of Canada's Best Managed Companies. Standard - 7W MR16 LED - GU10 - Narrow Flood - Cool White - Dimmable | 4000 | 80 | 500 | 71.4286 | 40000 | 7 | 1 | 11.95 | 11.95 | 14.0417 | 2020Q3 | https://www.topbulb.com/standard-7w-mr16-led-gu10-narrow-flood-cool-white-dimmable | Top Bulb | 2020 | No
LED Lighting | Downlight | Standard Products | True |  | LED | ES16 | GU10 | Topbulb » Brands » Standard » LED Lamps » Reflector Lamps » Standard - 7W MR16 LED - GU10 - Narrow Flood - Halogen White - Dimmable The Standard 7 watt LED narrow flood (25° beam angle) operates on 120 volts with a GU10 base. Features include: lumen output of 500 lumens at 71 lumens per watt; 3000K halogen white color temperature; white heat sink color; 40,000 hour rated life. For optimum dimming performance, see the compatible dimmer list below. This LED bulb is Energy Star qualified. Shipping Notice This item has certain shipping restrictions. Please refer to specifications table on this page for restricted shipping zones. LED Technology Notice Due to constantly evolving nature of LED technology, manufacturers will reserve the right to replace this product with next generation technology. We appreciate your understanding and acceptance of this policy. Applications Accent Lighting Track Fixtures Wall Washers Downlights Utility/Government Incentives Documents Standard 63087 Brochure Standard 63087 Specifications and Dimmer List About Standard Standard Products Inc., head office located in Montreal, Canada, supplies a full range of lighting solutions to the North American market. Standard surpasses market norms on quality products and innovative ideas across their entire line of lamps. Standard Products Inc. is a Gold Standard Winner as one of Canada's Best Managed Companies. Standard - 7W MR16 LED - GU10 - Narrow Flood - Halogen White - Dimmable | 3000 | 80 | 500 | 71.4286 | 40000 | 7 | 1 | 11.95 | 11.95 | 14.0417 | 2020Q3 | https://www.topbulb.com/standard-7w-mr16-led-gu10-narrow-flood-halogen-white-dimmable | Top Bulb | 2020 | No
LED Lighting | Downlight | Standard Products | True |  | LED | ES16 | GU10 | Topbulb » Brands » Standard » LED Lamps » Reflector Lamps » Standard - 7W MR16 LED - GU10 - Narrow Flood - Warm White - Dimmable The Standard 7 watt LED narrow flood (25° beam angle) operates on 120 volts with a GU10 base. Features include: lumen output of 500 lumens at 71 lumens per watt; 2700K warm white color temperature; white heat sink color; 40,000 hour rated life. For optimum dimming performance, see the compatible dimmer list below. This LED bulb is Energy Star qualified. Shipping Notice This item has certain shipping restrictions. Please refer to specifications table on this page for restricted shipping zones. LED Technology Notice Due to constantly evolving nature of LED technology, manufacturers will reserve the right to replace this product with next generation technology. We appreciate your understanding and acceptance of this policy. Applications Accent Lighting Track Fixtures Wall Washers Downlights Utility/Government Incentives Documents Standard 63085 Brochure Standard 63085 Specifications and Dimmer List About Standard Standard Products Inc., head office located in Montreal, Canada, supplies a full range of lighting solutions to the North American market. Standard surpasses market norms on quality products and innovative ideas across their entire line of lamps. Standard Products Inc. is a Gold Standard Winner as one of Canada's Best Managed Companies. Standard - 7W MR16 LED - GU10 - Narrow Flood - Warm White - Dimmable | 2700 | 80 | 500 | 71.4286 | 40000 | 7 | 1 | 11.95 | 11.95 | 14.0417 | 2020Q3 | https://www.topbulb.com/standard-7w-mr16-led-gu10-narrow-flood-warm-white-dimmable | Top Bulb | 2020 | No
LED Lighting | Reflector | Standard Products | True |  | LED | PAR20 | E26 (Medium) | Topbulb » LED Bulbs » LED PAR » LED PAR20 » Standard - 7W PAR20 LED - 35W Equal - Flood - Warm Amber The Standard LED/PAR20/7W/FL/40/D/STD/GRY/AMB is a 7 watt, 120 volt PAR20 LED amber flood with a 40 degree beam angle. Features include 380 initial lumens, 54 lumens per watt, amber color illumination, gray body and a rated life of 25,000 hours. Fully dimmable, this LED bulb is a direct replacement for halogen PAR20 lamps. For optimum dimming performance see compatible dimmers below. Suggested applications for warm amber illumination include restaurants, lounges, spas and patios. Use this light bulb wherever a very warm, cozy ambient atmosphere is desired. Shipping Notice This item has certain shipping restrictions. Please refer to specifications table on this page for restricted shipping zones. LED Technology Notice Due to constantly evolving nature of LED technology, manufacturers will reserve the right to replace this product with next generation technology. We appreciate your understanding and acceptance of this policy. Documents Standard 62892 Brochure Standard 62892 Specification Sheet About Standard Standard Products Inc., head office located in Montreal, Canada, supplies a full range of lighting solutions to the North American market. Standard surpasses market norms on quality products and innovative ideas across their entire line of lamps. Standard Products Inc. is a Gold Standard Winner as one of Canada's Best Managed Companies. 40° Beam • Warm Amber Light • Dimmable Standard - 7W PAR20 LED - 35W Equal - Flood - Warm Amber |  | 80 | 380 | 54.2857 | 25000 | 7 | 1 | 13.95 | 13.95 | 16.3918 | 2020Q3 | https://www.topbulb.com/standard-7w-par20-led-35w-equal-flood-warm-amber | Top Bulb | 2020 | Yes
LED Lighting | Reflector | Standard Products | True |  | LED | PAR20 | E26 (Medium) | Topbulb » LED Bulbs » LED PAR » LED PAR20 » Standard - 7W PAR20 LED - 50W Equal - Flood - 2700K The Standard LED/P20/7W/27K/40/STD 7 watt, dimmable PAR20 LED flood (40° beam angle) replaces a 50 watt PAR20 halogen. Features include: 2700K, warm white illumination; 500 initial lumens at 71 lumens per watt; color rendering index of 90 and a rated life of 40,000 hours. Suitable for use in open fixtures and wet locations. For optimum dimming performance, see the compatible dimmer list below. This LED is Energy Star qualified. Shipping Notice This item has certain shipping restrictions. Please refer to specifications table on this page for restricted shipping zones. LED Technology Notice Due to constantly evolving nature of LED technology, manufacturers will reserve the right to replace this product with next generation technology. We appreciate your understanding and acceptance of this policy. Cross References Eiko 08434 LED8WPAR20/FL/827-DIM GE 67578 LED7DP20B827/35 Green Creative 40615 8PAR20G3DIM/827/FL40 Lighting Science Group LS 20 50WE W27 FL 120 S1 BX Maxlite 73634 7P20DLED27FL Osram Sylvania 78426 LED8PAR20/DIM/H/827/FL36 Philips 42615-5 8PAR20/END/F36 2700 DIM 6/1 Satco S8921 7PAR20/LED/40/2700KPA 2.0 TCP LED8P20D27KFL 8W SMOOTH PAR20 - 2700K 40 DEG TCP LED8P2027KFL 8W SMOOTH PAR20 - 2700K 40 DEG TCP LED8P20V27KFL 8W SMOOTH PAR20 - 2700K 40 DEG Ushio 1003912 8W UPHORIA LED PAR20, FL40, WW27 Ushio 1003957 7W Uphoria 2 LED PAR20, FL40, WW27 Verbatim 98566 P20-L490-C27-B40-W Utility/Government Incentives Documents Standard 63052 Specifications and Dimmer List About Standard Standard Products Inc., head office located in Montreal, Canada, supplies a full range of lighting solutions to the North American market. Standard surpasses market norms on quality products and innovative ideas across their entire line of lamps. Standard Products Inc. is a Gold Standard Winner as one of Canada's Best Managed Companies. 40° Beam • Warm White Light • Dimmable Standard - 7W PAR20 LED - 50W Equal - Flood - 2700K | 2700 | 90 | 500 | 71.4286 | 40000 | 7 | 1 | 12.95 | 12.95 | 15.2168 | 2020Q3 | https://www.topbulb.com/standard-7w-par20-led-50w-equal-flood-2700k | Top Bulb | 2020 | Yes
LED Lighting | Reflector | Standard Products | True |  | LED | PAR20 | E26 (Medium) | Topbulb » LED Bulbs » LED PAR » LED PAR20 » Standard - 7W PAR20 LED - 50W Equal - Flood - 4000K The Standard LED/P20/7W/40K/40/STD 7 watt, dimmable PAR20 LED flood (40° beam angle) replaces a 50 watt PAR20 halogen. Features include: 4000K, cool white illumination; 510 initial lumens at 73 lumens per watt; color rendering index of 90 and a rated life of 40,000 hours. Suitable for use in open fixtures and wet locations. For optimum dimming performance, see the compatible dimmer list below. This LED is Energy Star qualified. Shipping Notice This item has certain shipping restrictions. Please refer to specifications table on this page for restricted shipping zones. LED Technology Notice Due to constantly evolving nature of LED technology, manufacturers will reserve the right to replace this product with next generation technology. We appreciate your understanding and acceptance of this policy. Utility/Government Incentives Documents Standard 63058 Specifications and Dimmer List About Standard Standard Products Inc., head office located in Montreal, Canada, supplies a full range of lighting solutions to the North American market. Standard surpasses market norms on quality products and innovative ideas across their entire line of lamps. Standard Products Inc. is a Gold Standard Winner as one of Canada's Best Managed Companies. 40° Beam • Cool White Light • Dimmable Standard - 7W PAR20 LED - 50W Equal - Flood - 4000K | 4000 | 90 | 510 | 72.8571 | 40000 | 7 | 1 | 12.95 | 12.95 | 15.2168 | 2020Q3 | https://www.topbulb.com/standard-7w-par20-led-50w-equal-flood-4000k-14593 | Top Bulb | 2020 | Yes
LED Lighting | Reflector | Standard Products | True |  | LED | PAR20 | E26 (Medium) | Topbulb » LED Bulbs » LED PAR » LED PAR20 » Standard - 7W PAR20 LED - 50W Equal - Narrow Flood - 3000K The Standard LED/P20/7W/30K/25/STD 7 watt, dimmable PAR20 LED narrow flood (25° beam angle) replaces a 50 watt PAR20 halogen. Features include: 3000K, halogen-white illumination; 480 initial lumens at 67 lumens per watt; color rendering index of 90 and a rated life of 40,000 hours. Suitable for use in open fixtures and wet locations. For optimum dimming performance, see the compatible dimmer list below. This LED is Energy Star qualified. Shipping Notice This item has certain shipping restrictions. Please refer to specifications table on this page for restricted shipping zones. LED Technology Notice Due to constantly evolving nature of LED technology, manufacturers will reserve the right to replace this product with next generation technology. We appreciate your understanding and acceptance of this policy. Utility/Government Incentives Documents Standard 63053 Specifications and Dimmer List About Standard Standard Products Inc., head office located in Montreal, Canada, supplies a full range of lighting solutions to the North American market. Standard surpasses market norms on quality products and innovative ideas across their entire line of lamps. Standard Products Inc. is a Gold Standard Winner as one of Canada's Best Managed Companies. 25° Beam • Halogen-Like White Light • Dimmable Standard - 7W PAR20 LED - 50W Equal - Narrow Flood - 3000K | 3000 | 90 | 470 | 67.1429 | 40000 | 7 | 1 | 12.95 | 12.95 | 15.2168 | 2020Q3 | https://www.topbulb.com/standard-7w-par20-led-50w-equal-narrow-flood-3000k | Top Bulb | 2020 | Yes
LED Lighting | Reflector | Standard Products | True |  | LED | PAR20 | E26 (Medium) | Topbulb » LED Bulbs » LED PAR » LED PAR20 » Standard - 7W PAR20 LED - 50W Equal - Narrow Flood - 4000K The Standard LED/P20/7W/40K/25/STD 7 watt, dimmable PAR20 LED narrow flood (25° beam angle) replaces a 50 watt PAR20 halogen. Features include: 4000K, cool white illumination; 510 initial lumens at 71 lumens per watt; color rendering index of 90 and a rated life of 40,000 hours. Suitable for use in open fixtures and wet locations. For optimum dimming performance, see the compatible dimmer list below. This LED is Energy Star qualified. Shipping Notice This item has certain shipping restrictions. Please refer to specifications table on this page for restricted shipping zones. LED Technology Notice Due to constantly evolving nature of LED technology, manufacturers will reserve the right to replace this product with next generation technology. We appreciate your understanding and acceptance of this policy. Utility/Government Incentives Documents Standard 63057 Specifications and Dimmer List About Standard Standard Products Inc., head office located in Montreal, Canada, supplies a full range of lighting solutions to the North American market. Standard surpasses market norms on quality products and innovative ideas across their entire line of lamps. Standard Products Inc. is a Gold Standard Winner as one of Canada's Best Managed Companies. 25° Beam • Cool White Light • Dimmable Standard - 7W PAR20 LED - 50W Equal - Narrow Flood - 4000K | 4000 | 90 | 500 | 71.4286 | 40000 | 7 | 1 | 12.17 | 12.17 | 14.3002 | 2020Q3 | https://www.topbulb.com/standard-7w-par20-led-50w-equal-narrow-flood-4000k | Top Bulb | 2020 | Yes
LED Lighting | Downlight | Standard Products | True |  | LED | BR30 | E26 (Medium) | Topbulb » LED Bulbs » LED Reflector Flood » Standard - 9.5W BR30 LED - 65W Equal - Warm White Light This Standard 9.5 watt BR30 LED reflector flood replaces a 65 watt incandescent BR30. With a warm white color temperature of 2700K, this LED flood replicates the color temperature of incandescent. Energy Star qualifed. Shipping Notice This item has certain shipping restrictions. Please refer to specifications table on this page for restricted shipping zones. LED Technology Notice Due to constantly evolving nature of LED technology, manufacturers will reserve the right to replace this product with next generation technology. We appreciate your understanding and acceptance of this policy. Applications Recessed Downlights Wall Washers Cross References Cree BR30-65W-27K-B4 9.5W WARM WHITE BR30 Cree BR30-65W-27K-T12 9.5W WARM WHITE BR30 Eiko 08367 LED10WBR30/827-DIM ETI 52507101 LED10 BR30 827DIM GE 68158 LED10DR303V-W/TP GE 69060 LED10DR303V-S/TP GE 68160 LED10DR303V/827W GE 89936 LED10DR303-W/TP Green Creative 40604 10BR30G3DIM/827 Halco 80159 BR30FL9/827/LED Lighting Science Group LS BR30 65WE W27 120 CB BX TCP LED10BR30D27K 10W SMOOTH BR30 - 2700K TCP LED10BR3027K 10W SMOOTH BR30 - 2700K Ushio 1003902 9W UPHORIA LED R30, WW27 Ushio 1003994 8.5W UPHORIA 2 LED BR30 WFL, WW27 Verbatim 98559 R30-L650-C27-W Westinghouse 300000 9R30/LED/DIM/27 Utility/Government Incentives Documents Standard 63601 Brochure Standard 63601 Spec Sheet About Standard Standard Products Inc., head office located in Montreal, Canada, supplies a full range of lighting solutions to the North American market. Standard surpasses market norms on quality products and innovative ideas across their entire line of lamps. Standard Products Inc. is a Gold Standard Winner as one of Canada's Best Managed Companies. Dimmable • Energy Star Qualified Standard - 9.5W BR30 LED - 65W Equal - Warm White Light | 2700 | 80 | 650 | 68.4211 | 40000 | 9.5 | 1 | 11.95 | 11.95 | 14.0417 | 2020Q3 | https://www.topbulb.com/standard-9-5w-br30-led-65w-equal-warm-white-light | Top Bulb | 2020 | No
LED Lighting | Reflector | SunSun | True |  | LED | PAR20 | E26 (Medium) | Topbulb » LED Bulbs » LED PAR » LED PAR20 » SunSun - 7W PAR20 LED - 35W Equal - Flood - 3000K The SunSun Lighting SI-PAR20D07-30WH-36 is a 7 watt, 120 volt PAR20 LED flood (36° beam) designed to replace a 35 watt PAR20 halogen. Features include: 3000K neutral white illumination, color rendering index of 85 and a 25,000 hour rated life. This is a dimmable LED. LED Technology Notice Due to constantly evolving nature of LED technology, manufacturers will reserve the right to replace this product with next generation technology. We appreciate your understanding and acceptance of this policy. 36° Beam • Halogen-Like White Light • Dimmable SunSun - 7W PAR20 LED - 35W Equal - Flood - 3000K | 3000 | 85 | 435 | 62.1429 | 25000 | 7 | 1 | 19.03 | 19.03 | 22.361 | 2020Q3 | https://www.topbulb.com/sunsun-7w-par20-led-35w-equal-flood-3000k | Top Bulb | 2020 | Yes
LED Lighting | Reflector | SunSun | True |  | LED | PAR38 | E26 (Medium) | Topbulb » Clearance » LED Bulbs » SunSun Lighting - 15W PAR38 LED - Narrow Flood - 75W Equal - 2700K SUNSUN LIGHTING SI-PAR38D15-27WH-25. LED replacement for 75W PAR 38 halogen. LED Technology Notice Due to constantly evolving nature of LED technology, manufacturers will reserve the right to replace this product with next generation technology. We appreciate your understanding and acceptance of this policy. WHILE SUPPLIES LAST - 2 IN STOCK SunSun Lighting - 15W PAR38 LED - Narrow Flood - 75W Equal - 2700K | 2700 | 85 | 950 | 63.3333 | 25000 | 15 | 1 | 26.95 | 26.95 | 31.6673 | 2020Q3 | https://www.topbulb.com/sunsun-lighting-15w-par38-led-narrow-flood-75w-equal-2700k | Top Bulb | 2020 | Yes
LED Lighting | Downlight | Sylvania | True |  | LED | PAR38 | E26 (Medium) | Topbulb » LED Bulbs » LED PAR » LED PAR38 » 100W Equal » Sylvania 74035 ¦ 14W PAR38 LED - 100W Equal - 1050 Lumens - 25° Narrow Flood Use the Sylvania Ultra LED glass PAR lamps as direct replacements for equivalent PAR halogen. This 25° beam, narrow flood replaces 100 watt halogen PAR38 bulbs with slightly warmer 2700K warm white illumination (halogen PAR38 produces 3000K light). These lamps can be used in many directional lighting applications in retail, hospitality, office, restaurant and property management installations. The bulbs are wet location rated and can also be used in outdoor applications. No warm-up time, instant on with full light output and stable color. All lamps are RoHS compliant, contain no mercury and emit no UV or IR radiation. See the document below for complete specifications. LED Technology Notice Due to constantly evolving nature of LED technology, manufacturers will reserve the right to replace this product with next generation technology. We appreciate your understanding and acceptance of this policy. Applications General LightingRecessed DownlightsTrack LightingWall Washer Utility/Government Incentives Documents Sylvania 74035 Specification Sheet Sylvania 74035 Dimmer Compatibility 25,000 Hours • 5500cd • Dimmable Sylvania 74035 ¦ 14W PAR38 LED - 100W Equal - 1050 Lumens - 25° Narrow Flood | 2700 | 82 | 1050 | 75 | 25000 | 14 | 1 | 15.95 | 15.95 | 18.7419 | 2020Q3 | https://www.topbulb.com/sylvania-14w-par38-led-100w-equal-narrow-flood-warm-white | Top Bulb | 2020 | No
LED Lighting | Decorative | Sylvania | True |  | LED | B10 | E12 (Candelabra) | Topbulb » Brands » Sylvania » LED Lamps » Decorative » Sylvania 70939 ¦ 3.5W Filament LED - 40W Equal - B10 - Candelabra Base - 5000K - 2 Pack This Sylvania LED3.5B10CBENTDIM850FILRP2 B10 shaped, candelabra base, dimmable 3.5 watt LED is useful in applications where very cool white illumination is desired in contrast to the normal amber / warm light of most exposed filament light bulbs. The clear glass and exposed filament offers the appeal of vintage lighting, This item is priced and shipped as a 2-Pack. LED Technology Notice Due to constantly evolving nature of LED technology, manufacturers will reserve the right to replace this product with next generation technology. We appreciate your understanding and acceptance of this policy. 15,000 Hours • Exposed Filament Vintage Style Sylvania 70939 ¦ 3.5W Filament LED - 40W Equal - B10 - Candelabra Base - 5000K - 2 Pack | 5000 | 80 | 350 | 100 | 15000 | 3.5 | 1 | 8.95 | 8.95 | 10.5166 | 2020Q3 | https://www.topbulb.com/sylvania-70939-led-b10-3-5w-80cri-350-lumen-5000k-15000-life | Top Bulb | 2020 | Yes
LED Lighting | Decorative | Sylvania | False |  | LED |  | 2G11 | Topbulb » Brands » Sylvania » LED Lamps » Linear » Plug-In » Sylvania 71181 ¦ 17W LED - 40W CFL Equal - 2G11 - 3500K - Ballast Compatible This Sylvania 17 watt Dulux L LED TT5 lamp with a 2G11 base is designed as a direct replacement for 2G11 fluorescent lamps. The LED lamp is compatible with the existing instant start electronic DL40 ballast. Simply remove the fluorescent lamp and replace with the LED lamp in the same sockets. Features include: Optimzed glass optics Power factor >0.90 Instant ON at full light output Suitable for use in dry and damp locations 5-year manufacturer warranty See the document below for complete specifications. LED Technology Notice Due to constantly evolving nature of LED technology, manufacturers will reserve the right to replace this product with next generation technology. We appreciate your understanding and acceptance of this policy. Applications Cove lightingGeneral illumination Documents Sylvania 71181 Spec Sheet 50,000 Hour • Operates On Existing DL40 Instant Start Ballast Sylvania 71181 ¦ 17W LED - 40W CFL Equal - 2G11 - 3500K - Ballast Compatible | 3500 | 82 | 2100 | 123.5294 | 50000 | 17 | 1 | 19.95 | 19.95 | 23.442 | 2020Q3 | https://www.topbulb.com/sylvania-71181-led17tt5-dl-fg-835-sub-g6-17w-3500k-dulux-l-led-tt5-lamp | Top Bulb | 2020 | No
LED Lighting | Decorative | Sylvania | False |  | LED |  | 2G11 | Topbulb » Brands » Sylvania » LED Lamps » Linear » Plug-In » Sylvania 71182 ¦ 17W LED - 40W CFL Equal - 2G11 - 4100K - Ballast Compatible This Sylvania 17 watt Dulux L LED TT5 lamp with a 2G11 base is designed as a direct replacement for 2G11 fluorescent lamps. The LED lamp is compatible with the existing instant start electronic DL40 ballast. Simply remove the fluorescent lamp and replace with the LED lamp in the same sockets. Features include: Optimzed glass optics Power factor >0.90 Instant ON at full light output Suitable for use in dry and damp locations 5-year manufacturer warranty See the document below for complete specifications. LED Technology Notice Due to constantly evolving nature of LED technology, manufacturers will reserve the right to replace this product with next generation technology. We appreciate your understanding and acceptance of this policy. Applications Cove lightingGeneral illumination Documents Sylvania 71182 Spec Sheet 50,000 Hour • Operates On Existing DL40 Instant Start Ballast Sylvania 71182 ¦ 17W LED - 40W CFL Equal - 2G11 - 4100K - Ballast Compatible | 4100 | 82 | 2200 | 129.4118 | 50000 | 17 | 1 | 19.95 | 19.95 | 23.442 | 2020Q3 | https://www.topbulb.com/sylvania-71182-led17tt5-dl-fg-841-sub-g6-17w-4100k-dulux-l-led-tt5-lamp | Top Bulb | 2020 | No
LED Lighting | Reflector | Sylvania | True |  | LED | BR30 | E26 (Medium) | Topbulb » Clearance » LED Bulbs » Sylvania 73775 - 9W BR30 LED - 65W Equal - Flood - 2700K Sylvania 73775 LED9BR30/DIM/827/G2. This 65 watt equivalent BR30 lamp only uses 9 watts of energy. The lamp has a color temperature of 2700K, a CRI of 80, is Energy Star Qualified, and is dimmable. LED Technology Notice Due to constantly evolving nature of LED technology, manufacturers will reserve the right to replace this product with next generation technology. We appreciate your understanding and acceptance of this policy. Utility/Government Incentives Documents Sylvana 73775 Spec Sheet Sylvania 73775 Dimmer Compatibility WHILE SUPPLIES LAST - 1 IN STOCK Sylvania 73775 - 9W BR30 LED - 65W Equal - Flood - 2700K | 2700 | 80 | 650 | 72.2222 | 25000 | 9 | 1 | 7.95 | 7.95 | 9.3416 | 2020Q3 | https://www.topbulb.com/sylvania-73775-led9br30-dim-827-g2-led | Top Bulb | 2020 | Yes
LED Lighting | Reflector | Sylvania | True |  | LED | BR30 | E26 (Medium) | Topbulb » LED Bulbs » LED Smart Connected » Sylvania 73807 ¦ 9.5W BR30 LED - Flood - 2700K - Lightify Smart Control This Sylvania Lightify BR30 lamp uses 9.5 watts to produce light equivalent to a 65 watt incandescent. The lamp can be turned ON or OFF and Dimmed remotely with an app when it is paired to the Lightify Gateway device (see Related Products below). LED Technology Notice Due to constantly evolving nature of LED technology, manufacturers will reserve the right to replace this product with next generation technology. We appreciate your understanding and acceptance of this policy. Documents Sylvana 73807 Spec Sheet ON / OFF / DIM Control via App • Requires Lightify Gateway Sylvania 73807 ¦ 9.5W BR30 LED - Flood - 2700K - Lightify Smart Control | 2700 | 80 | 810 | 85.2632 | 20000 | 9.5 | 1 | 26.95 | 26.95 | 31.6673 | 2020Q3 | https://www.topbulb.com/sylvania-73807-led9-5br30dimlfy-led | Top Bulb | 2020 | Yes
LED Lighting | A-Type | Ostwin Lighting | False |  |  | A-19 | Medium (E26) | LED A-Style Light Bulbs Ostwin non-dimmable 9 watt 3000K soft white A19 LED bulb generates as much light as many 60 watt incandescent bulbs. No lead or mercury means easy and environmentally safe disposal Saves 51 watts in electricity compared to a 60 watt incandescent Very long life - Rated to still put out 70% as much light after 15,000 hours of operation as it does when brand new Not suitable for use in enclosed fixtures because heat build up will shorten life. Do not “hot swap” this bulb. Turn off fixture before replacing existing bulb. No lead or mercury means easy and environmentally safe disposal Saves 51 watts in electricity compared to a 60 watt incandescent Very long life - Rated to still put out 70% as much light after 15,000 hours of operation as it does when brand new Ostwin Non-Dimmable 9W 3000K A19 LED Bulb (Pack of 6) | 3000 | 80 | 800 | 88.8889 | 15000 | 9 | 6 | 8.94 | 1.49 | 1.7508 | 2020Q3 | https://www.bulbs.com/product/OB-BLS-A19N26-930 | Bulbs.com | 2020 | Yes
LED Lighting | A-Type | Ostwin Lighting | False |  |  | A-19 | Medium (E26) | LED A-Style Light Bulbs Ostein Lighting 9 watt non-dimmable 5000K bright white A19 LED bulb generates as much light as a 60 watt incandescent. No lead or mercury means safe disposal easy and environmentally safe disposal Saves 51 watts of electricity compared to a 60 watt incandescent Very long life - Rated to still put out 70% as much light after 15,000 hours of operation as it did when brand new Not recommended for enclosed fixtures because heat build up will shorten life. Do not "hot swap" this bulb. Turn off fixture before replacing bulb. No lead or mercury means safe disposal easy and environmentally safe disposal Saves 51 watts of electricity compared to a 60 watt incandescent Very long life - Rated to still put out 70% as much light after 15,000 hours of operation as it did when brand new Ostwin Non-Dimmable 9W 5000K A19 LED Bulb (Pack of 6) | 5000 | 80 | 800 | 88.8889 | 15000 | 9 | 6 | 8.94 | 1.49 | 1.7508 | 2020Q3 | https://www.bulbs.com/product/OB-BLS-A19N26-950 | Bulbs.com | 2020 | Yes
LED Lighting | Reflector | Sylvania | True |  | LED | PAR38 | E26 (Medium) | Topbulb » LED Bulbs » LED Smart Connected » Sylvania 73889 ¦ 15W PAR38 LED - 90W Equal - 2700K - Lightify Smart Control This Sylvania Lightify PAR38 lamp uses 15 watts to produce light equivalent to a 90 watt halogen. The lamp can be turned ON or OFF and Dimmed remotely with an app when it is paired to the Lightify Gateway device (see Related Products below). LED Technology Notice Due to constantly evolving nature of LED technology, manufacturers will reserve the right to replace this product with next generation technology. We appreciate your understanding and acceptance of this policy. ON / OFF / DIM Control Via App • Requires Lightify Gateway Sylvania 73889 ¦ 15W PAR38 LED - 90W Equal - 2700K - Lightify Smart Control | 2700 | 80 | 1300 | 86.6667 | 20000 | 15 | 1 | 42.95 | 42.95 | 50.4679 | 2020Q3 | https://www.topbulb.com/sylvania-73889-led15par38dimlfy-led | Top Bulb | 2020 | Yes
LED Lighting | Reflector | Sylvania | True |  | LED | BR30 | E26 (Medium) | Topbulb » LED Bulbs » LED Reflector Flood » 65W / 75W Equal » Sylvania 73954 ¦ 9W BR30 LED - 65W Equal - Flood - 2700K - 2 Pack This Sylvania 9 watt LED BR30 replaces a 65 watt incandescent BR30 producing the same warm white illumination. Dimmable to 10% Priced and sold as a 2-Pack (multi-quantity pricing is also for 2-Packs). LED Technology Notice Due to constantly evolving nature of LED technology, manufacturers will reserve the right to replace this product with next generation technology. We appreciate your understanding and acceptance of this policy. Documents Sylvana 73954 Spec Sheet Sylvania 73954 Dimmer Compatibility 11,000 Hours • Contractor Series • Dimmable Sylvania 73954 ¦ 9W BR30 LED - 65W Equal - Flood - 2700K - 2 Pack | 2700 | 80 | 650 | 72.2222 | 11000 | 9 | 1 | 11.95 | 11.95 | 14.0417 | 2020Q3 | https://www.topbulb.com/sylvania-73954-led9br30dim82710yvrp2-led | Top Bulb | 2020 | Yes
LED Lighting | Reflector | Sylvania | True |  | LED | BR30 | E26 (Medium) | Topbulb » LED Bulbs » LED Reflector Flood » 65W / 75W Equal » Sylvania 73956 ¦ 9W BR30 LED - 65W Equal - Flood - 5000K - 2 Pack This Sylvania 9 watt LED BR30 replaces a 65 watt incandescent BR30 while producing a much cooler and whiter illumination than an incandescent bulb. Dimmable to 10%. Priced and sold as a 2-Pack (multi-quantity pricing is also for 2-Packs). LED Technology Notice Due to constantly evolving nature of LED technology, manufacturers will reserve the right to replace this product with next generation technology. We appreciate your understanding and acceptance of this policy. Documents Sylvana 73956 Spec Sheet Sylvania 73956 Dimmer Compatibility 11,000 Hours • Contractor Series • Dimmable Sylvania 73956 ¦ 9W BR30 LED - 65W Equal - Flood - 5000K - 2 Pack | 5000 | 80 | 650 | 72.2222 | 11000 | 9 | 1 | 11.95 | 11.95 | 14.0417 | 2020Q3 | https://www.topbulb.com/sylvania-73956-led9br30dim85010yvrp2-led | Top Bulb | 2020 | Yes
LED Lighting | Reflector | Sylvania | True |  | LED | R20 | E26 (Medium) | Topbulb » LED Bulbs » LED Reflector Flood » 45W / 50W Equal » Sylvania 73991 ¦ 5W R20 LED - 35W Equal - 5000K - 2 Pack This Sylvania 5 watt LED R20 flood replaces a 35 watt incandescent R20 while producing a much cooler and whiter illumination compared to incandescent. Dimmable to 10% This item is sold as a 2 pack (multi-quantity pricing is also 2-Packs). LED Technology Notice Due to constantly evolving nature of LED technology, manufacturers will reserve the right to replace this product with next generation technology. We appreciate your understanding and acceptance of this policy. Documents Sylvana 73991 Spec Sheet 11,000 Hours • Contractor Series • Dimmable Sylvania 73991 ¦ 5W R20 LED - 35W Equal - 5000K - 2 Pack | 5000 | 80 | 325 | 65 | 11000 | 5 | 1 | 8.95 | 8.95 | 10.5166 | 2020Q3 | https://www.topbulb.com/sylvania-73991-led5r20dim85010yvrp2-led | Top Bulb | 2020 | Yes
LED Lighting | Reflector | Sylvania | True |  | LED | R20 | E26 (Medium) | Topbulb » LED Bulbs » LED Reflector Flood » 45W / 50W Equal » Sylvania 73993 ¦ 5W R20 LED - 35W Equal - Flood - 2700K - 2 Pack Sylvania 73993 LED5R20DIM82710YVRP2. This 5 watt LED replaces a 35 watt incandescent. The bulb produces the same warm white illumination as an incandescent bulb. This item is priced and sold as a 2 pack (multi-quantify prices are also 2-packs). LED Technology Notice Due to constantly evolving nature of LED technology, manufacturers will reserve the right to replace this product with next generation technology. We appreciate your understanding and acceptance of this policy. Documents Sylvana 73993 Spec Sheet 11,000 Hours • Contractor Series • Dimmable Sylvania 73993 ¦ 5W R20 LED - 35W Equal - Flood - 2700K - 2 Pack | 2700 | 80 | 325 | 65 | 11000 | 5 | 1 | 8.95 | 8.95 | 10.5166 | 2020Q3 | https://www.topbulb.com/sylvania-73993-led5r20dim82710yvrp2-led | Top Bulb | 2020 | Yes
LED Lighting | Reflector | Sylvania | True |  | LED | PAR38 | E26 (Medium) | Topbulb » LED Bulbs » LED PAR » LED PAR38 » 100W Equal » Sylvania 74034 ¦ 14W PAR38 LED - 100W Equal - 40° Flood - 3000K This Sylvania ULTRA LED PAR38 lamp features a glass body with full optics, similar to halogen PAR lamps. These versatile wet listed lamps can be used in both indoor and outdoor applications to provide high quality illumination as an energy efficient, long life replacement for halogen. See the document below for complete specifications. LED Technology Notice Due to constantly evolving nature of LED technology, manufacturers will reserve the right to replace this product with next generation technology. We appreciate your understanding and acceptance of this policy. Utility/Government Incentives Documents Sylvana 74034 Spec Sheet Sylvania 74034 Dimmer Compatibility 25,000 Hours • Glass Body • Dimmable Sylvania 74034 ¦ 14W PAR38 LED - 100W Equal - 40° Flood - 3000K | 3000 | 82 | 1050 | 75 | 25000 | 14 | 1 | 15.95 | 15.95 | 18.7419 | 2020Q3 | https://www.topbulb.com/sylvania-74034-led14par38-dim-830-fl40-gl1-w-led | Top Bulb | 2020 | Yes
LED Lighting | Reflector | Sylvania | True |  | LED | PAR38 | E26 (Medium) | Topbulb » LED Bulbs » LED PAR » LED PAR38 » 100W Equal » Sylvania 74036 ¦ 14W PAR38 LED - 100W Equal - 12° Spot - 3000K Sylvania's new glass body series PAR LED lamps features full optics similar to halogen PAR lamps. This PAR38, 12° spot produces 14,000 CBCP of crisp, white illumination equivalent to a 100 watt PAR38 halogen spot and is dimmable on compatible dimmers to 10% light output. The 25,000 hour rated life of this LED is more than 10 times the life of a typical halogen bulb and will result in lower maintenance costs related to bulb replacements compared to halogen. Use this bulb as an energy saving, long life option for accent lighting applications. UL wet rated. Energy Star qualified. See document below for complete specifications. LED Technology Notice Due to constantly evolving nature of LED technology, manufacturers will reserve the right to replace this product with next generation technology. We appreciate your understanding and acceptance of this policy. Utility/Government Incentives Documents Sylvania PAR Glass Series Specs Sylvania 74036 Dimmer Compatibility 25,000 Hours • Glass Body • Dimmable Sylvania 74036 ¦ 14W PAR38 LED - 100W Equal - 12° Spot - 3000K | 3000 | 82 | 1050 | 75 | 25000 | 14 | 1 | 21.95 | 21.95 | 25.7921 | 2020Q3 | https://www.topbulb.com/sylvania-74036-14w-par38-led-spot-3000k-glass-housing | Top Bulb | 2020 | Yes
LED Lighting | Reflector | Sylvania | True |  | LED | PAR38 | E26 (Medium) | Topbulb » LED Bulbs » LED PAR » LED PAR38 » 100W Equal » Sylvania 74037 ¦ 14W PAR38 LED - 100W Equal - 40° Flood - 2700K This Sylvania ULTRA LED PAR38 lamp features a glass body with full optics, similar to halogen PAR lamps. These versatile wet listed lamps can be used in both indoor and outdoor applications to provide high quality illumination as an energy efficient, long life replacement for halogen. See the document below for complete specifications. LED Technology Notice Due to constantly evolving nature of LED technology, manufacturers will reserve the right to replace this product with next generation technology. We appreciate your understanding and acceptance of this policy. Utility/Government Incentives Documents Sylvana 74037 Spec Sheet Sylvania 74037 Dimmer Compatibility 25,000 Hours • Glass Body • Dimmable Sylvania 74037 ¦ 14W PAR38 LED - 100W Equal - 40° Flood - 2700K | 2700 | 82 | 1050 | 75 | 25000 | 14 | 1 | 15.95 | 15.95 | 18.7419 | 2020Q3 | https://www.topbulb.com/sylvania-74037-led14par38-dim-827-fl40-gl1-w-led | Top Bulb | 2020 | Yes
LED Lighting | Reflector | Sylvania | True |  | LED | PAR20 | E26 (Medium) | Topbulb » LED Bulbs » LED PAR » LED PAR20 » 50W Equal » Sylvania 74053 ¦ 8W PAR20 LED - 50W Equal - 40° Flood - 5000K This Sylvania Ultra LED features a glass body with full optics similar to a halogen PAR20. Sylvania's PAR20 LEDs offer exceptional beam performance for precision accent lighting. In addition, this bulb matches the light color characteristics of halogen. Wet location rated for outdoor installations. Dimmable to 10%. Energy Star qualified. LED Technology Notice Due to constantly evolving nature of LED technology, manufacturers will reserve the right to replace this product with next generation technology. We appreciate your understanding and acceptance of this policy. Utility/Government Incentives Documents Sylvana 74053 Spec Sheet Sylvania 74053 Dimmer Compatibility 25,000 Hours • Very Cool White Light • Dimmable Sylvania 74053 ¦ 8W PAR20 LED - 50W Equal - 40° Flood - 5000K | 5000 | 81 | 550 | 68.75 | 25000 | 8 | 1 | 10.95 | 10.95 | 12.8667 | 2020Q3 | https://www.topbulb.com/sylvania-74053-led8par20dim850fl40gl1wrp-led | Top Bulb | 2020 | Yes
LED Lighting | Reflector | Sylvania | True |  | LED | PAR38 | E26 (Medium) | Topbulb » LED Bulbs » LED PAR » LED PAR38 » 100W Equal » Sylvania 74064 ¦ 14W PAR38 LED - 100W Equal - 40° Flood - 5000K This Sylvania ULTRA LED PAR38 lamp features a glass body with full optics, similar to halogen PAR lamps. These versatile wet listed lamps can be used in both indoor and outdoor applications to provide high quality illumination as an energy efficient, long life replacement for halogen. See the document below for complete specifications. LED Technology Notice Due to constantly evolving nature of LED technology, manufacturers will reserve the right to replace this product with next generation technology. We appreciate your understanding and acceptance of this policy. Utility/Government Incentives Documents Sylvana 74064 Spec Sheet Sylvania 74064 Dimmer Compatibility 25,000 Hours • Glass Body • Dimmable Sylvania 74064 ¦ 14W PAR38 LED - 100W Equal - 40° Flood - 5000K | 5000 | 82 | 1050 | 75 | 25000 | 14 | 1 | 16.95 | 16.95 | 19.9169 | 2020Q3 | https://www.topbulb.com/sylvania-74064-led14par38dim850fl40gl1wrp-led | Top Bulb | 2020 | Yes
LED Lighting | Reflector | Sylvania | True |  | LED | PAR38 | E26 (Medium) | Topbulb » LED Bulbs » LED PAR » LED PAR38 » 120W Equal » Sylvania 74070 ¦ 17W PAR38 LED - 120W Equal - 40° Flood - 3000K This Sylvania ULTRA LED PAR38 lamp features a glass body with full optics, similar to halogen PAR lamps. These versatile wet listed lamps can be used in both indoor and outdoor applications to provide high quality illumination as an energy efficient, long life replacement for halogen. See the document below for complete specifications. LED Technology Notice Due to constantly evolving nature of LED technology, manufacturers will reserve the right to replace this product with next generation technology. We appreciate your understanding and acceptance of this policy. Utility/Government Incentives Documents Sylvana 74070 Spec Sheet Sylvania 74070 Dimmer Compatibility 25,000 Hours • Glass Body • Dimmable Sylvania 74070 ¦ 17W PAR38 LED - 120W Equal - 40° Flood - 3000K | 3000 | 82 | 1300 | 76.4706 | 25000 | 17 | 1 | 17.95 | 17.95 | 21.0919 | 2020Q3 | https://www.topbulb.com/sylvania-74070-led17par38dim830fl40gl1wrp-led | Top Bulb | 2020 | Yes
LED Lighting | A-Type | Green Creative | True |  | LED | A19 | Medium (E26) | Wattage10 Watt11 Watt6 Watt8 Watt9 Watt9.5 Watt Color Temp.2200K to 2700K2400K2700K3000K4000K Base TypeGU24Medium (E26) Product Description The Green Creative 28395 9 Watt LED E26 Dimmable A19 Bulb is an extremely energy efficient light bulb, operating on only 9 Watts. This A19 bulb replaces your 60 Watt incandescent bulbs. The 28395 emits 800 Lumens of 2700K Warm White Light. This product has a life expectancy of 30,000 life hours and is covered by a 3 year warranty. Features: Exceptional color rendering CRI 92 Richer reds and natural skin tones (R9 70, R13 95) Tight LED binning for consistent CCT across all lamps Omnidirectional beam angle Suitable for use in totally enclosed fixtures Alternate Product Versions $3.58 EACASE of 6 add Green Creative 97985 - 6W LED A19 - 2700K 6A19DIM/827 - 480 Lumens - 82 CRI - 40W Incandescent Equivalent - 230° - 120V $7.58 EACASE of 6 add Green Creative 98140 - 11W LED A19 - 4000K 11A19DIM/840 - 1200 Lumens - 82 CRI - 75W Incandescent Equivalent - 240° - 120V $12.58 add Green Creative 98564 - 9 Watt LED A19 4000K - E26 9A19/940/277V - 60 Watt Incandescent Equivalent - 860 Lumens - 92 CRI - 120-277V - Dimmable $7.98 add Green Creative 98559 - 9 Watt LED A19 2700K - E26 9A19DIM/927 - 60 Watt Incandescent Equivalent - 800 Lumens - 92 CRI - 120V - Dimmable $4.98 add Green Creative 98565 - 9 Watt LED A19 2700K - GU24 9A19DIM/927/GU24/R - 60 Watt Incandescent Equivalent - 800 Lumens - 92 CRI - 120V - Dimmable $3.90 add Green Creative - 40741 - 9A19G4DIM/824 - A19 LED - 60 Watt Equivalent 9 Watt - 120V - E26 Medium Base - 2400K - Warm White - 700 Lumens (Initial) - 300 Degree Beam Angle - Dimmable $7.95 add Green Creative - 57883 - 9.5A19DIM/8CCTD - Omni-Directional A19 - 9.5 Watt 60W Equal - 2200-2700K Warm Dim - 800 Lumens $12.98 add Green Creative - 58038 - 9A19/830/277V - A19 LED E26 - 9 Watt - 60 Watt Incandescent Equal - 3000K $9.98 add Green Creative - 97780 - 9A19DIM/827 - A19 LED Bulb Medium E26 Base - 9 Watt - 60 Watt Incandescent Equivalent - 2700K $9.98 add Green Creative - 97781 - 9A19DIM/830 - A19 LED Bulb Medium E26 Base - 9 Watt - 60 Watt Incandescent Equivalent - 3000K $9.98 add Green Creative - 97782 - 9A19DIM/840 - A19 LED Bulb Medium E26 Base - 9 Watt - 60 Watt Incandescent Equivalent - 4000K $5.00 add Green Creative 97965 - 10W LED A19 Bulb - 3000K 10A19DIM/830 - 1150 Lumens - 82 CRI - 75W Incandescent Equivalent - 240° - 120V $4.68 add Green Creative 98012 - 8W LED A19 - 3000K - E26 8A19DIM/830 - 60 Watt Incandescent Equivalent - 810 Lumens - 82 CRI - 230° Beam Angle - 120V $4.68 EACASE of 6 add Green Creative 98013 - 8W LED A19 Bulb - 4000K 8A19DIM/840 - 810 Lumens - 82 CRI - 60W Incandescent Equivalent - 230° - 120V Medium (E26) 9W - E26 - 2700K - Dimmable Green Creative - 28395 - 9A19DIM/927 - LED A19 Bulb | 2700 | 92 | 800 | 88.8889 | 30000 | 9 | 1 | 13.98 | 13.98 | 16.427 | 2020Q3 | https://www.energyavenue.com/Green-Creative/28395 | Energy Avenue | 2020 | Yes
LED Lighting | A-Type | Green Creative | True |  | LED | A19 | Medium (E26) | Wattage10 Watt11 Watt6 Watt8 Watt9 Watt9.5 Watt Color Temp.2400K2700K3000K4000K Base TypeGU24Medium (E26) Product Description Grren Creative's 9A19DIM/827 serves as the go to energy conscious LED alternative to less efficient incandescent bulbs. This 9 watt bulb yields up to 80% more savings than its 60 watt incandescent counterpart. The 97780 is rated to last 25,000 hours, all the while providing consistent lighting at 800 lumens. This A19 LED bulb is dimmable, and is compatible with many dimmers. Features: Dimmable Suitable for enclosed fixtures Natural A-lamp shape fits with all applications 3 Year warranty Applications: Table lamps Floor lamps Sconces Flushmounts Hotels Residential Alternate Product Versions $3.58 EACASE of 6 add Green Creative 97985 - 6W LED A19 - 2700K 6A19DIM/827 - 480 Lumens - 82 CRI - 40W Incandescent Equivalent - 230° - 120V $7.58 EACASE of 6 add Green Creative 98140 - 11W LED A19 - 4000K 11A19DIM/840 - 1200 Lumens - 82 CRI - 75W Incandescent Equivalent - 240° - 120V $12.58 add Green Creative 98564 - 9 Watt LED A19 4000K - E26 9A19/940/277V - 60 Watt Incandescent Equivalent - 860 Lumens - 92 CRI - 120-277V - Dimmable $7.98 add Green Creative 98559 - 9 Watt LED A19 2700K - E26 9A19DIM/927 - 60 Watt Incandescent Equivalent - 800 Lumens - 92 CRI - 120V - Dimmable $4.98 add Green Creative 98565 - 9 Watt LED A19 2700K - GU24 9A19DIM/927/GU24/R - 60 Watt Incandescent Equivalent - 800 Lumens - 92 CRI - 120V - Dimmable $13.98 add Green Creative - 28395 - 9A19DIM/927 - LED A19 Bulb 9W - E26 - 2700K - Dimmable $3.90 add Green Creative - 40741 - 9A19G4DIM/824 - A19 LED - 60 Watt Equivalent 9 Watt - 120V - E26 Medium Base - 2400K - Warm White - 700 Lumens (Initial) - 300 Degree Beam Angle - Dimmable $7.95 add Green Creative - 57883 - 9.5A19DIM/8CCTD - Omni-Directional A19 - 9.5 Watt 60W Equal - 2200-2700K Warm Dim - 800 Lumens $12.98 add Green Creative - 58038 - 9A19/830/277V - A19 LED E26 - 9 Watt - 60 Watt Incandescent Equal - 3000K $9.98 add Green Creative - 97781 - 9A19DIM/830 - A19 LED Bulb Medium E26 Base - 9 Watt - 60 Watt Incandescent Equivalent - 3000K $9.98 add Green Creative - 97782 - 9A19DIM/840 - A19 LED Bulb Medium E26 Base - 9 Watt - 60 Watt Incandescent Equivalent - 4000K $5.00 add Green Creative 97965 - 10W LED A19 Bulb - 3000K 10A19DIM/830 - 1150 Lumens - 82 CRI - 75W Incandescent Equivalent - 240° - 120V $4.68 add Green Creative 98012 - 8W LED A19 - 3000K - E26 8A19DIM/830 - 60 Watt Incandescent Equivalent - 810 Lumens - 82 CRI - 230° Beam Angle - 120V $4.68 EACASE of 6 add Green Creative 98013 - 8W LED A19 Bulb - 4000K 8A19DIM/840 - 810 Lumens - 82 CRI - 60W Incandescent Equivalent - 230° - 120V Medium (E26) Medium E26 Base - 9 Watt - 60 Watt Incandescent Equivalent - 2700K Green Creative - 97780 - 9A19DIM/827 - A19 LED Bulb | 2700 | 82 | 800 | 88.8889 | 25000 | 9 | 1 | 9.98 | 9.98 | 11.7269 | 2020Q3 | https://www.energyavenue.com/Green-Creative/97780 | Energy Avenue | 2020 | Yes
LED Lighting | A-Type | Green Creative | True |  | LED | A19 | GU24 | Product Description The Green Creative 97908 9 Watt LED GU24 A19 Bulb is an extremely energy efficient light bulb, operating on only 9 Watts. This A19 bulb replaces your 60 Watt incandescent bulbs. The 97808 emits 800 Lumens of 2700K Warm White Light. This product has a life expectancy of 25,000 life hours and is covered by a 3 year warranty. Features: Comfortable warm diffused light Natural A-lamp shape fits all applications Ideal for lamps with shades Suitable for use in totally enclosed fixtures GU24 9W - 60 Watt Incandescent Equivalent - GU24 - 2700K - Dimmable Green Creative - 97908 - 9A19DIM/827/GU24 - LED A19 Bulb | 2700 | 82 | 800 | 88.8889 | 25000 | 9 | 1 | 8.48 | 8.48 | 9.9643 | 2020Q3 | https://www.energyavenue.com/Green-Creative/97908 | Energy Avenue | 2020 | Yes
LED Lighting | Reflector | Sylvania | True |  | LED | BR30 | E26 (Medium) | Topbulb » LED Bulbs » LED Reflector Flood » 65W / 75W Equal » Sylvania 74476 ¦ 8W LED BR30 - 65W Equal - Flood - 5000K This Sylvania 8 watt LED BR30 replaces a 65 watt incandescent BR30 flood while producing a much cooler and whiter illumination than an incandescent bulb. Provides significant energy savings compared to incandescent and approximately 25 times long life. Dimmable down to 10% light output. Energy Star qualified. See the document below for complete specifications. LED Technology Notice Due to constantly evolving nature of LED technology, manufacturers will reserve the right to replace this product with next generation technology. We appreciate your understanding and acceptance of this policy. Documents Sylvania 74476 Spec Sheet 25,000 Hours • 650 Lumens • Dimmable Sylvania 74476 ¦ 8W LED BR30 - 65W Equal - Flood - 5000K | 5000 | 80 | 650 | 81.25 | 25000 | 8 | 1 | 7.95 | 7.95 | 9.3416 | 2020Q3 | https://www.topbulb.com/sylvania-74476-led-br30-8w-dimmable-80cri-650-lumen-5000k-25000-life | Top Bulb | 2020 | Yes
LED Lighting | Decorative | Sylvania | True |  | LED | ST19 | E26 (Medium) | Topbulb » LED Bulbs » LED Filament / Vintage » Warm White Light » Sylvania 74589 ¦ 6.5W Filament LED - 60W Equal - ST19 - Medium Base - 2700K This Sylvania Ultra LED 74589 dimmable 6.5 watt bulb is designed for decorative applications. These bulbs produce a typical incandescent warm white light when the warmer amber light produced by other exposed filament bulbs is not desired. The clear glass, exposed filament offers the nostalgic appeal of vintage lighting. The 15,000 hour life of this LED bulb compares to the 2000 hour life of a similar exposed filament incandescent bulb. LED Technology Notice Due to constantly evolving nature of LED technology, manufacturers will reserve the right to replace this product with next generation technology. We appreciate your understanding and acceptance of this policy. Documents Sylvania 74589 Specification Sheet 15,000 Hours • Exposed Filament Vintage Style Sylvania 74589 ¦ 6.5W Filament LED - 60W Equal - ST19 - Medium Base - 2700K | 2700 |  | 800 | 160 | 15000 | 5 | 1 | 6.95 | 6.95 | 8.1665 | 2020Q3 | https://www.topbulb.com/sylvania-74589-6-5w-led-st19-vintage-60w-equal-2700k | Top Bulb | 2020 | Yes
LED Lighting | Decorative | Sylvania |  |  | LED | T4 | G9 | Topbulb » LED Bulbs » LED Miniature » 120 Volt » Sylvania 74663 ¦ 120V 3.5W LED - 250 Lumens - G9 Base - 3000K Sylvania miniature LED specialty lamps are direct replacements for halogen lamps. These bulbs produce 3000K illumination to match halogen. The 15,000 hour rated life for this LED bulb compares to 2,000 hours for the equivalent halogen. See the document below for complete specifications. LED Technology Notice Due to constantly evolving nature of LED technology, manufacturers will reserve the right to replace this product with next generation technology. We appreciate your understanding and acceptance of this policy. Documents Sylvania 74663 Specification Sheet 15,000 Hours • T4 Shape Sylvania 74663 ¦ 120V 3.5W LED - 250 Lumens - G9 Base - 3000K | 3000 | 80 | 250 | 71.4286 | 15000 | 3.5 | 1 | 4.95 | 4.95 | 5.8164 | 2020Q3 | https://www.topbulb.com/sylvania-74663-g9-3-5w-80cri-250-lumen-3000k-15000-life | Top Bulb | 2020 | Yes
LED Lighting | A-Type | TCP Lighting | False |  | LED | A19 |  | Product Description The TCP L9A19N1027K4 Energy Star certified bulb's power is 2700K warm white illumination distrubuted evenly throughout the bulb. The LED A19 bulb lasts 10,000 life hours, and a 4-pack bulb lasts 40,000 life hours. A 1-year warranty is available in case of defects. Use this bulb in residential and commercial locations. TCP L9A19N1027K4 Features: 60W incandescent equivalent Standard E26 base Omni-directional beams TCP L9A19N1027K4 Applications: General lighting Open and enclosed fixtures Dry locations 800 Lumens - 80 CRI - 60W Incandescent Equivalent TCP L9A19N1027K4 - 9W LED A19 4 Pack - 2700K | 2700 | 80 | 800 | 88.8889 | 10000 | 9 | 12 | 87.72 | 7.31 | 8.5895 | 2020Q3 | https://www.energyavenue.com/TCP-Lighting/L9A19N1027K4 | Energy Avenue | 2020 | Yes
LED Lighting | A-Type | TCP Lighting | False |  | LED | A19 | Medium (E26) | Wattage11 Watt6 Watt9 Watt9.5 Watt Color Temp.2000K to 2700K2700K3000K5000K NOTICE: This Product Has Been Discontinued Please See the Following Comparable Products:TCP L9A19N1027K4 - 9W LED A19 4 Pack - 2700K -- 800 Lumens - 80 CRI - 60W Incandescent EquivalentYou can also browse our entire inventory of: LED Light BulbsProduct Description The TCP L9A19N1527K is an OMNI directional, all purpose 3-way bulb. It offers instant energy savings by utilizing up to 85 percent less energy when compared to halogen fixtures. Moreover, with a LED A19 it offers unbeatable brightness plus a long-lasting lifespan of 15,000 hours. In addition, this bulb produces a uniform soft white color temperature of 2700K making it ideal for general lighting, sconces, floor lamps, table lamps and ceiling fixtures. The bulb can also withstand humidity which makes it perfect for outdoor lighting when protected from the elements. Alternate Product Versions $1.61 add TCP L60A19N1550K - 9W LED A19 - 5000K 850 Lumens - 80 CRI - 60W Incandescent Equivalent - 120V $2.32 add TCP L40A19D2527K - 6W LED A19 - 2700K 480 Lumens - 80 CRI - 40W Incandescent Equivalent - 120V $2.30 add TCP L9A19D2530K - Omnidirectional 9W LED A19 - 3000K E26 Base - 60W Incandescent Equivalent - 825 Lumens - 80 CRI - Dimmable - 120 VAC $4.25 add TCP - LED11A19DOD27K95 - A19 LED - 60 Watt Incandescent Equivalent 11 Watt - 90 CRI - 2700K $4.50 add TCP LED10A19DOD27KW - 9.5W LED Omni-directional A19 - 2700K - Wet Location E26 Base - 60W Incandescent Equivalent - 800 Lumens - 80 CRI - 120V $6.45 add TCP Lighting - LED9A19DA - Dimmable A19 LED Light Bulb 9 Watt - 82 CRI Medium (E26) 60W Incandescent Equivalent - 800 Lumens - 120V TCP L9A19N1527K - 9W LED A19 - 2700K | 2700 | 80 | 800 | 88.8889 | 15000 | 9 | 12 | 19.32 | 1.61 | 1.8918 | 2020Q3 | https://www.energyavenue.com/TCP-Lighting/L9A19N1527K | Energy Avenue | 2020 | Yes
LED Lighting | Decorative | Sylvania | True |  | LED | ST19 | E26 (Medium) | Topbulb » LED Bulbs » LED Filament / Vintage » Warm Amber Light » Sylvania 75351 ¦ 4.5W Filament - 40W Equal - ST19 - Medium Base - 2200K Amber This Sylvania 75351 dimmable 4.5 watt LED is useful in applications where warm amber illumination is desired. The amber color temperature (2200K) is warmer appearing than 2700K warm white color temperature. The clear glass, exposed filament and amber light offers the nostalgic appeal of vintage lighting. The 15,000 hour life of this LED bulb compares to the 2000 hour life of a similar exposed filament incandescent bulb. LED Technology Notice Due to constantly evolving nature of LED technology, manufacturers will reserve the right to replace this product with next generation technology. We appreciate your understanding and acceptance of this policy. Documents Sylvania 75351 Specification Sheet 15,000 Hours • Exposed Filament Vintage Style Sylvania 75351 ¦ 4.5W Filament - 40W Equal - ST19 - Medium Base - 2200K Amber | 2200 | 80 | 380 | 84.4444 | 15000 | 4.5 | 1 | 6.95 | 6.95 | 8.1665 | 2020Q3 | https://www.topbulb.com/sylvania-75351-led-st19-4-5w-dimmable-80cri-380-lumen-2200k-15000-life | Top Bulb | 2020 | Yes
LED Lighting | A-Type | Philips Lighting | False | Daylighting/Photocell, | A19 | Arbitrary | E26 Single Contact Medium Screw | Philips Lighting CorePro LED lamp features E26 single contact medium screw-in base and A19 arbitrary shape. This 9-Watt frosted LED lamp delivers a daylight light output of 800-Lumens with 5000K color temperature and 80 CRI. It has an average life of 11000 Hours and emits light at a beam angle of 150-Degrees. LED lamp has a voltage rating of 120-Volts AC at 60-Hz and current rating of 150-Milli-Amps. LED lamp starts instantly without any delay. It has plastic construction for durability. It has a power factor of 0.5. Lamp withstands a temperature rating from 80 deg C and measures 60-mm Dia x 110-mm. It is suitable for decorative and ambient lighting in retail outlets, hotels, restaurants, multi-unit residences and government buildings. It is perfect for enclosed fixtures. It is ideal for damp locations. Philips Lighting 548230 A19 LED Lamp E26 Single Contact Medium Screw Base 9-Watt 800-Lumens 80 CRI 5000K Daylight CorePro | 5000 | 80 | 800 | 88.8889 | 11000 | 9 | 1 | 7.85 | 7.85 | 9.2241 | 2020Q3 | https://www.ew-ne.com/lighting-1600000000/philips-lighting-548230-a19-led-lamp-e26-single-contact-medium-screw-base-9-watt-800-lumens-80-cri-5000k-daylight-corepro-879546 | Electrical Wholesalers Inc | 2020 | Yes
LED Lighting | A-Type | Philips Lighting | True |  | A19 (Arbitrary) |  | E26 (Medium Screw) | Home Lamps, Bulbs, Ballasts Bulbs - LED LED - Traditional Lamps - A-Type Dimmable LED Lamp, 9W, 120V, Bulb: A-Type (A19), Base: Medium Screw (E26), Lumens: 800, CRI: 80, Color Temperature: 3000K. Rated Average Life: 25,000 Hrs. *Philips Part # 479865* 60W Equivalent. Suitable for use in enclosed fixtures. Philips Lighting 9.5A19/PER/830/P/E26/DIM 6/1FB 9W A19 Dimmable LED Bulb 3K | 3000 | 80 | 800 | 88.8889 |  | 9 | 1 | 4.49 | 4.49 | 5.2759 | 2020Q3 | https://www.platt.com/platt-electric-supply/LED-Traditional-Lamps-A-Type/Philips-Lighting/9-5A19-PER-830-P-E26-DIM-6-1FB/product.aspx?zpid=1172958 | Platt | 2020 | Yes
LED Lighting | A-Type | Philips Lighting | True |  | A19 (Arbitrary) |  | E26 (Medium Screw) | Home Lamps, Bulbs, Ballasts Bulbs - LED LED - Traditional Lamps - A-Type Dimmable LED Lamp, 9W, 120V, Bulb: A-Type (A19), Base: Medium Screw (E26), Lumens: 800, CRI: 80, Color Temperature: 5000K. Rated Average Life: 15,000 Hrs. Energy Star Compliant, *Philips Part # 47945-1, MDL# 9290018365* 60W Equivalent. Suitable for use in enclosed fixtures. 9A19/PER/850/P/E26/DIM 6/1FB Philips Lighting 9A19/PER/850/P/E26/DIM 9W A19 Dimmable LED Bulb 5K | 5000 | 80 | 800 | 88.8889 |  | 9 | 1 | 4.49 | 4.49 | 5.2759 | 2020Q3 | https://www.platt.com/platt-electric-supply/LED-Traditional-Lamps-A-Type/Philips-Lighting/9A19-PER-850-P-E26-DIM/product.aspx?zpid=1172962 | Platt | 2020 | Yes
LED Lighting | Downlight | Sylvania | True |  | LED | PAR30LN | E26 (Medium) | Topbulb » LED Bulbs » LED PAR » LED PAR30 » 75W Equal / Long Neck » Sylvania 78224 ¦ 13W PAR30LN LED - 75W Equal - 40° Flood - 4000K This Sylvania ULTRA LED PAR lamp features a glass body with full optics, similar to halogen PAR lamps. These versatile wet listed lamps can be used in both indoor and outdoor applications to provide high quality illumination as an energy efficient, long life replacement for halogen. See the document below for complete specifications. LED Technology Notice Due to constantly evolving nature of LED technology, manufacturers will reserve the right to replace this product with next generation technology. We appreciate your understanding and acceptance of this policy. Applications General lightingRecessed downlightsTrack lightingWall washerHospitalityOfficesProperty ManagementResidentialRestaurantsRetailSchools Utility/Government Incentives Documents Sylvania 78224 Spec Sheet Sylvania 78224 Dimmer Compatibility 25,000 Hours • Glass Body • Dimmable Sylvania 78224 ¦ 13W PAR30LN LED - 75W Equal - 40° Flood - 4000K | 4000 | 82 | 825 | 63.4615 | 25000 | 13 | 1 | 15.95 | 15.95 | 18.7419 | 2020Q3 | https://www.topbulb.com/sylvania-78224-led13par30ln-dim-840fl40-gl2-w-13w-4000k-par30ln-glass-par-lamp | Top Bulb | 2020 | No
LED Lighting | Reflector | Sylvania | True |  | LED | PAR30LN | E26 (Medium) | Topbulb » LED Bulbs » LED PAR » LED PAR30 » 75W Equal / Long Neck » Sylvania 78228 ¦ 13W PAR30LN LED - 75W Equal - 40° Flood - 3000K This Sylvania ULTRA LED PAR lamp features a glass body with full optics, similar to halogen PAR lamps. These versatile wet listed lamps can be used in both indoor and outdoor applications to provide high quality illumination as an energy efficient, long life replacement for halogen. See the document below for complete specifications. LED Technology Notice Due to constantly evolving nature of LED technology, manufacturers will reserve the right to replace this product with next generation technology. We appreciate your understanding and acceptance of this policy. Utility/Government Incentives Documents Sylvana 78228 Spec Sheet Sylvania 78228 Dimmer Compatibility 25,000 Hours • Glass Body • Dimmable Sylvania 78228 ¦ 13W PAR30LN LED - 75W Equal - 40° Flood - 3000K | 3000 | 82 | 825 | 63.4615 | 25000 | 13 | 1 | 15.95 | 15.95 | 18.7419 | 2020Q3 | https://www.topbulb.com/sylvania-78228-led13par30lndim830fl40gl1w-led | Top Bulb | 2020 | Yes
LED Lighting | Reflector | Sylvania | True |  | LED | PAR30LN | E26 (Medium) | Topbulb » LED Bulbs » LED PAR » LED PAR30 » 75W Equal / Long Neck » Sylvania 78229 ¦ 13W PAR30LN LED - 75W Equal - 25° NFL - 2700K This Sylvania ULTRA LED PAR lamp features a glass body with full optics, similar to halogen PAR lamps. These versatile wet listed lamps can be used in both indoor and outdoor applications to provide high quality illumination as an energy efficient, long life replacement for halogen. See the document below for complete specifications. LED Technology Notice Due to constantly evolving nature of LED technology, manufacturers will reserve the right to replace this product with next generation technology. We appreciate your understanding and acceptance of this policy. Utility/Government Incentives Documents Sylvana 78229 Spec Sheet Sylvania 78229 Dimmer Compatibility 25,000 Hours • Glass Body • Dimmable Sylvania 78229 ¦ 13W PAR30LN LED - 75W Equal - 25° NFL - 2700K | 2700 | 82 | 825 | 63.4615 | 25000 | 13 | 1 | 15.95 | 15.95 | 18.7419 | 2020Q3 | https://www.topbulb.com/sylvania-78229-led13par30lndim827nfl25gl1w-led | Top Bulb | 2020 | Yes
LED Lighting | Decorative | Sylvania | True |  | LED | G25 | E26 (Medium) | Topbulb » LED Bulbs » LED Globe » Sylvania 78419 - 7W G25 LED, 2700K Warm White, Dimmable Sylvania 78419, LED7G25/DIM/F/827 replaces a 40 watt G25 incandescent globe. Features include: dimmable to 10%, 25,000 hour life, suitable for damp locations, UR and IR free, instant on with full light output. LED Technology Notice Due to constantly evolving nature of LED technology, manufacturers will reserve the right to replace this product with next generation technology. We appreciate your understanding and acceptance of this policy. Documents Sylvania Ultra LED G25 Product Brochure Sylvania Ultra LED Dimmer Compatibility List WHILE SUPPLIES LAST Sylvania 78419 - 7W G25 LED, 2700K Warm White, Dimmable | 2700 | 85 | 450 | 64.2857 | 25000 | 7 | 1 | 22.98 | 22.98 | 27.0024 | 2020Q3 | https://www.topbulb.com/sylvania-78419-7w-g25-led-2700k-warm-white-dimmable | Top Bulb | 2020 | Yes
LED Lighting | Reflector | Sylvania | True |  | LED | PAR38 | E26 (Medium) | Topbulb » LED Bulbs » LED PAR » LED PAR38 » 90W Equal » Sylvania 78450 ¦ 18W PAR38 LED - Ultra Pro - 90W Equal - 12° Spot - 3000K Sylvania ULTRA PRO LED PAR lamps offer extreme energy efficiency, high power factor and beam characteristics that closely match halogen PAR lamps featuring a high center beam candlepower and soft edges. This lamp is designed for hospitality, healthcare and retail applications. LED Technology Notice Due to constantly evolving nature of LED technology, manufacturers will reserve the right to replace this product with next generation technology. We appreciate your understanding and acceptance of this policy. Utility/Government Incentives Documents Sylvana 78450 Spec Sheet Sylvana 78450 Dimmer Compatibility 25,000 Hours • Dimmable • Specification Grade Sylvania 78450 ¦ 18W PAR38 LED - Ultra Pro - 90W Equal - 12° Spot - 3000K | 3000 | 82 | 1275 | 70.8333 | 25000 | 18 | 1 | 48.95 | 48.95 | 57.5181 | 2020Q3 | https://www.topbulb.com/sylvania-78450-led18par38-pro-830-sp12-p3mto-led | Top Bulb | 2020 | Yes
LED Lighting | Reflector | Sylvania | True |  | LED | PAR38 | E26 (Medium) | Topbulb » LED Bulbs » LED PAR » LED PAR38 » 90W Equal » Sylvania 78456 ¦ 17W PAR38 LED - Ultra Pro - 90W Equal - 25° NFL - 2700K Sylvania Ultra Pro PAR lamps offer extreme energy efficiency, high power factor and beam characteristics that closely match halogen PAR lamps featuring a high center beam candlepower and soft edges. No warm-up time, instant on with full light output, crisp white light and stable color. This LED light bulb is Energy Star qualified. See the document below for complete specifications. LED Technology Notice Due to constantly evolving nature of LED technology, manufacturers will reserve the right to replace this product with next generation technology. We appreciate your understanding and acceptance of this policy. Utility/Government Incentives Documents Sylvania 78456 Specifications Sylvania 78456 Dimmer Compatibility 25,000 Hour Life • Dimmable • Specification Grade Sylvania 78456 ¦ 17W PAR38 LED - Ultra Pro - 90W Equal - 25° NFL - 2700K | 2700 | 84 | 1150 | 67.6471 | 25000 | 17 | 1 | 45.95 | 45.95 | 53.993 | 2020Q3 | https://www.topbulb.com/sylvania-78456-17w-par38-led-90w-equal-narrow-flood-2700k | Top Bulb | 2020 | Yes
LED Lighting | Reflector | Sylvania | True |  | LED | PAR38 | E26 (Medium) | Topbulb » LED Bulbs » LED PAR » LED PAR38 » Sylvania 78462 - 18W PAR38 LED - Ultra Pro HD - 90W Equal - 12° Beam Sylvania Ultra Pro HD LED PAR lamps offer extreme energy efficiency, high power factor and beam characteristics that closely match halogen PAR lamps featuring a high center beam candlepower and soft edges. This lamp is designed for color critical applications, offering a 90+ CRI. The high R9 (R9 up to 85) feature enhances warm color palettes and makes whites more crisp, making them ideal for hospitality, healthcare and retail applications. LED Technology Notice Due to constantly evolving nature of LED technology, manufacturers will reserve the right to replace this product with next generation technology. We appreciate your understanding and acceptance of this policy. Utility/Government Incentives 25,000 Hours • Dimmable Sylvania 78462 - 18W PAR38 LED - Ultra Pro HD - 90W Equal - 12° Beam | 3000 | 92 | 1050 | 58.3333 | 25000 | 18 | 1 | 51.95 | 51.95 | 61.0433 | 2020Q3 | https://www.topbulb.com/sylvania-78462-18w-par38-led-3000k-spot-high-cri-dimmable | Top Bulb | 2020 | Yes
LED Lighting | Reflector | Sylvania | True |  | LED | PAR38 | E26 (Medium) | Topbulb » LED Bulbs » LED PAR » LED PAR38 » 90W Equal » Sylvania 78478 ¦ 17W PAR38 LED - Ultra Pro - 90W Equal - 25° NFL - 3500K Sylvania Ultra Pro PAR lamps offer extreme energy efficiency, high power factor and beam characteristics that closely match halogen PAR lamps featuring a high center beam candlepower and soft edges. No warm-up time, instant on with full light output, crisp white light and stable color. This LED light bulb is Energy Star qualified. LED Technology Notice Due to constantly evolving nature of LED technology, manufacturers will reserve the right to replace this product with next generation technology. We appreciate your understanding and acceptance of this policy. Utility/Government Incentives Documents Sylvania 78478 Specifications Sylvania 78478 Dimmer Compatibility 25,000 Hour Life • Dimmable • Specification Grade Sylvania 78478 ¦ 17W PAR38 LED - Ultra Pro - 90W Equal - 25° NFL - 3500K | 3500 | 84 | 1300 | 76.4706 | 25000 | 17 | 1 | 49.95 | 49.95 | 58.6932 | 2020Q3 | https://www.topbulb.com/sylvania-78478-17w-par38-led-90w-equal-narrow-flood-3500k | Top Bulb | 2020 | Yes
LED Lighting | Reflector | Sylvania | True |  | LED | PAR16 | GU10 | Topbulb » LED Bulbs » LED PAR » LED PAR16 » Sylvania 78560 ¦ 4W PAR16 LED - Flood - 35W Equal - GU10 Base - 3000K - 3 Pack This Sylvania 78560 is a dimmable 4 watt LED that replaces a 35 watt halogen. The GU10 twist and lock base operates on standard 120 volts. Priced and shipped as a 3-pack (bulk quantities shown in pricing are also 3-packs). LED Technology Notice Due to constantly evolving nature of LED technology, manufacturers will reserve the right to replace this product with next generation technology. We appreciate your understanding and acceptance of this policy. Documents Sylvana 78560 Spec Sheet Sylvania 78560 Dimmer Compatibility 11,000 Hours • Dimmable • Contractor Series Sylvania 78560 ¦ 4W PAR16 LED - Flood - 35W Equal - GU10 Base - 3000K - 3 Pack | 3000 | 81 | 350 | 87.5 | 11000 | 4 | 1 | 14.95 | 14.95 | 17.5668 | 2020Q3 | https://www.topbulb.com/sylvania-78560-led4par16gu10dim830fl3510yvrp-led | Top Bulb | 2020 | Yes
LED Lighting | Decorative | Sylvania | True |  | LED | G25 | E26 (Medium) | Topbulb » LED Bulbs » LED Globe » Sylvania 78643 - 8W G25 LED Globe, Neutral White, Dimmable SYLVANIA 78643, LED8G25DIMF830. Light output similar to 40W G25 incandescent globe. LED Technology Notice Due to constantly evolving nature of LED technology, manufacturers will reserve the right to replace this product with next generation technology. We appreciate your understanding and acceptance of this policy. Sylvania 78643 - 8W G25 LED Globe, Neutral White, Dimmable | 3000 | 85 | 450 | 56.25 | 50000 | 8 | 1 | 39.45 | 39.45 | 46.3553 | 2020Q3 | https://www.topbulb.com/sylvania-78643-8w-g25-led-globe-neutral-white-dimmable | Top Bulb | 2020 | Yes
LED Lighting | Downlight | Sylvania | True |  | LED | PAR30 | E26 (Medium) | Topbulb » LED Bulbs » LED PAR » LED PAR30 » Sylvania 78665 - 10W PAR30 LED - Wide Spot - Neutral White - Dimmable The Sylvania 78665, LED10PAR30/DIM/SG/830/WSP15 is a 10 watt, 120 volt PAR30 wide spot (15° beam) designed to replace a 50 watt PAR30 halogen. Features include: 3000K neutral white illumination, a high color rendering index of 89 for color sensitive applications and a rated life of 50,000 hours. This LED is dimmable down to 10% light output. For optimum dimming performance, see compatible dimmers below. Applications include: accent / display lighting, track lighting, and recessed downlighting in galleries, museums, retail, restaurants, hospitality and offices. This is an Energy Star qualified LED light bulb. LED Technology Notice Due to constantly evolving nature of LED technology, manufacturers will reserve the right to replace this product with next generation technology. We appreciate your understanding and acceptance of this policy. Utility/Government Incentives Documents Sylvania LED Dimmer Compatibility List Sylvania PAR30 Ultra LED Brochure WHILE SUPPLIES LAST Sylvania 78665 - 10W PAR30 LED - Wide Spot - Neutral White - Dimmable | 3000 | 89 | 550 | 55 | 25000 | 10 | 1 | 53.74 | 53.74 | 63.1466 | 2020Q3 | https://www.topbulb.com/sylvania-78665-10w-par30-led-wide-spot-neutral-white-dimmable | Top Bulb | 2020 | No
LED Lighting | Reflector | Sylvania | True |  | LED | BR40 | E26 (Medium) | Topbulb » LED Bulbs » LED Reflector Flood » 85W Equal » Sylvania 78773 ¦ 12W BR40 LED - 85W Equal - Flood - 5000K This Sylvania 12 watt LED BR40 replaces a 85 watt incandescent BR40 flood while producing a much cooler and whiter illumination than an incandescent bulb. Provides significant energy savings compared to incandescent and approximately 25 times long life. Dimmable down to 10% light output. Energy Star qualified. See the document below for complete specifications. LED Technology Notice Due to constantly evolving nature of LED technology, manufacturers will reserve the right to replace this product with next generation technology. We appreciate your understanding and acceptance of this policy. Utility/Government Incentives Documents Sylvania 78773 Spec Sheet 25,000 Hours • 1250 Lumens • Very Cool White Light Sylvania 78773 ¦ 12W BR40 LED - 85W Equal - Flood - 5000K | 5000 | 80 | 1250 | 104.1667 | 25000 | 12 | 1 | 10.95 | 10.95 | 12.8667 | 2020Q3 | https://www.topbulb.com/sylvania-78773-led-br40-12w-dimmable-80cri-1250-lumen-5000k-25000-life | Top Bulb | 2020 | Yes
LED Lighting | A-Type | Satco |  |  | A19 (Arbitrary) |  | E26 (Medium Screw) | Home Lamps, Bulbs, Ballasts Bulbs - LED LED - Traditional Lamps - A-Type 9A19/LED/12-34VDC/850/ND, LED Lamp, 9 Watt, A19, 5000K, Medium Base, 12-34 Volt DC Satco S15012 LED Lamp, 9 Watt, A19, 5000K, Medium Base, 12-34 Volt DC | 5000 |  | 800 | 88.8889 |  | 9 | 1 | 8.17 | 8.17 | 9.6001 | 2020Q3 | https://www.platt.com/platt-electric-supply/LED-Traditional-Lamps-A-Type/Satco/S15012/product.aspx?zpid=1419197 | Platt | 2020 | Yes
LED Lighting | Reflector | Sylvania | False |  | LED | PAR16 | GU10 | Topbulb » LED Bulbs » LED PAR » LED PAR16 » Sylvania 78834 - 5.5W PAR16 LED - GU10 Base - Narrow Flood The Sylvania 78834 LED5.5PAR16/GU10/830/NFL25 is a 5.5 watt, 120 volt PAR16 LED narrow flood with a GU10 base. Use this bulb to replace a standard 35 watt PAR narrow flood halogen. This LED bulb is not dimmable. LED Technology Notice Due to constantly evolving nature of LED technology, manufacturers will reserve the right to replace this product with next generation technology. We appreciate your understanding and acceptance of this policy. Sylvania 78834 - 5.5W PAR16 LED - GU10 Base - Narrow Flood | 3000 | 80 | 320 | 58.1818 | 25000 | 5.5 | 1 | 30.99 | 30.99 | 36.4144 | 2020Q3 | https://www.topbulb.com/sylvania-78834-5-5w-par16-led-gu10-base-narrow-flood | Top Bulb | 2020 | Yes
LED Lighting | Reflector | Sylvania | True |  | LED | PAR30 | E26 (Medium) | Topbulb » LED Bulbs » LED PAR » LED PAR30 » 50W Equal » Sylvania 79006 ¦ 10W PAR30 LED - Ultra Pro - 50W Equal - 40° Flood - 2700K Sylvania Ultra Pro PAR lamps offer extreme energy efficiency, high power factor and beam characteristics that closely match halogen PAR lamps featuring a high center beam candlepower and soft edges. No warm-up time, instant on with full light output, crisp white light and stable color. This LED light bulb is Energy Star qualified. LED Technology Notice Due to constantly evolving nature of LED technology, manufacturers will reserve the right to replace this product with next generation technology. We appreciate your understanding and acceptance of this policy. Utility/Government Incentives Documents Sylvania 79006 Specifications Sylvania 79006 Dimmer Compatibility 25,000 Hour Life • Dimmable • Specification Grade Sylvania 79006 ¦ 10W PAR30 LED - Ultra Pro - 50W Equal - 40° Flood - 2700K | 2700 | 84 | 720 | 72 | 25000 | 10 | 1 | 44.95 | 44.95 | 52.818 | 2020Q3 | https://www.topbulb.com/sylvania-79006-10w-par30-led-50w-equal-flood-2700k | Top Bulb | 2020 | Yes
LED Lighting | Reflector | Sylvania | True |  | LED | PAR30 | E26 (Medium) | Topbulb » LED Bulbs » LED PAR » LED PAR30 » 50W Equal » Sylvania 79031 ¦ 10W PAR30 LED - Ultra Pro - 50W Equal - 25° NFL - 3500K Sylvania Ultra Pro PAR lamps offer extreme energy efficiency, high power factor and beam characteristics that closely match halogen PAR lamps featuring a high center beam candlepower and soft edges. No warm-up time, instant on with full light output, crisp white light and stable color. This LED light bulb is Energy Star qualified. LED Technology Notice Due to constantly evolving nature of LED technology, manufacturers will reserve the right to replace this product with next generation technology. We appreciate your understanding and acceptance of this policy. Utility/Government Incentives Documents Sylvania 79031 Specifications Sylvania 79031 Dimmer Compatibility 25,000 Hour Life • Dimmable • Specification Grade Sylvania 79031 ¦ 10W PAR30 LED - Ultra Pro - 50W Equal - 25° NFL - 3500K | 3500 | 84 | 790 | 79 | 25000 | 10 | 1 | 44.95 | 44.95 | 52.818 | 2020Q3 | https://www.topbulb.com/sylvania-79031-10w-par30-led-50w-equal-narrow-flood-3500k | Top Bulb | 2020 | Yes
LED Lighting | Reflector | Sylvania | True |  | LED | PAR30 | E26 (Medium) | Topbulb » LED Bulbs » LED PAR » LED PAR30 » 50W Equal » Sylvania 79032 ¦ 10W PAR30 LED - Ultra Pro - 50W Equal - 40° Flood - 3500K Sylvania Ultra Pro PAR lamps offer extreme energy efficiency, high power factor and beam characteristics that closely match halogen PAR lamps featuring a high center beam candlepower and soft edges. No warm-up time, instant on with full light output, crisp white light and stable color. This LED light bulb is Energy Star qualified. LED Technology Notice Due to constantly evolving nature of LED technology, manufacturers will reserve the right to replace this product with next generation technology. We appreciate your understanding and acceptance of this policy. Utility/Government Incentives Documents Sylvania 79032 Specifications Sylvania 79032 Dimmer Compatibility 25,000 Hour Life • Dimmable • Specification Grade Sylvania 79032 ¦ 10W PAR30 LED - Ultra Pro - 50W Equal - 40° Flood - 3500K | 3500 | 84 | 790 | 79 | 25000 | 10 | 1 | 44.95 | 44.95 | 52.818 | 2020Q3 | https://www.topbulb.com/sylvania-79032-10w-par30-led-50w-equal-flood-3500k | Top Bulb | 2020 | Yes
LED Lighting | Reflector | Sylvania | True |  | LED | PAR30 | E26 (Medium) | Topbulb » LED Bulbs » LED PAR » LED PAR30 » 50W Equal » Sylvania 79047 - 10W PAR30 LED - Ultra Pro HD - 50W Equal - 40° Flood - 3000K - CRI 90+ Sylvania Ultra Pro HD LED PAR lamps offer extreme energy efficiency, high power factor and beam characteristics that closely match halogen PAR lamps featuring a high center beam candlepower and soft edges. This lamp is designed for color critical applications, offering a 90+ CRI. The high R9 (R9 up to 85) feature enhances warm color palettes and makes whites more crisp, making them ideal for hospitality, healthcare and retail applications. LED Technology Notice Due to constantly evolving nature of LED technology, manufacturers will reserve the right to replace this product with next generation technology. We appreciate your understanding and acceptance of this policy. Applications Art GalleriesHospitalityMuseumsOfficesRestaurantsRetail Utility/Government Incentives Documents Sylvania 79047 Specifications Sylvania 79047 Dimmer Compatibility 25,000 Hours • Dimmable • Specification Grade Sylvania 79047 - 10W PAR30 LED - Ultra Pro HD - 50W Equal - 40° Flood - 3000K - CRI 90+ | 3000 | 94 | 650 | 65 | 25000 | 10 | 1 | 44.95 | 44.95 | 52.818 | 2020Q3 | https://www.topbulb.com/sylvania-79047-10w-par30-led-flood-3000k-high-cri-dimmable | Top Bulb | 2020 | Yes
LED Lighting | Reflector | Sylvania | False |  | LED | MR16 | GU5.3 | Topbulb » LED Bulbs » LED MR16 » 12V MR16 » 35W Equal » Sylvania 79129 ¦ 5W MR16 LED - 35W Equal - 35° Flood - 3000K - 3 Pack This 5 watt Sylvania LED MR16 is a direct replacement for a 35 watt halogen MR16. The 3000K color temperature matches the appearance of halogen light. Not dimmable. Priced and shipped as a 3-Pack (bulk quantities are also 3-packs). LED Technology Notice Due to constantly evolving nature of LED technology, manufacturers will reserve the right to replace this product with next generation technology. We appreciate your understanding and acceptance of this policy. Documents Sylvana 79129 Spec Sheet 11,000 Hours • Not Dimmable • Contractor Series Sylvania 79129 ¦ 5W MR16 LED - 35W Equal - 35° Flood - 3000K - 3 Pack | 3000 | 81 | 350 | 70 | 11000 | 5 | 1 | 9.25 | 9.25 | 10.8691 | 2020Q3 | https://www.topbulb.com/sylvania-79129-led5mr16830fl3510yvbl-led | Top Bulb | 2020 | Yes
LED Lighting | Reflector | Sylvania | False |  | LED | PAR38 | E26 (Medium) | Topbulb » LED Bulbs » LED PAR » LED PAR38 » 90W Equal » Sylvania 79276 ¦ 13W PAR38 LED - 90W Equal - 45° Flood - 3000K - 2 Pack This Sylvania 13 watt PAR38 LED flood can be used as an energy saving, long life direct replacement for a 90 watt halogen PAR38. This is a non-dimming LED bulb. Priced and shipped as a 2-Pack (bulk quantities are also 2-packs). LED Technology Notice Due to constantly evolving nature of LED technology, manufacturers will reserve the right to replace this product with next generation technology. We appreciate your understanding and acceptance of this policy. Documents Sylvania 79276 Spec Sheet 11,000 Hours • Not Dimmable • Contractor Series Sylvania 79276 ¦ 13W PAR38 LED - 90W Equal - 45° Flood - 3000K - 2 Pack | 3000 | 82 | 900 | 69.2308 | 11000 | 13 | 1 | 17.95 | 17.95 | 21.0919 | 2020Q3 | https://www.topbulb.com/sylvania-79276-led13par38830fl4510yvrp2-led | Top Bulb | 2020 | Yes
LED Lighting | Reflector | Sylvania | False |  | LED | PAR20 | E26 (Medium) | Topbulb » LED Bulbs » LED PAR » LED PAR20 » 50W Equal » Sylvania 79279 ¦ 6W PAR20 LED - 50W Equal - 45° Flood - 3000K - 2 Pack This Sylvania 6 watt PAR20 LED flood provides 425 lumens of light output and can be used as an energy saving, long life replacement for a 50 watt halogen. This is a non-dimming LED bulb. Priced and shipped as a 2-Pack (bulk quantities are also 2-packs). LED Technology Notice Due to constantly evolving nature of LED technology, manufacturers will reserve the right to replace this product with next generation technology. We appreciate your understanding and acceptance of this policy. Documents Sylvana 79279 Spec Sheet 11,000 Hour • Not Dimmable • Contractor Series Sylvania 79279 ¦ 6W PAR20 LED - 50W Equal - 45° Flood - 3000K - 2 Pack | 3000 | 82 | 425 | 70.8333 | 11000 | 6 | 1 | 10.95 | 10.95 | 12.8667 | 2020Q3 | https://www.topbulb.com/sylvania-79279-led6par20830fl4510yvrp2-led | Top Bulb | 2020 | Yes
LED Lighting | Reflector | Sylvania | False |  | LED | PAR30LN | E26 (Medium) | Topbulb » LED Bulbs » LED PAR » LED PAR30 » 60W Equal / Long Neck » Sylvania 79280 ¦ 9W PAR30LN LED - 65W Equal - 45° Flood - 3000K - 2 Pack This Sylvania 9 watt PAR30 long neck LED flood can be used as an energy saving, long life replacement for a 65 watt halogen PAR30. This is a non-dimming LED bulb. Priced and shipped as a 2-Pack (bulk quantities are also 2-packs). LED Technology Notice Due to constantly evolving nature of LED technology, manufacturers will reserve the right to replace this product with next generation technology. We appreciate your understanding and acceptance of this policy. Documents Sylvana 79280 Spec Sheet 11,000 Hours • Not Dimmable • Contractor Series Sylvania 79280 ¦ 9W PAR30LN LED - 65W Equal - 45° Flood - 3000K - 2 Pack | 3000 | 80 | 825 | 91.6667 | 11000 | 9 | 1 | 13.95 | 13.95 | 16.3918 | 2020Q3 | https://www.topbulb.com/sylvania-79280-led9par30ln830fl4510yvrp2-led | Top Bulb | 2020 | Yes
LED Lighting | A-Type | Cree Lighting | True |  |  | A19 (Arbitrary) | Medium Screw (E26) | Home Lamps, Bulbs, Ballasts Bulbs - LED LED - Traditional Lamps - A-Type A19P-60W-27K-B1 A19 Series LED Bulb, Wattage: 10 WTT, Voltage Rating: 120 V, Lumens: 815 LM, 2700 K 80 CRI, Control: Dimming To 5 PCT With Select Dimmers,Size: 5.5 IN Width X 8.1 IN Height X 2.55 Depth, A19 Shape, Average Life: 25000 HR, Mounting: E26 Screw, Power Factor: Greater Than 0.9 Nominal, Incandescent Equivalent: 60 WTT, Packaging: (8) Blister Pack Bulbs In Master Carton (Carded), Damp Rated, ENERGY STAR Qualified, For Hospitality, Restaurant, Healthcare And Residential Purpose A19 4FLOW Lmp, 60W Equivalnt, 11W, 27K Cree Lighting A19P-60W-27K-B1 A19 4FLOW Lmp, 60W Equivalnt, 11W, 27K | 2700 | 80 | 800 | 88.8889 |  | 9 | 1 | 11.1 | 11.1 | 13.0429 | 2020Q3 | https://www.rexelusa.com/usr/Root-Category/Lamps,-Bulbs,-Ballasts/Bulbs---LED/LED---Traditional/Lamps---A-Type/Cree-Lighting-A19P-60W-27K-B1-A19-4FLOW-Lmp,-60W-Equivalnt,-11W,-27K/p/768375?prevPageNumber=43 | Rexel Energy Solutions | 2020 | Yes
LED Lighting | Reflector | Sylvania | True |  | LED | PAR16 | E26 (Medium) | Topbulb » LED Bulbs » LED PAR » LED PAR16 » Sylvania 78287 - 6W PAR16 LED - Flood - 50W Equal - 3000K This Sylvania 79287 dimmable 6 watt LED replaces a 50 watt halogen PAR16 bulb using a standard screw base (E26). The bulb has a color temperature of 3000K which matches the color appearance on the light from a halogen bulb. Energy Star qualified. LED Technology Notice Due to constantly evolving nature of LED technology, manufacturers will reserve the right to replace this product with next generation technology. We appreciate your understanding and acceptance of this policy. Utility/Government Incentives Documents Sylvana 79287 Spec Sheet Sylvania 79287 Dimmer Compatibility 25,000 Hours • Dimmable Sylvania 78287 - 6W PAR16 LED - Flood - 50W Equal - 3000K | 3000 | 82 | 450 | 75 | 25000 | 6 | 1 | 7.95 | 7.95 | 9.3416 | 2020Q3 | https://www.topbulb.com/sylvania-79287-led6par16dim-830-fl36-gl1-rp-led | Top Bulb | 2020 | Yes
LED Lighting | A-Type | Philips Lighting | True |  |  | A19 (Arbitrary) | Medium Screw (E26) | Home Lamps, Bulbs, Ballasts Bulbs - LED LED - Traditional Lamps - A-Type 9A19/LED/850/DIM-120V-6/1 Dimmable LED Lamp, 9W, 120V, Bulb: A-Type (A19), Base: Medium Screw (E26), Lumens: 800, CRI: 80, Color Temperature: 5000K. Rated Average Life: 25,000 Hrs. *Philips Part # 45588-1* 60W Equivalent. Suitable for use in enclosed fixtures. 9W A19 Dimmable LED Bulb 5K Philips Lighting 9A19/LED/850/DIM-120V-6/1 9W A19 Dimmable LED Bulb 5K | 5000 | 80 | 800 | 88.8889 |  | 9 | 1 | 5.65 | 5.65 | 6.639 | 2020Q3 | https://www.rexelusa.com/usr/Root-Category/Lamps,-Bulbs,-Ballasts/Bulbs---LED/LED---Traditional/Lamps---A-Type/Philips-Lighting-9A19-LED-850-DIM-120V-6-1-9W-A19-Dimmable-LED-Bulb-5K/p/932435?prevPageNumber=9 | Rexel Energy Solutions | 2020 | Yes
LED Lighting | A-Type | Philips Lighting | True |  |  | A19 (Arbitrary) | E26 (Medium Screw) | Home Lamps, Bulbs, Ballasts Bulbs - LED LED - Traditional Lamps - A-Type 9A19/PER/850/P/E26/DIM-6/1FB Dimmable LED Lamp, 9W, 120V, Bulb: A-Type (A19), Base: Medium Screw (E26), Lumens: 800, CRI: 80, Color Temperature: 5000K. Rated Average Life: 15,000 Hrs. Energy Star Compliant, *Philips Part # 47945-1, MDL# 9290018365* 60W Equivalent. Suitable for use in enclosed fixtures. 9A19/PER/850/P/E26/DIM 6/1FB 9W A19 Dimmable LED Bulb 5K Philips Lighting 9A19/PER/850/P/E26/DIM-6/1FB 9W A19 Dimmable LED Bulb 5K | 5000 | 80 | 800 | 88.8889 |  | 9 | 1 | 4.07 | 4.07 | 4.7824 | 2020Q3 | https://www.rexelusa.com/usr/Root-Category/Lamps,-Bulbs,-Ballasts/Bulbs---LED/LED---Traditional/Lamps---A-Type/Philips-Lighting-9A19-PER-850-P-E26-DIM-6-1FB-9W-A19-Dimmable-LED-Bulb-5K/p/1270302?prevPageNumber=11 | Rexel Energy Solutions | 2020 | Yes
LED Lighting | A-Type | Satco |  |  |  | A19 (Arbitrary) | E26 (Medium Screw) | Home Lamps, Bulbs, Ballasts Bulbs - LED LED - Traditional Lamps - A-Type S15012 9A19/LED/12-34VDC/850/ND, LED Lamp, 9 Watt, A19, 5000K, Medium Base, 12-34 Volt DC LED Lamp, 9 Watt, A19, 5000K, Medium Base, 12-34 Volt DC Satco S15012 LED Lamp, 9 Watt, A19, 5000K, Medium Base, 12-34 Volt DC | 5000 |  | 800 | 88.8889 |  | 9 | 1 | 9.57 | 9.57 | 11.2451 | 2020Q3 | https://www.rexelusa.com/usr/Root-Category/Lamps,-Bulbs,-Ballasts/Bulbs---LED/LED---Traditional/Lamps---A-Type/Satco-S15012-LED-Lamp,-9-Watt,-A19,-5000K,-Medium-Base,-12-34-Volt-DC/p/1400052?prevPageNumber=41 | Rexel Energy Solutions | 2020 | Yes
LED Lighting | A-Type | Satco | False |  |  | A19 (Arbitrary) | Medium Screw (E26) | Home Lamps, Bulbs, Ballasts Bulbs - LED LED - Traditional Lamps - A-Type S9596 S9 Watt; A19 LED; Frosted; 2700K Medium Base; 200 Degree Beam Spread; 120 Volts; Non-Dimmable; 4-Pack S9 Watt; A19 LED Satco S9596 S9 Watt; A19 LED | 2700 | 80 | 800 | 88.8889 |  | 9 | 1 | 13.2 | 13.2 | 15.5105 | 2020Q3 | https://www.rexelusa.com/usr/Root-Category/Lamps,-Bulbs,-Ballasts/Bulbs---LED/LED---Traditional/Lamps---A-Type/Satco-S9596-S9-Watt;-A19-LED/p/1072387?prevPageNumber=2 | Rexel Energy Solutions | 2020 | Yes
LED Lighting | Reflector | Sylvania | True |  | LED | PAR38 | E26 (Medium) | Topbulb » LED Bulbs » LED PAR » LED PAR38 » 250W Equal » Sylvania 79363 ¦ 26W PAR38 LED - 150W Equal - 120V - 15° Spot - 3000K This Sylvania high lumen output PAR38 LED features outstanding color uniformity and beam quality utilizing COB technology. Sleek, lightweight design. Energy saving, long life replacement for high power halogen and HID lamps. See the document below for complete specifications. LED Technology Notice Due to constantly evolving nature of LED technology, manufacturers will reserve the right to replace this product with next generation technology. We appreciate your understanding and acceptance of this policy. Utility/Government Incentives Documents Sylvana 79363 Spec Sheet Sylvania 79363 Dimmer Compatibility 25,000 Hours • Dimmable • Specification Grade Sylvania 79363 ¦ 26W PAR38 LED - 150W Equal - 120V - 15° Spot - 3000K | 3000 | 81 | 2400 | 92.3077 | 25000 | 26 | 1 | 35.95 | 35.95 | 42.2426 | 2020Q3 | https://www.topbulb.com/sylvania-79363-led26par38hodim830sp15w120-led | Top Bulb | 2020 | Yes
LED Lighting | Reflector | Sylvania | False |  | LED | PAR38 | E26 (Medium) | Topbulb » LED Bulbs » LED PAR » LED PAR38 » 250W Equal » Sylvania 79364 - 26W PAR38 LED - 150W Equal - 120-277V - 15° Spot - 3000K This Sylvania high lumen output PAR38 LED features outstanding color uniformity and beam quality utilizing COB technology. Sleek, lightweight design. Energy saving, long life replacement for high power halogen and HID lamps. See the document below for complete specifications. LED Technology Notice Due to constantly evolving nature of LED technology, manufacturers will reserve the right to replace this product with next generation technology. We appreciate your understanding and acceptance of this policy. Utility/Government Incentives Documents Sylvana 79364 Spec Sheet 25,000 Hours • Not Dimmable • Specification Grade Sylvania 79364 - 26W PAR38 LED - 150W Equal - 120-277V - 15° Spot - 3000K | 3000 | 81 | 2400 | 92.3077 | 25000 | 26 | 1 | 35.95 | 35.95 | 42.2426 | 2020Q3 | https://www.topbulb.com/sylvania-79364-led26par38-ho-830-sp15-w-unv-led | Top Bulb | 2020 | Yes
LED Lighting | Reflector | Sylvania | True |  | LED | BR40 | E26 (Medium) | Topbulb » LED Bulbs » LED Reflector Flood » 85W Equal » Sylvania 79498 ¦ 13W BR40 LED - 85W Equal - 2700K - 2 Pack Use this Sylvania 13 watt BR40 LED reflector flood as an energy saving, long life direct replacement for an 85 watt incandescent BR40. Priced and sold as a 2-Pack (multi-quantity pricing is also for 2-packs). LED Technology Notice Due to constantly evolving nature of LED technology, manufacturers will reserve the right to replace this product with next generation technology. We appreciate your understanding and acceptance of this policy. Documents Sylvana 79498 Spec Sheet 11,000 Hours • Contractor Series • Dimmable Sylvania 79498 ¦ 13W BR40 LED - 85W Equal - 2700K - 2 Pack | 2700 | 80 | 900 | 69.2308 | 11000 | 13 | 1 | 15.95 | 15.95 | 18.7419 | 2020Q3 | https://www.topbulb.com/sylvania-79498-led13br40dim82710yvrp2-led | Top Bulb | 2020 | Yes
LED Lighting | Decorative | Sylvania | True |  | LED | B10 | E26 (Medium) | Topbulb » LED Bulbs » LED Filament / Vintage » Warm Amber Light » Sylvania 79580 ¦ 4.5W Filament LED - 40W Equal - B10 Bent Tip - 2200K Amber This Sylvania 79580 dimmable 4.5 watt LED is used in decorative applications where warm amber illumination is desired. The amber color temperature (2200K) is warmer appearing than 2700K warm white color temperature. The clear glass, exposed filament and amber light offers the nostalgic appeal of vintage lighting. The 15,000 hour life of this LED bulb compares to the 2000 hour life of a similar exposed filament incandescent bulb. LED Technology Notice Due to constantly evolving nature of LED technology, manufacturers will reserve the right to replace this product with next generation technology. We appreciate your understanding and acceptance of this policy. Documents Sylvania 79580 Specification Sheet 15,000 Hours • Exposed Filament Vintage Style Sylvania 79580 ¦ 4.5W Filament LED - 40W Equal - B10 Bent Tip - 2200K Amber | 2200 | 80 | 360 | 80 | 15000 | 4.5 | 1 | 5.95 | 5.95 | 6.9915 | 2020Q3 | https://www.topbulb.com/sylvania-79580-led-b10-4-5w-dimmable-80cri-360-lumen-2200k-15000-life-amber-finish | Top Bulb | 2020 | Yes
LED Lighting | Decorative | Sylvania | True |  | LED | B10 | E12 (Candelabra) | Topbulb » LED Bulbs » LED Filament / Vintage » Warm Amber Light » Sylvania 79582 ¦ 3.5W Filament LED - 40W Equal - B10 - Candelabra Base - 2200K Amber This Sylvania 79582 dimmable 3.5 watt B10 bent tip LED is useful in applications where warm amber illumination is desired. The amber color temperature (2200K) is warmer appearing than 2700K warm white color temperature. The clear glass, exposed filament and amber light offers the nostalgic appeal of vintage lighting. The 15,000 hour life of this LED bulb compares to the 2000 hour life of a similar exposed filament incandescent bulb. LED Technology Notice Due to constantly evolving nature of LED technology, manufacturers will reserve the right to replace this product with next generation technology. We appreciate your understanding and acceptance of this policy. Documents Sylvania 79582 Specification Sheet 15,000 Hours • Exposed Filament Vintage Style Sylvania 79582 ¦ 3.5W Filament LED - 40W Equal - B10 - Candelabra Base - 2200K Amber | 2200 | 80 | 360 | 102.8571 | 15000 | 3.5 | 1 | 5.95 | 5.95 | 6.9915 | 2020Q3 | https://www.topbulb.com/sylvania-79582-led-b10-3-5w-dimmable-80cri-360-lumen-2200k-15000-life-amber-finish | Top Bulb | 2020 | Yes
LED Lighting | Decorative | Sylvania | False |  | LED | B10 | E12 (Candelabra) | Topbulb » Brands » Sylvania » LED Lamps » Filament » Sylvania 79592 ¦ 1.6W Filament LED - 15W Equal - B10 - Candelabra Base - 5000K - 2 Pack This Sylvania Ultra LED 79592 dimmable 1.6 watt bulb is designed for decorative applications. These bulbs produce a very white illumination light when the warmer light produced by other exposed filament bulbs is not desired. Clear glass, exposed filament style. The 15,000 hour life of this LED bulb compares to the 2000 hour life of a similar exposed filament incandescent bulb. This item is priced and shipped as a 2-Pack (multiple quantities are also 2-packs). LED Technology Notice Due to constantly evolving nature of LED technology, manufacturers will reserve the right to replace this product with next generation technology. We appreciate your understanding and acceptance of this policy. Documents Sylvania 79592 Specification Sheet 15,000 Hours • Exposed Filament • Very Cool White Light Sylvania 79592 ¦ 1.6W Filament LED - 15W Equal - B10 - Candelabra Base - 5000K - 2 Pack | 5000 | 80 | 100 | 62.5 | 15000 | 1.6 | 1 | 6.95 | 6.95 | 8.1665 | 2020Q3 | https://www.topbulb.com/sylvania-79592-led-b10-1-6w-clear-80cri-100-lumen-5000k-15000-life-2-pack | Top Bulb | 2020 | Yes
LED Lighting | Decorative | Sylvania | True |  | LED | B10 | E12 (Candelabra) | Topbulb » LED Bulbs » LED Filament / Vintage » Warm White Light » Sylvania 79595 ¦ 2.5W Filament LED - 25W Equal - B10 - Candelabra Base - 2700K - 2 Pack This Sylvania Ultra LED 79595 dimmable 2.5 watt bulb is designed for decorative applications. These bulbs produce a typical incandescent warm white light when the warmer amber light produced by other exposed filament bulbs is not desired. The clear glass, exposed filament offers the nostalgic appeal of vintage lighting. The 15,000 hour life of this LED bulb compares to the 2000 hour life of a similar exposed filament incandescent bulb. This item is priced and shipped as a 2-Pack (multiple quantities are also 2-packs). LED Technology Notice Due to constantly evolving nature of LED technology, manufacturers will reserve the right to replace this product with next generation technology. We appreciate your understanding and acceptance of this policy. 15,000 Hours • Exposed Filament Vintage Style Sylvania 79595 ¦ 2.5W Filament LED - 25W Equal - B10 - Candelabra Base - 2700K - 2 Pack | 2700 | 80 | 200 | 80 | 15000 | 2.5 | 1 | 8.95 | 8.95 | 10.5166 | 2020Q3 | https://www.topbulb.com/sylvania-79595-led-b10-2-5w-dimmable-clear-80cri-200-lumen-2700k-15000-life-2-pack | Top Bulb | 2020 | Yes
LED Lighting | Decorative | Sylvania | True |  | LED | B10 | E12 (Candelabra) | Topbulb » Brands » Sylvania » LED Lamps » Filament » Sylvania 79606 ¦ 2.5W Filament LED - 25W Equal - B10 - Candelabra Base - 5000K - 2 Pack This Sylvania Ultra LED 79606 dimmable 2.5 watt bulb is designed for decorative applications. These bulbs produce a very white illumination light when the warmer light produced by other exposed filament bulbs is not desired. Clear glass, exposed filament style. The 15,000 hour life of this LED bulb compares to the 2000 hour life of a similar exposed filament incandescent bulb. This item is priced and shipped as a 2-Pack (multiple quantities are also 2-packs). LED Technology Notice Due to constantly evolving nature of LED technology, manufacturers will reserve the right to replace this product with next generation technology. We appreciate your understanding and acceptance of this policy. Documents Sylvania 79606 Specification Sheet 15,000 Hours • Exposed Filament • Very Cool White Light Sylvania 79606 ¦ 2.5W Filament LED - 25W Equal - B10 - Candelabra Base - 5000K - 2 Pack | 5000 | 80 | 200 | 80 | 15000 | 2.5 | 1 | 8.95 | 8.95 | 10.5166 | 2020Q3 | https://www.topbulb.com/sylvania-79606-led-b10-2-5w-dimmable-clear-80cri-200-lumen-5000k-15000-life-2-pack | Top Bulb | 2020 | Yes
LED Lighting | Decorative | Sylvania | True |  | LED | B10 | E26 (Medium) | Topbulb » LED Bulbs » LED Filament / Vintage » Warm White Light » Sylvania 79610 ¦ 5W Filament LED - 60W Equal - B10 - Medium Base - 2700K - 2 Pack This Sylvania Ultra LED 79610 dimmable 2.5 watt bulb is designed for decorative applications. These bulbs produce a typical incandescent warm white light when the warmer amber light produced by other exposed filament bulbs is not desired. The clear glass, exposed filament offers the nostalgic appeal of vintage lighting. The 15,000 hour life of this LED bulb compares to the 2000 hour life of a similar exposed filament incandescent bulb. This item is priced and shipped as a 2-Pack (multiple quantities are also 2-packs). LED Technology Notice Due to constantly evolving nature of LED technology, manufacturers will reserve the right to replace this product with next generation technology. We appreciate your understanding and acceptance of this policy. Documents Sylvania 79610 Specification Sheet 15,000 Hours • Exposed Filament Vintage Style Sylvania 79610 ¦ 5W Filament LED - 60W Equal - B10 - Medium Base - 2700K - 2 Pack | 2700 | 80 | 500 | 100 | 15000 | 5 | 1 | 13.95 | 13.95 | 16.3918 | 2020Q3 | https://www.topbulb.com/sylvania-79610-led-b10-5w-dimmable-clear-80cri-500-lumen-2700k-15000-life-2-pack | Top Bulb | 2020 | Yes
LED Lighting | Decorative | Sylvania | True |  | LED | B10 | E12 (Candelabra) | Topbulb » Brands » Sylvania » LED Lamps » Filament » Sylvania 79616 ¦ 5W Filament LED - 60W Equal - B10 - Candelabra Base - 5000K - 2 Pack This Sylvania Ultra LED 79616 dimmable 5 watt bulb is designed for decorative applications. These bulbs produce a very white illumination light when the warmer light produced by other exposed filament bulbs is not desired. Clear glass, exposed filament style. The 15,000 hour life of this LED bulb compares to the 2000 hour life of a similar exposed filament incandescent bulb. This item is priced and shipped as a 2-Pack (multiple quantities are also 2-packs). LED Technology Notice Due to constantly evolving nature of LED technology, manufacturers will reserve the right to replace this product with next generation technology. We appreciate your understanding and acceptance of this policy. Documents Sylvania 79616 Specification Sheet 15,000 Hours • Exposed Filament • Very Cool White Light Sylvania 79616 ¦ 5W Filament LED - 60W Equal - B10 - Candelabra Base - 5000K - 2 Pack | 5000 | 80 | 500 | 100 | 15000 | 5 | 1 | 9.95 | 9.95 | 11.6916 | 2020Q3 | https://www.topbulb.com/sylvania-79616-led-b10-5w-dimmable-clear-80cri-500-lumen-5000k-15000-life-2-pack | Top Bulb | 2020 | Yes
LED Lighting | Decorative | Sylvania | True |  | LED | B10 | E26 (Medium) | Topbulb » Brands » Sylvania » LED Lamps » Filament » Sylvania 79617 ¦ 5W Filament LED - 60W Equal - B10 - 5000K - Medium Base - 2 Pack This Sylvania Ultra LED 79617 dimmable 5 watt bulb is designed for decorative applications. These bulbs produce a very white illumination light when the warmer light produced by other exposed filament bulbs is not desired. Clear glass, exposed filament style. The 15,000 hour life of this LED bulb compares to the 2000 hour life of a similar exposed filament incandescent bulb. This item is priced and shipped as a 2-Pack (multiple quantities are also 2-packs). LED Technology Notice Due to constantly evolving nature of LED technology, manufacturers will reserve the right to replace this product with next generation technology. We appreciate your understanding and acceptance of this policy. Documents Sylvania 79617 Specification Sheet 15,000 Hours • Exposed Filament • Very Cool White Light Sylvania 79617 ¦ 5W Filament LED - 60W Equal - B10 - 5000K - Medium Base - 2 Pack | 5000 | 80 | 500 | 100 | 15000 | 5 | 1 | 9.95 | 9.95 | 11.6916 | 2020Q3 | https://www.topbulb.com/sylvania-79617-led-b10-5w-dimmable-clear-80cri-500-lumen-5000k-15000-life-2-pack | Top Bulb | 2020 | Yes
LED Lighting | Reflector | Sylvania | True |  | LED | R20 | E26 (Medium) | Topbulb » LED Bulbs » LED Reflector Flood » 45W / 50W Equal » Sylvania 79618 ¦ 6.5W R20 LED - Flood - 50W Equal - 3000K - Warm Dimming This Sylvania Ultra LED reflector flood offers dimming characteristics similar to incandescent lamps with color temperature shifting from 3000K to 2000K as the lamp dims. The warmer color temperature at lower light levels mimics the effect created by traditional incandescent bulbs. These premium dimmable LED lamps are dimmable down to 10% on compatible phase-cut dimmers. See the document below for complete specifications. LED Technology Notice Due to constantly evolving nature of LED technology, manufacturers will reserve the right to replace this product with next generation technology. We appreciate your understanding and acceptance of this policy. Documents Sylvania 79618 Spec Sheet 25,000 Hours • 525 Lumens Sylvania 79618 ¦ 6.5W R20 LED - Flood - 50W Equal - 3000K - Warm Dimming | 3000 | 80 | 525 | 80.7692 | 25000 | 6.5 | 1 | 6.95 | 6.95 | 8.1665 | 2020Q3 | https://www.topbulb.com/sylvania-79618-led-ultra-se-r20-65w-dimmable-80cri-525-lumen-3000k-25000-life | Top Bulb | 2020 | Yes
LED Lighting | Reflector | Sylvania | True |  | LED | BR30 | E26 (Medium) | Topbulb » LED Bulbs » LED Reflector Flood » 65W / 75W Equal » Sylvania 79619 ¦ 10W BR30 LED - Flood - 65W Equal - 3000K - Warm Dimming This Sylvania Ultra LED reflector flood offers dimming characteristics similar to incandescent lamps with color temperature shifting from 3000K to 2000K as the lamp dims. The warmer color temperature at lower light levels mimics the effect created by traditional incandescent bulbs. These premium dimmable LED lamps are dimmable down to 10% on compatible phase-cut dimmers. See the document below for complete specifications. LED Technology Notice Due to constantly evolving nature of LED technology, manufacturers will reserve the right to replace this product with next generation technology. We appreciate your understanding and acceptance of this policy. Documents Sylvania 79619 Spec Sheet 25,000 Hours • 800 Lumens • Dimmable Sylvania 79619 ¦ 10W BR30 LED - Flood - 65W Equal - 3000K - Warm Dimming | 3000 | 80 | 800 | 80 | 25000 | 10 | 1 | 10.95 | 10.95 | 12.8667 | 2020Q3 | https://www.topbulb.com/sylvania-79619-led-ultra-se-br30-10w-dimmable-80cri-800-lumen-3000k-25000-life | Top Bulb | 2020 | Yes
LED Lighting | Decorative | Sylvania | False |  | LED | G25 | E26 (Medium) | Topbulb » LED Bulbs » LED Globe » Sylvania 79697 - 7.5W G25 LED - 60W Equal - 2700K - 2 Pack Sylvania 79697 LED7.5G25/827/10YV/RP2. This 60 watt equivalent G25 lamp only uses 7.5 watts of energy. The lamp has a color temperature of 2700K, has a CRI of 82, and is not dimmable. LED Technology Notice Due to constantly evolving nature of LED technology, manufacturers will reserve the right to replace this product with next generation technology. We appreciate your understanding and acceptance of this policy. Documents Sylvana 79697 Spec Sheet 11,000 Hours • Warm White Light • Not Dimmable Sylvania 79697 - 7.5W G25 LED - 60W Equal - 2700K - 2 Pack | 2700 | 82 | 650 | 86.6667 | 11000 | 7.5 | 1 | 11.95 | 11.95 | 14.0417 | 2020Q3 | https://www.topbulb.com/sylvania-79697-led7-5g25-827-10yv-rp2-led | Top Bulb | 2020 | Yes
LED Lighting | Decorative | Sylvania | False |  | LED | G25 | E26 (Medium) | Topbulb » LED Bulbs » LED Globe » Sylvania 79698 - 7.5W G25 LED - 60W Equal - 5000K - 2 Pack Sylvania 79698 LED7.5G25/850/10YV/RP2. This 60 watt equivalent G25 lamp only uses 7.5 watts of energy. The lamp has a color temperature of 5000K, has a CRI of 84, and is not dimmable. LED Technology Notice Due to constantly evolving nature of LED technology, manufacturers will reserve the right to replace this product with next generation technology. We appreciate your understanding and acceptance of this policy. Documents Sylvana 79698 Spec Sheet 11,000 Hours • Very Cool White Light • Not Dimmable Sylvania 79698 - 7.5W G25 LED - 60W Equal - 5000K - 2 Pack | 5000 | 84 | 650 | 86.6667 | 11000 | 7.5 | 1 | 11.95 | 11.95 | 14.0417 | 2020Q3 | https://www.topbulb.com/sylvania-79698-led7-5g25-850-10yv-rp2-led | Top Bulb | 2020 | Yes
LED Lighting | Decorative | Sylvania | False |  | LED | G25 | E26 (Medium) | Topbulb » LED Bulbs » LED Globe » Sylvania 79699 - 5.5W G25 LED - 40W Equal - 2700K - 2 Pack Sylvania 79699 LED5.5G25/827/10YV/RP2. This 40 watt equivalent G25 lamp only uses 5.5 watts of energy. The lamp has a color temperature of 2700K, has a CRI of 82, and is not dimmable. LED Technology Notice Due to constantly evolving nature of LED technology, manufacturers will reserve the right to replace this product with next generation technology. We appreciate your understanding and acceptance of this policy. Documents Sylvana 79699 Spec Sheet 11,000 Hours • Warm White Light • Not Dimmable Sylvania 79699 - 5.5W G25 LED - 40W Equal - 2700K - 2 Pack | 2700 | 82 | 465 | 84.5455 | 11000 | 5.5 | 1 | 9.95 | 9.95 | 11.6916 | 2020Q3 | https://www.topbulb.com/sylvania-79699-led5-5g25-827-10yv-rp2-led | Top Bulb | 2020 | Yes
LED Lighting | Decorative | Sylvania | False |  | LED | G25 | E26 (Medium) | Topbulb » LED Bulbs » LED Globe » Sylvania 79700 - 5.5W G25 LED - 40W Equal - 5000K - 2 Pack Sylvania 79700 LED5.5G25/850/10YV/RP2. This 40 watt equivalent G25 lamp only uses 5.5 watts of energy. The lamp has a color temperature of 5000K, has a CRI of 84, and is not dimmable. LED Technology Notice Due to constantly evolving nature of LED technology, manufacturers will reserve the right to replace this product with next generation technology. We appreciate your understanding and acceptance of this policy. Documents Sylvana 79700 Spec Sheet 11,000 Hours • Very Cool White Light • Not Dimmable Sylvania 79700 - 5.5W G25 LED - 40W Equal - 5000K - 2 Pack | 5000 | 84 | 465 | 84.5455 | 11000 | 5.5 | 1 | 9.95 | 9.95 | 11.6916 | 2020Q3 | https://www.topbulb.com/sylvania-79700-led5-5g25-850-10yv-rp2-led | Top Bulb | 2020 | Yes
LED Lighting | A-Type | GE Lighting | False |  | LED | A19 | E26 (Medium) | Topbulb » LED Bulbs » LED Standard Shape » 60W Equal » GE 75588 ¦ 9W LED Bright Stik - 60W Equal - 800 Lumens - 5000K - 3 Pack Use this GE 9 watt, medium base LED as a direct replacement for 60 watt incandescent / halogen equivalent light sources where very cool white light is desired. Especially useful in applications requiring short bulb length. Priced and shipped as a 3-Pack. LED Technology Notice Due to constantly evolving nature of LED technology, manufacturers will reserve the right to replace this product with next generation technology. We appreciate your understanding and acceptance of this policy. Utility/Government Incentives Documents GE 75588 Spec Sheet About GE Lighting Started over 130 years ago, General Electric began with Thomas Edison's invention of the world's first affordable incandescent light bulb. More than a century later, the company still brings light to the world through its products. Its modern new light technologies, such as fluorescent and LED light bulbs, cost less and are more energy efficient and environmentally friendly. GE currently works to make nearly all of their lighting products Energy Star certified. 15,000 Hours • Length 4.45" • Not Dimmable GE 75588 ¦ 9W LED Bright Stik - 60W Equal - 800 Lumens - 5000K - 3 Pack | 5000 | 80 | 800 | 88.8889 | 15000 | 9 | 1 | 10.95 | 10.95 | 12.8667 | 2020Q3 | https://www.topbulb.com/ge-75588-9w-led-a19-5000k | Top Bulb | 2020 | Yes
LED Lighting | A-Type | Green Creative | True |  | LED | A19 | E26 (Medium) | Topbulb » LED Bulbs » LED Standard Shape » 60W Equal » Green Creative 40746 - 9W A19 LED - 60W Equal - Warm White This 9A19G4DIM/927 premium 9 watt LED replacement for 60 bulbs from Green Creative features 120 volt operation and exception light distribution characteristics.See the document below for additional information and specifications. LED Technology Notice Due to constantly evolving nature of LED technology, manufacturers will reserve the right to replace this product with next generation technology. We appreciate your understanding and acceptance of this policy. Utility/Government Incentives Documents Green Creative 9A19G4DIM/927 Specification Sheet About Green Creative Green Creative, founded in 2010, is a solid state lighting development and manufacturing company based in Silicon Valley, CA. The company offers a comprehensive line of high-performance LED solutions that have been adopted by some of the largest companies in the world. Green Creative focuses on professional-grade LED lamps and fixtures that meet the high standards of commercial, institutional and industrial installations. Anchored by strongly integrated R&D capabilities and patented technology, Green Creative's innovation, performance and reliability have been recognized year after year by the Illuminating Engineering Society Progress Report, the LEDs Magazine Sapphire Awards and Lighting for Tomorrow. 25000 Hours • CRI 92 Green Creative 40746 - 9W A19 LED - 60W Equal - Warm White | 2700 | 92 | 800 | 88.8889 | 25000 | 9 | 1 | 19.95 | 19.95 | 23.442 | 2020Q3 | https://www.topbulb.com/green-creative-40746-9a19g4dim-927-9w-120v-2700k | Top Bulb | 2020 | Yes
LED Lighting | A-Type | MaxLite | True |  | LED | A19 | E26 (Medium) | Topbulb » LED Bulbs » LED Standard Shape » 60W Equal » Maxlite 9A19DLED27/G5 ¦ 9W LED - 60W Equal - A19 - 2700K MaxLite's LED Omnidirectional A-Line lamp replicate true A19 incandescents. They are suited to a wide variety of residential and commercial applications, including pendants, wall sconces and table and floor lamps. LED Technology Notice Due to constantly evolving nature of LED technology, manufacturers will reserve the right to replace this product with next generation technology. We appreciate your understanding and acceptance of this policy. Lamps • A Lamps • LED Dimmable Omni A-Lamp • 9A19DLED27/G5 Maxlite 9A19DLED27/G5 ¦ 9W LED - 60W Equal - A19 - 2700K | 2700 | 80 | 800 | 88.8889 | 25000 | 9 | 1 | 2.95 | 2.95 | 3.4664 | 2020Q3 | https://www.topbulb.com/mxl107584-maxlite-9a19dled27-g5-9w-dimmable-led-omni-a19-2700k-gen-5 | Top Bulb | 2020 | Yes
LED Lighting | A-Type | Brand Green Creative | True | Daylighting/Photocell, | General Purpose Replacement | A19 | GU24 | Damp Location Rated,Use With Timers,Use With Photo and/or Motion Sensors,Recessed Fixtures Green Creative¿ 9 Watt A-19 LED Bulb GU24 Base 120V 2,700 Kelvin Enclosed Dimmable ENERGY STAR¿ Mfg #9A19DIM/827/GU24 Green Creative® 9 Watt A-19 LED Bulb - GU24 - 120V - 2,700K - Enclosed - Dim | 2700 | 82 | 800 | 88.8889 | 25000 | 9 | 1 | 16.79 | 16.79 | 19.7289 | 2020Q2 | https://hdsupplysolutions.com/p/led-00-75-10-35/green-creative-9-watt-a-19-led-bulb-gu24-120v-2-700k-enclosed-dim-p133628 | HD Supply | 2020 | Yes
LED Lighting | Decorative | Topaz | False |  | LED |  | 2G11 | Topbulb » Brands » Topaz » LED Lamps » Plug-In » Topaz LPLLE/23/835-39 ¦ 23W LED - 40W CFL Equal - 2G11 - 3500K - Ballast Compatible This Topaz LED replacement for a 40 watt 4-pin long tube PLL fluorescent provides energy savings and reduced maintenance costs. This LED lamp is a UL Type A, direct fit replacement that works with most instant and program start electronic ballasts. The lamp features glass construction and a wide 220° beam distribution. See the document below for complete specifications. LED Technology Notice Due to constantly evolving nature of LED technology, manufacturers will reserve the right to replace this product with next generation technology. We appreciate your understanding and acceptance of this policy. Documents Topaz LPLLE/23/835-39 Spec Sheet 50,000 Hour • Instant / Program Start Compatible Topaz LPLLE/23/835-39 ¦ 23W LED - 40W CFL Equal - 2G11 - 3500K - Ballast Compatible | 3500 | 82 | 2600 | 113.0435 | 50000 | 23 | 1 | 16.95 | 16.95 | 19.9169 | 2020Q3 | https://www.topbulb.com/topaz-lplle-23-835-39-led-pll-replacement-lamp | Top Bulb | 2020 | No
LED Lighting | Decorative | Topaz | False |  | LED |  | 2G11 | Topbulb » Brands » Topaz » LED Lamps » Plug-In » Topaz LPLLE/23/840-39 ¦ 23W LED - 40W CFL Equal - 2G11 - 4000K - Ballast Compatible This Topaz LED replacement for a 40 watt 4-pin long tube PLL fluorescent provides energy savings and reduced maintenance costs. This LED lamp is a UL Type A, direct fit replacement that works with most instant and program start electronic ballasts. The lamp features glass construction and a wide 220° beam distribution. See the document below for complete specifications. LED Technology Notice Due to constantly evolving nature of LED technology, manufacturers will reserve the right to replace this product with next generation technology. We appreciate your understanding and acceptance of this policy. Documents Topaz LPLLE/23/840-39 Spec Sheet 50,000 Hour • Instant / Program Start Compatible Topaz LPLLE/23/840-39 ¦ 23W LED - 40W CFL Equal - 2G11 - 4000K - Ballast Compatible | 4000 | 82 | 2800 | 121.7391 | 50000 | 23 | 1 | 16.95 | 16.95 | 19.9169 | 2020Q3 | https://www.topbulb.com/topaz-lplle-23-840-39-led-pll-replacement-lamp | Top Bulb | 2020 | No
LED Lighting | Decorative | Ushio | True | Daylighting/Photocell, | LED | S14 | E26 (Medium) | Topbulb » LED Bulbs » LED Decorative » Ushio 1003866 - 2W 120V LED - S14 - Warm White - Medium Base - Clear The Ushio 1003866 is a 2 watt 120 volt S14 shape LED with a medium base. This bulb is a direct replacement for 11 watt incandescent. Features include: dimmable, able to cycle and flash, unique optic for dramatic appearance, AC current operation for reliability, wet location rated for indoor and outdoor use and a 50,000 hour rated life. Ushio S14 LED bulbs are built to operate in the demanding conditions of sign lighting, marquees and amusement parks. These bulbs are also designed to replicate the appearance of traditional incandescent bulbs. LED Technology Notice Due to constantly evolving nature of LED technology, manufacturers will reserve the right to replace this product with next generation technology. We appreciate your understanding and acceptance of this policy. Applications Accent Lighting Amusement Lighting Indoor and Outdoor Marquees Signs Cross References Halco 80522 S14CL1/827/LED Maxlite 71400 SKBC2.0DLED27 Maxlite 73414 SKBC2.5DLED27 Satco S9174 S14/CL/LED/120V/CD TCP LED5E26S1427K LED 5W WET LOCATION S14 - 2700 Ushio 1003866 2W LED S14 Clear 2700K WW E26 Documents Ushio Utopia LED 2W S14 Clear WW E26 Dimmer Compatibility About Ushio USHIO America, Inc., established in 1967, has developed its product technology to include a wide variety of light sources used in many different markets. Ushio's primary product focus is on discharge, halogen and LED lamp technology. Ushio has the design and production system expertise essential to making sophisticated light sources for general lighting and for specialty applications such as AV/Photo, Entertainment, Graphic Arts, Horticulture, Aquarium, Scientific/Medical, Ultraviolet and Semiconductor. Ushio 1003866 - 2W 120V LED - S14 - Warm White - Medium Base - Clear | 2700 | 80 | 100 | 50 | 50000 | 2 | 1 | 13.95 | 13.95 | 16.3918 | 2020Q3 | https://www.topbulb.com/ushio-1003866-2w-120v-led-s14-warm-white-medium-base-clear | Top Bulb | 2020 | Yes
LED Lighting | Decorative | Ushio | True | Daylighting/Photocell, | LED | CA10 | E12 (Candelabra) | Topbulb » LED Bulbs » LED Decorative » Ushio - 3W Candelabra LED - 25W Equal - Warm White The Ushio 3 watt decorative LED is a direct replacement for 25 watt incandescent candle and globe bulbs. This is an instant ON, dimmable LED that is wet location rated for indoor or outdoor use. LED Technology Notice Due to constantly evolving nature of LED technology, manufacturers will reserve the right to replace this product with next generation technology. We appreciate your understanding and acceptance of this policy. Applications Accent Lighting Ceiling Fans Chandeliers Decorative Lighting Indoor and Outdoor Ornamental Lighting Documents Ushio Utopia LED 3W CA10 Clear WW E12 Dimmer Compatibility Ushio LED Candle and Globe Brochure About Ushio USHIO America, Inc., established in 1967, has developed its product technology to include a wide variety of light sources used in many different markets. Ushio's primary product focus is on discharge, halogen and LED lamp technology. Ushio has the design and production system expertise essential to making sophisticated light sources for general lighting and for specialty applications such as AV/Photo, Entertainment, Graphic Arts, Horticulture, Aquarium, Scientific/Medical, Ultraviolet and Semiconductor. Ushio - 3W Candelabra LED - 25W Equal - Warm White | 2700 | 84 | 184 | 61.3333 | 50000 | 3 | 1 | 17.6 | 17.6 | 20.6807 | 2020Q3 | https://www.topbulb.com/ushio-3w-candelabra-led-25w-equal-warm-white | Top Bulb | 2020 | Yes
LED Lighting | Reflector | Westinghouse | True |  | LED | R16 | E26 (Medium) | Topbulb » LED Bulbs » LED PAR » LED PAR16 » Westinghouse 6R16/LED/DIM/FL/27 1CD ¦ 6W R16 LED Dimmable 2700K E26 Base 120V This item is a Westinghouse 0515500 6R16/LED/DIM/FL/27 1CD. It uses LED lighting technology and uses 6 watts. LED Technology Notice Due to constantly evolving nature of LED technology, manufacturers will reserve the right to replace this product with next generation technology. We appreciate your understanding and acceptance of this policy. Utility/Government Incentives About Westinghouse Started in 1946, Westinghouse Lighting is a family-owned, American business with a trusted, internationally recognized brand. The company carries a full line of light bulbs, fixtures, accessories and ceiling fans providing for both consumer and commercial purposes. Modern lighting technologies, changing energy compliance regulations, and shifting views on the lighting industry’s environmental responsibilities have pushed Westinghouse Lighting products to a new level of excellence. Over many years in business, the company has remained committed to offering a comprehensive line of lighting products to satisfy emerging trends as well as the needs of the replacement market. Westinghouse 6R16/LED/DIM/FL/27 1CD ¦ 6W R16 LED Dimmable 2700K E26 Base 120V | 2700 | 80 | 450 | 75 | 25000 | 6 | 1 | 7.95 | 7.95 | 9.3416 | 2020Q3 | https://www.topbulb.com/westinghouse-6r16-led-dim-fl-27-1cd-6w-r16-led-dimmable-2700k-e26-medium-base-120-volt-card-40861 | Top Bulb | 2020 | Yes
LED Lighting | A-Type | Brand Sylvania | True | Daylighting/Photocell, | General Purpose Replacement | A19 | E26 (Medium) | Damp Location Rated,Use With Timers,Use With Photo and/or Motion Sensors,Recessed Fixtures Sylvania® A-19 LED Bulb Medium Base 9 Watt 2,700 Kelvin 15,000 Average Hour Life 800 Lumens 120 Volt 80 CRI Dimmable 40° Beam Spread Mfg #LED9A19DIMO827UB Sylvania® A-19 LED Bulb, 9 Watt, 120 Volt, 2,700K, Medium Base, Package Of 6 | 2700 | 83 | 800 | 88.8889 | 25000 | 9 | 6 | 31.74 | 5.29 | 6.216 | 2020Q2 | https://hdsupplysolutions.com/p/led-00-75-10-35/sylvania-a-19-led-bulb-9-watt-120-volt-2-700k-medium-base-package-of-6-p112798 | HD Supply | 2020 | Yes
LED Lighting | A-Type | Brand TCP |  | Daylighting/Photocell, | General Purpose Replacement | A19 | E26 (Medium) | Damp Location Rated,Use With Timers,Not for Use in Recessed Fixtures,Use With Photo and/or Motion Sensors TCP® 9 Watt A-19 LED Bulb Medium Base 120 Volt 2,700 To 2,000 Kelvin 650 Lumens 80 CRI 25,000 Average Hour Life Warm Dim Technology Mimics Incandescent Replaces 60W Incandescent Bulb Mfg #LED9A19DA TCP® 9 Watt A-19 LED Bulb, Medium Base, 2700 To 2000K, 650 Lumens | 2700 | 83 | 800 | 88.8889 | 15000 | 9 | 1 | 9.49 | 9.49 | 11.1511 | 2020Q2 | https://hdsupplysolutions.com/p/led-00-75-10-35/tcp-9-watt-a-19-led-bulb-medium-base-2700-to-2000k-650-lumens-p112944 | HD Supply | 2020 | Yes
LED Lighting | Reflector | Brand Green Creative |  | Daylighting/Photocell, | Reflector (Flood/Spot) | PAR38 | E26 (Medium) | Damp Location Rated,Use With Timers,Use With Photo and/or Motion Sensors,Recessed Fixtures PAR38 120W Replacement Energy Star 120-277V PAR38 Energy Star Enclosed Rated Ideal for Replacing Low wattage HID Lamps in Downlights 5 Year Warranty, 50,000hour lifetime Energy Star 1450lms Mfg #17PAR38/940FL40/277V 17W PAR38 4000K, 120-277V, 90+ CRI Energy Star, Enclosed Rated, Package Of 6 | 4000 | 93 | 1450 | 85.2941 | 25000 | 17 | 6 | 221.37 | 36.895 | 43.3531 | 2020Q2 | https://hdsupplysolutions.com/p/led-00-75-10-35/17w-par38-4000k-120-277v-90-cri-energy-star-enclosed-rated-package-of-6-p206190 | HD Supply | 2020 | Yes
LED Lighting | Downlight | Brand Green Creative | [5 empty] | Downlight Recessed Commercial Downlight 8 Replacement Energy Star 120-277V Commercial Downlight Retrofit Energy Star 5 Year Warranty, 40,000hr Lifetime Mfg #27CDLA8/835/277V 8 120-277V Commercial Downlight, Energy Star, 3500K, Package Of 6 | 3500 | 84 | 2000 | 74.0741 | 25000 | 27 | 6 | 526.08 | 87.68 | 103.0274 | 2020Q2 | https://hdsupplysolutions.com/p/led-00-75-10-35/8-120-277v-commercial-downlight-energy-star-3500k-package-of-6-p206188 | HD Supply | 2020 | Yes
LED Lighting | A-Type | Green Creative | False | Daylighting/Photocell, | General Purpose Replacement | A19 | E26 (Medium) | Damp Location Rated,Use With Timers,Use With Photo and/or Motion Sensors,Recessed Fixtures Home / Light Bulbs / LED / Green Creative - 58037 - 9A19/827/277V Universal Voltage; Suitable for Totally Enclosed Fixtures 9W A19 LED Lamp - Universal - 800 Lumens - Warm White (2700K) - 82 CRI - 25000 Hours - E26 (Medium) - 120 to 277V (Universal) Green Creative - 58037 - 9A19/827/277V | 2700 | 83 | 800 | 88.8889 | 25000 | 9 | 1 | 2.64 | 2.64 | 3.1021 | 2020Q2 | https://shop.regencylighting.com/lamps/led/9a19-827-277v-grc.html | Regency Lighting | 2020 | Yes
LED Lighting | Reflector | Brand Viribright | True | Daylighting/Photocell, | Reflector (Flood/Spot) | R20 | E26 (Medium) | Damp Location Rated,Recessed Fixtures BR40 DL 8PK E26 1350 lumens 95 Degree Beam Angle 110-120V 15000 Hour Life Dimmable ETL Listed High 90+ CRI Shatter Resistant Design Mfg #750110 BR40 LED Flood Light, 75 Watt Equivalent, 6500K DayLight White, Pack of 8 | 4000 | 82 | 525 | 80.7692 | 25000 | 6.5 | 1 | 71.32 | 71.32 | 83.8038 | 2020Q2 | https://hdsupplysolutions.com/p/led-00-75-10-35/br40-led-flood-light-75-watt-equivalent-6500k-daylight-white-pack-of-8-p797887 | HD Supply | 2020 | No
LED Lighting | Downlight | Brand Feit | [5 empty] | Downlight Solid State Retrofit LED 10.2W Retro 75W Equivalent, 50000 Hour 10.2 Watts 120 Volts Medium Base 2700 Kelvin 925 Lumens 90 CRI 50000 Hour Life Replaces 75w Incandescent Mfg #LEDR56/927CA CAC LED 10.2W Retro 75W EQUIV, 2700K, 50000 HR | 2700 | 92 | 925 | 75.2033 | 50000 | 12.3 | 1 | 11.99 | 11.99 | 14.0887 | 2020Q2 | https://hdsupplysolutions.com/p/led-00-75-10-35/cac-led-102w-retro-75w-equiv-2700k-50000-hr-p143774 | HD Supply | 2020 | Yes
LED Lighting | Reflector | Brand Feit | True | Daylighting/Photocell, | Reflector (Flood/Spot) | PAR38 | E26 (Medium) | Damp Location Rated,Use With Timers,Use With Photo and/or Motion Sensors,Wet Location Rated,Recessed Fixtures LED 11.1w Par38 90w Equivalent, 25000 Hour 11.1 Watts 120 Volts Medium Base 3000 Kelvin 1000 Lumens 90 CRI 25000 Hour Life Replaces 90w Incandescent Mfg #PAR38DM/930CA CAC LED 11.1W Par38 90W Equiv, 3000K, 25000 Hr | 3000 | 93 | 1000 | 90.0901 | 25000 | 11.1 | 1 | 8.99 | 8.99 | 10.5636 | 2020Q2 | https://hdsupplysolutions.com/p/led-00-75-10-35/cac-led-111w-par38-90w-equiv-3000k-25000-hr-p143765 | HD Supply | 2020 | Yes
LED Lighting | A-Type | Green Creative | True | Daylighting/Photocell, | General Purpose Replacement | A19 | E26 (Medium) | Damp Location Rated,Use With Timers,Use With Photo and/or Motion Sensors,Recessed Fixtures Home / Light Bulbs / LED / Green Creative - 97780 - 9A19DIM/827 Suitable for Damp Locations; Not For Use in Totally Enclosed Fixtures 9W A19 LED Lamp - Universal - 800 Lumens - Warm White (2700K) - 82 CRI - 25000 Hours - E26 (Medium) - 120 to 130V - Frost Green Creative - 97780 - 9A19DIM/827 | 2700 | 83 | 800 | 88.8889 | 25000 | 9 | 1 | 2.64 | 2.64 | 3.1021 | 2020Q2 | https://shop.regencylighting.com/lamps/led/9a19dim-827-grc.html | Regency Lighting | 2020 | Yes
LED Lighting | Reflector | Brand Generic | True | Daylighting/Photocell, | Reflector (Flood/Spot) | PAR38 | E26 (Medium) | Damp Location Rated,Use With Timers,Use With Photo and/or Motion Sensors,Wet Location Rated,Recessed Fixtures CAC LED 15.5W Par38 120W Equivalent, 25,000 Hour 15.5 Watts 120 Volts E26 Base 3000 Kelvin 1400 Lumens 90 CRI 25,000 Hour Life Replaces 120W Incandescent Mfg #PAR38DM/1400/930CA CAC LED 15.5W Par38 120W Equiv, 3000K, 25000 Hr | 3000 | 92 | 1400 | 90.3226 | 25000 | 15.5 | 1 | 14.99 | 14.99 | 17.6138 | 2020Q2 | https://hdsupplysolutions.com/p/led-00-75-10-35/cac-led-155w-par38-120w-equiv-3000k-25000-hr-p132849 | HD Supply | 2020 | Yes
LED Lighting | A-Type | Green Creative | True | Daylighting/Photocell, | General Purpose Replacement | A19 | GU24 | Damp Location Rated,Use With Timers,Use With Photo and/or Motion Sensors,Recessed Fixtures Home / Light Bulbs / LED / Green Creative - 57831 - 9A19DIM/827/GU24 Replaced 13 Watt CFL; Energy Star Certified; Not for Use in Totally Enclosed Fixtures; Damp Location Rated 9W A19 LED Lamp - Universal - 800 Lumens - Warm White (2700K) - 80 CRI - 25000 Hours - GU24 (Bi-Pin / Twist & Lock) - 120 to 130V - Frost Green Creative - 57831 - 9A19DIM/827/GU24 | 2700 | 82 | 800 | 88.8889 | 25000 | 9 | 1 | 5.27 | 5.27 | 6.1925 | 2020Q2 | https://shop.regencylighting.com/lamps/led/9a19dim-827-gu24-grc.html | Regency Lighting | 2020 | Yes
LED Lighting | A-Type | Maxlite | False |  | General Purpose Replacement | A19 | E26 (Medium) | Damp Location Rated,Not for Use in Recessed Fixtures Home / Light Bulbs / LED / Maxlite - 107812 - 9A19ND27/G2 25000 Hour Life; Energy Star Certified 9W A19 LED Lamp - Universal - 800 Lumens - Warm White (2700K) - 82 CRI - 25000 Hours - E26 (Medium) - 120 to 130V Maxlite - 107812 - 9A19ND27/G2 | 2700 | 82 | 800 | 88.8889 | 15000 | 9 | 1 | 2.63 | 2.63 | 3.0904 | 2020Q2 | https://shop.regencylighting.com/lamps/led/9a19nd27-g2-mxt.html | Regency Lighting | 2020 | Yes
LED Lighting | Decorative | Brand Generic | True |  | Other | BA11 | E12 (Candelabra) | Damp Location Rated CAC LED 3.3 Watt Flame Tip Frost 40 Watt Equivalent 15,000 Hour 2-pack Candelabra Base 3.3 Watt 120 Volt E12 Base 2700 Kelvin 300 Lumens 90 CRI 15,000 Hour Life Replaces 40W Incandescent Mfg #BPCFF40927CAFIL/2/RP CAC LED 3.3W Flame Tip Frost 40W Equiv 2700K, 15000 Hr 2-Pack | 2700 | 93 | 300 | 90.9091 | 15000 | 3.3 | 1 | 8.04 | 8.04 | 9.4473 | 2020Q2 | https://hdsupplysolutions.com/p/led-00-75-10-35/cac-led-33w-flame-tip-frost-40w-equiv-2700k-15000-hr-2-pack-p132834 | HD Supply | 2020 | Yes
LED Lighting | Decorative | Brand Generic | True | Daylighting/Photocell, | Decorative | B10 | E12 (Candelabra) | Use With Timers,Use With Photo and/or Motion Sensors,Recessed Fixtures,Damp Location Rated CAC LED 3.3 Watt Torpedo Clear 40 Watt Equivalent 15,000 Hour 2-Pack 3.3 Watt 120 Volt E12 Base 2700 Kelvin 300 Lumens 90 CRI 15,000 Hour Life Replaces 40W Incandescent Mfg #BPCTC40927CA/FIL2/RP CAC LED 3.3W Torpedo Clear 40W Equiv 2700K, 15000 Hr 2-Pack | 2700 | 92 | 300 | 90.9091 | 15000 | 3.3 | 1 | 8.99 | 8.99 | 10.5636 | 2020Q2 | https://hdsupplysolutions.com/p/led-00-75-10-35/cac-led-33w-torpedo-clear-40w-equiv-2700k-15000-hr-2-pack-p132833 | HD Supply | 2020 | Yes
LED Lighting | Decorative | Brand Generic | True |  | Globe | G25 | E26 (Medium) | Damp Location Rated,Filament Style CAC LED 3.8W G25 Clear 40W Equivalent, 15,000 Hour 2-pack 3.8 Watts 120 Volts E26 Base 2700 Kelvin 350 Lumens 90 CRI 15,000 Hour Life Replaces 40W Incandescent Mfg #G2540/927CA/FIL/3/RP CAC LED 3.8W G25 Clear 40W Equiv, 2700K, 15000 Hr 3-Pack | 2700 | 92 | 350 | 92.1053 | 15000 | 3.8 | 1 | 16.99 | 16.99 | 19.9639 | 2020Q2 | https://hdsupplysolutions.com/p/led-00-75-10-35/cac-led-38w-g25-clear-40w-equiv-2700k-15000-hr-3-pack-p132837 | HD Supply | 2020 | Yes
LED Lighting | Decorative | Brand Generic | True |  | Globe | G25 | E26 (Medium) | Damp Location Rated,Filament Style CAC LED 3.8W G25 White 40W Equivalent, 15,000 Hour 2-pack 3.8 Watts 120 Volts E26 Base 2700 Kelvin 350 Lumens 90 CRI 15,000 Hour Life Replaces 40W Incandescent Mfg #G2540W927CA/FIL/3/RP CAC LED 3.8W G25 White 40W Equiv, 2700K, 15000 Hr 3-Pack | 2700 | 92 | 350 | 92.1053 | 15000 | 3.8 | 1 | 13.99 | 13.99 | 16.4388 | 2020Q2 | https://hdsupplysolutions.com/p/led-00-75-10-35/cac-led-38w-g25-white-40w-equiv-2700k-15000-hr-3-pack-p132847 | HD Supply | 2020 | Yes
LED Lighting | Decorative | Brand Generic | True | Daylighting/Photocell, | Decorative | BA10 | E12 (Candelabra) | Use With Timers,Use With Photo and/or Motion Sensors,Recessed Fixtures,Damp Location Rated CAC LED 5.5 Watt Flame Tip Frost 60 Watt Equivalent, 15,000 Hour 2-pack Candelabra Base 5.5 Watt 120 Volt E12 Base 2700 Kelvin 500 Lumens 90 CRI 15,000 Hour Life Replaces 60W Incandescent Mfg #BPCFF60927CAFIL/2/RP CAC LED 5.5W Flame Tip Frost 60W Equiv, 2700K, 15000 Hr 2-Pack | 2700 | 93 | 500 | 90.9091 | 15000 | 5.5 | 1 | 9.88 | 9.88 | 11.6094 | 2020Q2 | https://hdsupplysolutions.com/p/led-00-75-10-35/cac-led-55w-flame-tip-frost-60w-equiv-2700k-15000-hr-2-pack-p132836 | HD Supply | 2020 | Yes
LED Lighting | A-Type | Maxlite | False |  | General Purpose Replacement | A19 | E26 (Medium) | Damp Location Rated,Not for Use in Recessed Fixtures Home / Light Bulbs / LED / Maxlite - 107813 - 9A19ND30/G2 25000 Hour Life; Energy Star Certified 9W A19 LED Lamp - Universal - 800 Lumens - Warm White (3000K) - 83 CRI - 25000 Hours - E26 (Medium) - 120 to 130V Maxlite - 107813 - 9A19ND30/G2 | 3000 | 83 | 800 | 88.8889 | 15000 | 9 | 50 | 131.5 | 2.63 | 3.0904 | 2020Q2 | https://shop.regencylighting.com/lamps/led/9a19nd30-g2-mxt.html | Regency Lighting | 2020 | Yes
LED Lighting | Reflector | Brand Feit | True | Daylighting/Photocell, | Reflector (Flood/Spot) | PAR20 | E26 (Medium) | Damp Location Rated,Use With Timers,Use With Photo and/or Motion Sensors,Wet Location Rated,Recessed Fixtures LED 5w Par20 50w Equivalent, 25000 Hour 5 Watts 120 Volts Medium Base 3000 Kelvin 450 Lumens 90 CRI 25000 Hour Life Replaces 50w Incandescent Mfg #PAR20DM/930CA CAC LED 5W Par20 50W Equiv, 3000K, 25000 Hr | 3000 | 93 | 450 | 90 | 25000 | 5 | 1 | 5.49 | 5.49 | 6.451 | 2020Q2 | https://hdsupplysolutions.com/p/led-00-75-10-35/cac-led-5w-par20-50w-equiv-3000k-25000-hr-p143764 | HD Supply | 2020 | Yes
LED Lighting | Reflector | Brand Generic | True |  | Reflector (Flood/Spot) | R20 | E26 (Medium) | Damp Location Rated,Recessed Fixtures LED Bulb 5 Watt 5 Watt 120 Volt Medium Base 2700 Kelvin 450 Lumens 90+ CRI 25,000 Hour Life Replaces 45W Incandescent Mfg #R20DM/927CA/2 CAC LED 5W R20 45W Equiv, 2700K, 25000 Hr 2-Pack | 2700 | 92 | 450 | 90 | 25000 | 5 | 1 | 9.99 | 9.99 | 11.7386 | 2020Q2 | https://hdsupplysolutions.com/p/led-00-75-10-35/cac-led-5w-r20-45w-equiv-2700k-25000-hr-2-pack-p135710 | HD Supply | 2020 | Yes
LED Lighting | Reflector | Brand Feit | True | Daylighting/Photocell, | Reflector (Flood/Spot) | PAR16 | GU10 | Damp Location Rated,Use With Timers,Use With Photo and/or Motion Sensors,Wet Location Rated,Recessed Fixtures LED 6.6 Watt Mr16 50 Watt Equivalent, 25000 Hour GU10 Base 6.6 Watt 120 Volt 3000 Kelvin 500 Lumens 90 CRI 25000 Hour Life Replaces 50W Incandescent Mfg #BPMR16GU10/500/930CA CAC LED 6.6W MR16 Gu10 50W Equivalent, 3000K, 25000 Hr | 3000 | 92 | 450 | 75 | 25000 | 6 | 1 | 4.93 | 4.93 | 5.7929 | 2020Q2 | https://hdsupplysolutions.com/p/led-00-75-10-35/cac-led-66w-mr16-gu10-50w-equivalent-3000k-25000-hr-p143770 | HD Supply | 2020 | Yes
LED Lighting | Reflector | Brand Generic | True |  | Reflector (Flood/Spot) | BR30 | E26 (Medium) | Damp Location Rated,Recessed Fixtures LED BulbBR30 7.2 Watt 120 Volt Medium Base 2700 Kelvin 650 Lumens 90+ CRI 25,000 Hour Life Replaces 65W Incandescent Dimmable FCC Compliant/RoHS Compliant 100% Mercury Free Suitable For Damp Locations Diameter 3.75 Mfg #BR30DM/927CA/6 CAC LED 7.2W BR30 65W Equiv, 2700K, 25000 Hr 6-Pack | 2700 | 92 | 650 | 90.2778 | 25000 | 7.2 | 1 | 36.99 | 36.99 | 43.4647 | 2020Q2 | https://hdsupplysolutions.com/p/led-00-75-10-35/cac-led-72w-br30-65w-equiv-2700k-25000-hr-6-pack-p135711 | HD Supply | 2020 | Yes
LED Lighting | Downlight | Brand Feit | [5 empty] | Downlight Solid State Retrofit LED 7.2w Retro 50w Equivalent, 50000 Hour 7.2 Watts 120 Volts Medium Base 2700 Kelvin 540 Lumens 90 CRI 50000 Hour Life Replaces 50w Incandescent Mfg #LEDR4/927CA CAC LED 7.2W Retro 50W EQUIV, 2700K, 50000 HR | 2700 | 94 | 540 | 75 | 50000 | 7.2 | 1 | 10.99 | 10.99 | 12.9137 | 2020Q2 | https://hdsupplysolutions.com/p/led-00-75-10-35/cac-led-72w-retro-50w-equiv-2700k-50000-hr-p143773 | HD Supply | 2020 | Yes
LED Lighting | Reflector | Brand Generic | True | Daylighting/Photocell, | Reflector (Flood/Spot) | PAR30L | E26 (Medium) | Damp Location Rated,Use With Timers,Use With Photo and/or Motion Sensors,Recessed Fixtures LED Bulb PAR 30L 8.3 Watt 120 Volt Medium Base 3000 Kelvin 750 Lumens 90+ CRI 25,000 Hour Life Replaces 75W Incandescent Mfg #PAR30LDM/930CA CAC LED 8.3W Par30L 75W Equiv, 3000K, 25000 Hr | 3000 | 93 | 750 | 90.3614 | 25000 | 8.3 | 1 | 7.99 | 7.99 | 9.3886 | 2020Q2 | https://hdsupplysolutions.com/p/led-00-75-10-35/cac-led-83w-par30l-75w-equiv-3000k-25000-hr-p135709 | HD Supply | 2020 | Yes
LED Lighting | A-Type | Green Creative | False | Daylighting/Photocell, | General Purpose Replacement | A19 | E26 (Medium) | Damp Location Rated,Use With Timers,Use With Photo and/or Motion Sensors,Recessed Fixtures Home / Light Bulbs / LED / LED A-Line / Green Creative - 58037 - 9A19/827/277V Universal Voltage; Suitable for Totally Enclosed Fixtures 9W A19 LED Lamp - Universal - 800 Lumens - Warm White (2700K) - 82 CRI - 25000 Hours - E26 (Medium) - 120 to 277V (Universal) Green Creative - 58037 - 9A19/827/277V | 2700 | 83 | 800 | 88.8889 | 25000 | 9 | 1 | 2.64 | 2.64 | 3.1021 | 2020Q2 | https://shop.regencylighting.com/lamps/led/a-line/9a19-827-277v-grc.html | Regency Lighting | 2020 | Yes
LED Lighting | A-Type | Green Creative | True | Daylighting/Photocell, | General Purpose Replacement | A19 | E26 (Medium) | Damp Location Rated,Use With Timers,Use With Photo and/or Motion Sensors,Recessed Fixtures Home / Light Bulbs / LED / LED A-Line / Green Creative - 97780 - 9A19DIM/827 Suitable for Damp Locations; Not For Use in Totally Enclosed Fixtures 9W A19 LED Lamp - Universal - 800 Lumens - Warm White (2700K) - 82 CRI - 25000 Hours - E26 (Medium) - 120 to 130V - Frost Green Creative - 97780 - 9A19DIM/827 | 2700 | 83 | 800 | 88.8889 | 25000 | 9 | 1 | 2.64 | 2.64 | 3.1021 | 2020Q2 | https://shop.regencylighting.com/lamps/led/a-line/9a19dim-827-grc.html | Regency Lighting | 2020 | Yes
LED Lighting | A-Type | Green Creative | True | Daylighting/Photocell, | General Purpose Replacement | A19 | GU24 | Damp Location Rated,Use With Timers,Use With Photo and/or Motion Sensors,Recessed Fixtures Home / Light Bulbs / LED / LED A-Line / Green Creative - 57831 - 9A19DIM/827/GU24 Replaced 13 Watt CFL; Energy Star Certified; Not for Use in Totally Enclosed Fixtures; Damp Location Rated 9W A19 LED Lamp - Universal - 800 Lumens - Warm White (2700K) - 80 CRI - 25000 Hours - GU24 (Bi-Pin / Twist & Lock) - 120 to 130V - Frost Green Creative - 57831 - 9A19DIM/827/GU24 | 2700 | 82 | 800 | 88.8889 | 25000 | 9 | 1 | 5.27 | 5.27 | 6.1925 | 2020Q2 | https://shop.regencylighting.com/lamps/led/a-line/9a19dim-827-gu24-grc.html | Regency Lighting | 2020 | Yes
LED Lighting | Reflector | Brand Generic | True |  | Reflector (Flood/Spot) | BR40 | E26 (Medium) | Damp Location Rated,Recessed Fixtures CAC LED 9.4W Br40 65W Equivalent, 25,000 Hour 2-pack 9.4 Watts 120 Volts E26 Base 2700 Kelvin 850 Lumens 90 CRI 25,000 Hour Life Replaces 65W Incandescent Mfg #BR40DM/927CA/2 CAC LED 9.4W Br40 65W Equiv, 2700K, 25000 Hr 2-Pack | 2700 | 92 | 850 | 90.4255 | 25000 | 9.4 | 1 | 17.99 | 17.99 | 21.1389 | 2020Q2 | https://hdsupplysolutions.com/p/led-00-75-10-35/cac-led-94w-br40-65w-equiv-2700k-25000-hr-2-pack-p132848 | HD Supply | 2020 | Yes
LED Lighting | A-Type | Maxlite | False |  | General Purpose Replacement | A19 | E26 (Medium) | Damp Location Rated,Not for Use in Recessed Fixtures Home / Light Bulbs / LED / LED A-Line / Maxlite - 107812 - 9A19ND27/G2 25000 Hour Life; Energy Star Certified 9W A19 LED Lamp - Universal - 800 Lumens - Warm White (2700K) - 82 CRI - 25000 Hours - E26 (Medium) - 120 to 130V Maxlite - 107812 - 9A19ND27/G2 | 2700 | 82 | 800 | 88.8889 | 15000 | 9 | 1 | 2.63 | 2.63 | 3.0904 | 2020Q2 | https://shop.regencylighting.com/lamps/led/a-line/9a19nd27-g2-mxt.html | Regency Lighting | 2020 | Yes
LED Lighting | A-Type | Maxlite | False |  | General Purpose Replacement | A19 | E26 (Medium) | Damp Location Rated,Not for Use in Recessed Fixtures Home / Light Bulbs / LED / LED A-Line / Maxlite - 107813 - 9A19ND30/G2 25000 Hour Life; Energy Star Certified 9W A19 LED Lamp - Universal - 800 Lumens - Warm White (3000K) - 83 CRI - 25000 Hours - E26 (Medium) - 120 to 130V Maxlite - 107813 - 9A19ND30/G2 | 3000 | 83 | 800 | 88.8889 | 15000 | 9 | 50 | 131.5 | 2.63 | 3.0904 | 2020Q2 | https://shop.regencylighting.com/lamps/led/a-line/9a19nd30-g2-mxt.html | Regency Lighting | 2020 | Yes
LED Lighting | A-Type | Maxlite | True |  | General Purpose Replacement | A19 | E26 (Medium) | Damp Location Rated Home / Light Bulbs / LED / LED A-Line / Maxlite - 14099394 - E9A19DLED27/G6 Enclosed Rated 9W A19 LED Lamp - Universal - 800 Lumens - Warm White (2700K) - 81 CRI - 25000 Hours - E26 (Medium) - 120 to 130V Maxlite - 14099394 - E9A19DLED27/G6 | 2700 | 82 | 800 | 88.8889 | 25000 | 9 | 1 | 3.22 | 3.22 | 3.7836 | 2020Q2 | https://shop.regencylighting.com/lamps/led/a-line/e9a19dled27-g6-mxt.html | Regency Lighting | 2020 | Yes
LED Lighting | Reflector | Brand TCP | True |  | Reflector (Flood/Spot) | PAR30 | E26 (Medium) | Wet Location Rated,Recessed Fixtures CAC LED Bulb TCP 10W PAR30 75W Equivalent 2700K Dimmable 10 Watt 2,700 Kelvin 25,000 Average Hour Life 750 Lumens Medium Base 120 Volt 90 CRI Dimmable Replaces 75W Halogen Bulb Mfg #L75P30D2527KFLCQ Mfg #L75P30D2527KFLCQ CAC LED Bulb TCP 10W PAR30 75W Equivalent 2700K Dimmable | 2700 | 93 | 750 | 75 | 25000 | 10 | 1 | 16.26 | 16.26 | 19.1061 | 2020Q2 | https://hdsupplysolutions.com/p/led-00-75-10-35/cac-led-bulb-tcp-10w-par30-75w-equivalent-2700k-dimmable-p238233 | HD Supply | 2020 | Yes
LED Lighting | A-Type | Maxlite | True |  | General Purpose Replacement | A19 | E26 (Medium) | Damp Location Rated,Recessed Fixtures Home / Light Bulbs / LED / LED A-Line / Maxlite - 14099394 - E9A19DLED27/G8 Enclosed Rated; Damp Location Rated; Energy Star Certified 9W A19 LED Lamp - 800 Lumens - Warm White (2700K) - 80 CRI - 25000 hrs. - E26 (Medium) - 120 to 130V - Frost Maxlite - 14099394 - E9A19DLED27/G8 | 2700 | 83 | 800 | 88.8889 | 25000 | 9 | 1 | 3.4 | 3.4 | 3.9951 | 2020Q2 | https://shop.regencylighting.com/lamps/led/a-line/e9a19dled27-g8-mxt.html | Regency Lighting | 2020 | Yes
LED Lighting | A-Type | Maxlite | True |  | General Purpose Replacement | A19 | E26 (Medium) | Damp Location Rated Home / Light Bulbs / LED / LED A-Line / Maxlite - 14099397 - E9A19DLED30/G6 Enclosed Rated 9W A19 LED Lamp - Universal - 800 Lumens - Warm White (3000K) - 82 CRI - 25000 Hours - E26 (Medium) - 120 to 130V Maxlite - 14099397 - E9A19DLED30/G6 | 3000 | 83 | 800 | 88.8889 | 25000 | 9 | 1 | 3.22 | 3.22 | 3.7836 | 2020Q2 | https://shop.regencylighting.com/lamps/led/a-line/e9a19dled30-g6-mxt.html | Regency Lighting | 2020 | Yes
LED Lighting | A-Type | Maxlite | True |  | General Purpose Replacement | A19 | E26 (Medium) | Damp Location Rated,Recessed Fixtures Home / Light Bulbs / LED / LED A-Line / Maxlite - 14099397 - E9A19DLED30/G7 Suitable for Damp Locations; Suitable for Fully Enclosed Fixtures 9W A19 LED Lamp - Universal - 800 Lumens - Warm White (3000K) - 88 CRI - 25000 hrs. - E26 (Medium) - 120 to 130V Maxlite - 14099397 - E9A19DLED30/G7 | 3000 | 82 | 800 | 88.8889 | 25000 | 9 | 1 | 3.22 | 3.22 | 3.7836 | 2020Q2 | https://shop.regencylighting.com/lamps/led/a-line/e9a19dled30-g7-mxt.html | Regency Lighting | 2020 | Yes
LED Lighting | A-Type | Maxlite | True |  | General Purpose Replacement | A19 | E26 (Medium) | Damp Location Rated Home / Light Bulbs / LED / LED A-Line / Maxlite - 14099398 - E9A19DLED40/G6 Enclosed Rated 9W A19 LED Lamp - Universal - 800 Lumens - Cool White (4000K) - 84 CRI - 25000 Hours - E26 (Medium) - 120 to 130V Maxlite - 14099398 - E9A19DLED40/G6 | 4000 | 84 | 800 | 88.8889 | 25000 | 9 | 1 | 3.22 | 3.22 | 3.7836 | 2020Q2 | https://shop.regencylighting.com/lamps/led/a-line/e9a19dled40-g6-mxt.html | Regency Lighting | 2020 | Yes
LED Lighting | Reflector | Brand TCP | True |  | Reflector (Flood/Spot) | PAR30 | E26 (Medium) | Wet Location Rated,Recessed Fixtures CAC LED Bulb TCP 13W PAR30 75W Equivalent 3000K NFL WL Dimmable 13 Watt 3,000 Kelvin 25,000 Average Hour Life 900 Lumens Medium Base 120 Volt 90 CRI Dimmable Replaces 75W Halogen Bulb Mfg #L75P30D2530KNFLCQ Mfg #L75P30D2530KNFLCQ CAC LED Bulb TCP 13W PAR30 75W Equivalent 3000K NFL WL Dimmable | 3000 | 93 | 750 | 75 | 25000 | 10 | 1 | 15.57 | 15.57 | 18.2954 | 2020Q2 | https://hdsupplysolutions.com/p/led-00-75-10-35/cac-led-bulb-tcp-13w-par30-75w-equivalent-3000k-nfl-wl-dimmable-p238248 | HD Supply | 2020 | Yes
LED Lighting | Reflector | Brand TCP | True |  | Reflector (Flood/Spot) | PAR30S | E26 (Medium) | Wet Location Rated,Recessed Fixtures CAC LED Bulb TCP 13W PAR30S 75W Equivalent 3000K NFL WL Dimmable 13 Watt 3,000 Kelvin 25,000 Average Hour Life 900 Lumens Medium Base 120 Volt 90 CRI Dimmable Replaces 75W Halogen Bulb Mfg #L75P30SD2530KNFLCQ Mfg #L75P30SD2530KNFLCQ CAC LED Bulb TCP 13W PAR30S 75W Equivalent 3000K NFL WL Dimmable | 3000 | 93 | 750 | 78.9474 | 25000 | 9.5 | 1 | 13.99 | 13.99 | 16.4388 | 2020Q2 | https://hdsupplysolutions.com/p/led-00-75-10-35/cac-led-bulb-tcp-13w-par30s-75w-equivalent-3000k-nfl-wl-dimmable-p238249 | HD Supply | 2020 | Yes
LED Lighting | Reflector | Brand TCP | True |  | Reflector (Flood/Spot) | BR40 | E26 (Medium) | Damp Location Rated,Recessed Fixtures CAC LED Bulb TCP 16W BR40 85W Equivalent 2700K Dimmable 16 Watt 2,700 Kelvin 25,000 Average Hour Life 1,200 Lumens Medium Base 120 Volt 90 CRI Dimmable Replaces 85W Incandescent Bulb Mfg #L85BR40D2527KCQ Mfg #L85BR40D2527KCQ CAC LED Bulb TCP 16W BR40 85W Equivalent 2700K Dimmable | 2700 | 91 | 1065 | 78.8889 | 25000 | 13.5 | 1 | 13.79 | 13.79 | 16.2038 | 2020Q2 | https://hdsupplysolutions.com/p/led-00-75-10-35/cac-led-bulb-tcp-16w-br40-85w-equivalent-2700k-dimmable-p238238 | HD Supply | 2020 | Yes
LED Lighting | Reflector | Brand TCP | True |  | Reflector (Flood/Spot) | BR40 | E26 (Medium) | Damp Location Rated,Recessed Fixtures CAC LED Bulb TCP 16W BR40 85W Equivalent 3000K Dimmable 16 Watt 3,000 Kelvin 25,000 Average Hour Life 1,200 Lumens Medium Base 120 Volt 90 CRI Dimmable Replaces 85W Incandescent Bulb Mfg #L85BR40D2530KCQ Mfg #L85BR40D2530KCQ CAC LED Bulb TCP 16W BR40 85W Equivalent 3000K Dimmable | 3000 | 93 | 1065 | 78.8889 | 25000 | 13.5 | 1 | 9.99 | 9.99 | 11.7386 | 2020Q2 | https://hdsupplysolutions.com/p/led-00-75-10-35/cac-led-bulb-tcp-16w-br40-85w-equivalent-3000k-dimmable-p238239 | HD Supply | 2020 | Yes
LED Lighting | Reflector | Brand TCP | True |  | Reflector (Flood/Spot) | PAR38 | E26 (Medium) | Wet Location Rated,Recessed Fixtures CAC LED Bulb TCP 18.5W PAR38 120W Equivalent 3000K FL WL Dimmable 18.5 Watt 3,000 Kelvin 25,000 Average Hour Life 1,390 Lumens Medium Base 120 Volt 90 CRI Dimmable Replaces 120W Halogen Bulb Mfg #L90P38D2530KFLCQ Mfg #L90P38D2530KFLCQ CAC LED Bulb TCP 18.5W PAR38 120W Equivalent 3000K FL WL Dimmable | 3000 | 94 | 1000 | 76.9231 | 25000 | 13 | 1 | 20.99 | 20.99 | 24.6641 | 2020Q2 | https://hdsupplysolutions.com/p/led-00-75-10-35/cac-led-bulb-tcp-185w-par38-120w-equivalent-3000k-fl-wl-dimmable-p238245 | HD Supply | 2020 | Yes
LED Lighting | Reflector | Brand TCP | True |  | Reflector (Flood/Spot) | PAR38 | E26 (Medium) | Wet Location Rated,Recessed Fixtures CAC LED Bulb TCP 18.5W PAR38 120W Equivalent 3000K NFL WL Dimmable 18.5 Watt 3,000 Kelvin 25,000 Average Hour Life 1,390 Lumens Medium Base 120 Volt 90 CRI Dimmable Replaces 120W Halogen Bulb Mfg #L90P38D2530KNFLCQ Mfg #L90P38D2530KNFLCQ CAC LED Bulb TCP 18.5W PAR38 120W Equivalent 3000K NFL WL Dimmable | 3000 | 94 | 1000 | 76.9231 | 25000 | 13 | 1 | 19.99 | 19.99 | 23.489 | 2020Q2 | https://hdsupplysolutions.com/p/led-00-75-10-35/cac-led-bulb-tcp-185w-par38-120w-equivalent-3000k-nfl-wl-dimmable-p238246 | HD Supply | 2020 | Yes
LED Lighting | A-Type | Maxlite | True |  | General Purpose Replacement | A19 | E26 (Medium) | Damp Location Rated,Recessed Fixtures Home / Light Bulbs / LED / LED A-Line / Maxlite - 14099398 - E9A19DLED40/G7 Suitable for Damp Locations; Suitable for Fully Enclosed Fixtures; Energy Star Qualified 9W A19 LED Lamp - Universal - 800 Lumens - Cool White (4000K) - 80 CRI - 25000 hrs. - E26 (Medium) - 120 to 130V Maxlite - 14099398 - E9A19DLED40/G7 | 4000 | 83 | 800 | 88.8889 | 25000 | 9 | 1 | 3.4 | 3.4 | 3.9951 | 2020Q2 | https://shop.regencylighting.com/lamps/led/a-line/e9a19dled40-g7-mxt.html | Regency Lighting | 2020 | Yes
LED Lighting | A-Type | Maxlite | True |  | General Purpose Replacement | A19 | GU24 | Damp Location Rated Home / Light Bulbs / LED / LED A-Line / Maxlite - 14099408 - E9A19GUDLED27/G6 Enclosed Rated 9W A19 LED Lamp - Universal - 800 Lumens - Warm White (2700K) - 80 CRI - 25000 Hours - GU24 (Bi-Pin / Twist & Lock) - 120 to 130V Maxlite - 14099408 - E9A19GUDLED27/G6 | 2700 | 82 | 800 | 88.8889 | 25000 | 9 | 1 | 3.59 | 3.59 | 4.2184 | 2020Q2 | https://shop.regencylighting.com/lamps/led/a-line/e9a19gudled27-g6-mxt.html | Regency Lighting | 2020 | Yes
LED Lighting | Reflector | Brand TCP | True |  | Reflector (Flood/Spot) | R20 | E26 (Medium) | Damp Location Rated,Recessed Fixtures CAC LED Bulb TCP 7W R20 50W Equivalent 2700K Dimmable 7 Watt 2,700 Kelvin 25,000 Average Hour Life 525 Lumens Medium Base 120 Volt 90 CRI Dimmable Replaces 50W Incandescent Bulb Mfg #L50R20D2527KCQ Mfg #L50R20D2527KCQ CAC LED Bulb TCP 7W R20 50W Equivalent 2700K Dimmable | 2700 | 93 | 525 | 75 | 25000 | 7 | 1 | 4.99 | 4.99 | 5.8634 | 2020Q2 | https://hdsupplysolutions.com/p/led-00-75-10-35/cac-led-bulb-tcp-7w-r20-50w-equivalent-2700k-dimmable-p238240 | HD Supply | 2020 | Yes
LED Lighting | Reflector | Brand TCP | True |  | Reflector (Flood/Spot) | R20 | E26 (Medium) | Damp Location Rated,Recessed Fixtures CAC LED Bulb TCP 7W R20 50W Equivalent 3000K Dimmable 7 Watt 3,000 Kelvin 25,000 Average Hour Life 525 Lumens Medium Base 120 Volt 90 CRI Dimmable Replaces 50W Incandescent Bulb Mfg #L50R20D2530KCQ Mfg #L50R20D2530KCQ CAC LED Bulb TCP 7W R20 50W Equivalent 3000K Dimmable | 3000 | 94 | 525 | 75 | 25000 | 7 | 1 | 8.87 | 8.87 | 10.4226 | 2020Q2 | https://hdsupplysolutions.com/p/led-00-75-10-35/cac-led-bulb-tcp-7w-r20-50w-equivalent-3000k-dimmable-p238241 | HD Supply | 2020 | Yes
LED Lighting | Reflector | Brand TCP | True |  | Reflector (Flood/Spot) | PAR16 | GU10 | Damp Location Rated,Recessed Fixtures CAC LED Bulb TCP 8W GU10 MR16 50W Equivalent 3000K Dimmable 8 Watt 3,000 Kelvin 25,000 Average Hour Life 500 Lumens GU-10 Base 120 Volt 90 CRI Dimmable Replaces 50W Halogen Bulb Mfg #L50MR16GUD2530KFLCQ Mfg #L50MR16GUD2530KFLCQ CAC LED Bulb TCP 8W GU10 MR16 50W Equivalent 3000K Dimmable | 3000 | 94 | 500 | 71.4286 | 25000 | 7 | 1 | 8.63 | 8.63 | 10.1406 | 2020Q2 | https://hdsupplysolutions.com/p/led-00-75-10-35/cac-led-bulb-tcp-8w-gu10-mr16-50w-equivalent-3000k-dimmable-p238242 | HD Supply | 2020 | Yes
LED Lighting | Reflector | Brand TCP | True |  | Reflector (Flood/Spot) | PAR20 | E26 (Medium) | Wet Location Rated,Recessed Fixtures CAC LED Bulb TCP 8W PAR20 50W Equivalent 3000K Dimmable 8 Watt 2,700 Kelvin 25,000 Average Hour Life 500 Lumens Medium Base 120 Volt 90 CRI Dimmable Replaces 50W Halogen Bulb Mfg #L50P20D2527KFLCQ Mfg #L50P20D2527KFLCQ CAC LED Bulb TCP 8W PAR20 50W Equivalent 3000K Dimmable | 2700 | 93 | 550 | 78.5714 | 25000 | 7 | 1 | 11.01 | 11.01 | 12.9372 | 2020Q2 | https://hdsupplysolutions.com/p/led-00-75-10-35/cac-led-bulb-tcp-8w-par20-50w-equivalent-3000k-dimmable-p238235 | HD Supply | 2020 | Yes
LED Lighting | Reflector | Brand TCP | True |  | Reflector (Flood/Spot) | BR30 | E26 (Medium) | Damp Location Rated,Recessed Fixtures CAC LED Bulb TCP 9W BR30 65W Equivalent 2700K Dimmable 9 Watt 2,700 Kelvin 25,000 Average Hour Life 650 Lumens Medium Base 120 Volt 90 CRI Dimmable Replaces 65W Incandescent Bulb Mfg #L65BR30D2527KCQ CAC LED Bulb TCP 9W BR30 65W Equivalent 2700K Dimmable | 2700 | 91 | 650 | 81.25 | 25000 | 8 | 1 | 7.79 | 7.79 | 9.1536 | 2020Q2 | https://hdsupplysolutions.com/p/led-00-75-10-35/cac-led-bulb-tcp-9w-br30-65w-equivalent-2700k-dimmable-p238236 | HD Supply | 2020 | Yes
LED Lighting | Decorative | Brand Feit | True |  | Other | BA11 | E12 (Candelabra) | Damp Location Rated LED Filament 3.3 Watt Ca10 40 Watt Equivalent, 15000 Hour Candelabra Base 3.3 Watt 120 Volt 2700 Kelvin 300 Lumens 90 CRI 15000 Hour Life Replaces 40W Incandescent Mfg #BPCFC40927CAFIL/2/RP CAC LED Filament 3.3W Flame Tip 40W Equiv, 2700K, 15000 Hr 2-Pack | 2700 | 92 | 300 | 90.9091 | 15000 | 3.3 | 1 | 9.49 | 9.49 | 11.1511 | 2020Q2 | https://hdsupplysolutions.com/p/led-00-75-10-35/cac-led-filament-33w-flame-tip-40w-equiv-2700k-15000-hr-2-pack-p143758 | HD Supply | 2020 | Yes
LED Lighting | Decorative | Brand Feit | True |  | Other | BA11 | E26 (Medium) | Damp Location Rated LED Filament 3.3w Ca10 40w Equivalent, 15000 Hour 3.3 Watts 120 Volts Medium Base 2700 Kelvin 300 Lumens 90 CRI 15000 Hour Life Replaces 40w Incandescent Mfg #BPEFC40927CAFIL/2/RP CAC LED Filament 3.3W Flame Tip 40W Equiv Med Base, 2700K, 15000 Hr 2-Pack | 2700 | 90 | 300 | 90.9091 | 15000 | 3.3 | 1 | 9.49 | 9.49 | 11.1511 | 2020Q2 | https://hdsupplysolutions.com/p/led-00-75-10-35/cac-led-filament-33w-flame-tip-40w-equiv-med-base-2700k-15000-hr-2-pack-p143759 | HD Supply | 2020 | Yes
LED Lighting | Decorative | Brand Feit | True |  | Other | BA11 | E26 (Medium) | Damp Location Rated LED Filament 5.5w Ca10 60w Equivalent, 15000 Hour 5.5 Watts 120 Volts Medium Base 2700 Kelvin 500 Lumens 90 CRI 15000 Hour Life Replaces 60w Incandescent Mfg #BPEFC60927CAFIL/2/RP CAC LED Filament 5.5W Flame Tip 60W Equiv Med Base, 2700K, 15000 Hr 2-Pack | 2700 | 92 | 500 | 90.9091 | 15000 | 5.5 | 1 | 10.99 | 10.99 | 12.9137 | 2020Q2 | https://hdsupplysolutions.com/p/led-00-75-10-35/cac-led-filament-55w-flame-tip-60w-equiv-med-base-2700k-15000-hr-2-pack-p143761 | HD Supply | 2020 | Yes
LED Lighting | Decorative | Brand Feit | True |  | Globe | G25 | E26 (Medium) | Damp Location Rated LED Filament 5.5w G25 60w Equivalent, 15000 Hour 5.5 Watts 120 Volts Medium Base 2700 Kelvin 500 Lumens 90 CRI 15000 Hour Life Replaces 60w Incandescent Mfg #G2560/927CA/FIL/3/RP CAC LED Filament 5.5W G25 Clear 60W Equiv, 2700K, 15000 Hr 3-Pack | 2700 | 91 | 500 | 90.9091 | 15000 | 5.5 | 1 | 16.99 | 16.99 | 19.9639 | 2020Q2 | https://hdsupplysolutions.com/p/led-00-75-10-35/cac-led-filament-55w-g25-clear-60w-equiv-2700k-15000-hr-3-pack-p143756 | HD Supply | 2020 | Yes
LED Lighting | Decorative | Brand Feit | True |  | Globe | G25 | E26 (Medium) | Damp Location Rated LED Filament 5.5w G25 60w Equivalent, 15000 Hour 5.5 Watts 120 Volts Medium Base 2700 Kelvin 500 Lumens 90 CRI 15000 Hour Life Replaces 60w Incandescent Mfg #G2560W927CA/FIL/3/RP CAC LED Filament 5.5W G25 White 60W Equiv, 2700K, 15000 Hr 3-Pack | 2700 | 91 | 500 | 90.9091 | 15000 | 5.5 | 1 | 17.99 | 17.99 | 21.1389 | 2020Q2 | https://hdsupplysolutions.com/p/led-00-75-10-35/cac-led-filament-55w-g25-white-60w-equiv-2700k-15000-hr-3-pack-p143757 | HD Supply | 2020 | Yes
LED Lighting | A-Type | Maxlite | True |  | General Purpose Replacement | A19 | GU24 | Damp Location Rated,Recessed Fixtures Home / Light Bulbs / LED / LED A-Line / Maxlite - 14099408 - E9A19GUDLED27/G7 Suitable for Damp Locations; Suitable for Fully Enclosed Fixtures 9W A19 LED Lamp - Universal - 800 Lumens - Warm White (2700K) - 89 CRI - 25000 hrs. - GU24 (Bi-Pin / Twist & Lock) - 120 to 130V Maxlite - 14099408 - E9A19GUDLED27/G7 | 2700 | 81 | 800 | 88.8889 | 25000 | 9 | 1 | 3.77 | 3.77 | 4.4299 | 2020Q2 | https://shop.regencylighting.com/lamps/led/a-line/e9a19gudled27-g7-mxt.html | Regency Lighting | 2020 | Yes
LED Lighting | Decorative | Brand Feit Electric | True |  | Other | BA11 | E26 (Medium) | Recessed Fixtures Feit Electric Soft White 500 Lumen 2700k Dimmable Flame Tip Led Pack Of 6 Soft White Dimmable 500 Lumen Instant On To Full Brightness Mfg #CFC60/927CA/FIL/6 Feit Electric Soft White 500 Lumen 2700k Dimmable Flame Tip Led Pack Of 6 | 2700 | 92 | 500 | 90.9091 | 15000 | 5.5 | 1 | 26.94 | 26.94 | 31.6555 | 2020Q2 | https://hdsupplysolutions.com/p/led-00-75-10-35/feit-electric-soft-white-500-lumen-2700k-dimmable-flame-tip-led-pack-of-6-p129811 | HD Supply | 2020 | Yes
LED Lighting | Downlight | Brand Feit | [5 empty] | Downlight Solid State Retrofit Feit® LED 7.2 Watt 4 Retrofit Kit 120 Volt White Trim 50,000 Average Hour Life 540 Lumens 4-Way Selectable Color Temperature Can Be Set At 3000k/4000k/5000k California Energy Commission Compliant Mfg #LEDR4/4WYCA Feit® LED 7.2 Watt 4 Retrofit Kit | 3000 | 94 | 540 | 75 | 50000 | 7.2 | 1 | 17.99 | 17.99 | 21.1389 | 2020Q2 | https://hdsupplysolutions.com/p/led-00-75-10-35/feit-led-72-watt-4-retrofit-kit-p128229 | HD Supply | 2020 | Yes
LED Lighting | Downlight | Brand Feit | [5 empty] | Downlight Solid State Retrofit Feit® LED 9.4 Watt 5-6 Retrofit Kit 120 Volt White Trim 50,000 Average Hour Life 850 Lumens 4-Way Selectable Color Temperature Can Be Set At 3000K/4000K/5000K California Energy Commission Compliant Mfg #LEDR56/4WYCA Feit® LED 9.4 Watt 5-6 Retrofit Kit | 3000 | 94 | 850 | 75.2212 | 50000 | 11.3 | 1 | 19.99 | 19.99 | 23.489 | 2020Q2 | https://hdsupplysolutions.com/p/led-00-75-10-35/feit-led-94-watt-5-6-retrofit-kit-p128230 | HD Supply | 2020 | Yes
LED Lighting | Downlight | Brand Green Creative | True |  | DL | LED Retrofit Kit | LED Retrofit Kit | Downlight Solid State Retrofit Green Creative¿ 10 Watt 5" Or 6" Retrofit Downlight Medium Base 120V 2,700 Kelvin Dimmable ENERGY STAR¿ Mfg #10DL6DIM/827 Green Creative® 10 Watt 5" Or 6" Retrofit Downlight - 120V - 2,700K - Dimmable | 2700 | 81 | 700 | 70 | 36000 | 10 | 1 | 23.99 | 23.99 | 28.1892 | 2020Q2 | https://hdsupplysolutions.com/p/led-00-75-10-35/green-creative-10-watt-5-or-6-retrofit-downlight-120v-2-700k-dimmable-p133629 | HD Supply | 2020 | Yes
LED Lighting | Reflector | Brand Green Creative | True |  | Reflector (Flood/Spot) | PAR16 | GU10 | Damp Location Rated,Recessed Fixtures Green Creative¿ 6 Watt MR-16 LED Bulb GU10 Base 120V 2,700 Kelvin Dimmable ENERGY STAR¿ Mfg #6GU10DIM/827FL35 Green Creative® 6 Watt MR-16 LED Bulb - GU10 Base - 120V - 2,700K - Dimmable | 2700 | 84 | 480 | 80 | 25000 | 6 | 1 | 15.99 | 15.99 | 18.7889 | 2020Q2 | https://hdsupplysolutions.com/p/led-00-75-10-35/green-creative-6-watt-mr-16-led-bulb-gu10-base-120v-2-700k-dimmable-p133633 | HD Supply | 2020 | Yes
LED Lighting | A-Type | Maxlite | True |  | General Purpose Replacement | A19 | GU24 | Damp Location Rated,Recessed Fixtures Home / Light Bulbs / LED / LED A-Line / Maxlite - 14099409 - E9A19GUDLED30/G7 Suitable for Damp Locations; Suitable for Fully Enclosed Fixtures; Energy Star Qualified 9W A19 LED Lamp - Universal - 800 Lumens - Warm White (3000K) - 80 CRI - 25000 hrs. - GU24 (Bi-Pin / Twist & Lock) - 120 to 130V Maxlite - 14099409 - E9A19GUDLED30/G7 | 3000 | 82 | 800 | 88.8889 | 25000 | 9 | 1 | 3.59 | 3.59 | 4.2184 | 2020Q2 | https://shop.regencylighting.com/lamps/led/a-line/e9a19gudled30-g7-mxt.html | Regency Lighting | 2020 | Yes
LED Lighting | Downlight | Brand Generic | True |  |  | LED Retrofit Kit |  | Downlight Solid State Retrofit LED Bulb 12 Watt Insta-Trim 5-6" Downlight 2700K 120 Volt Medium Base 2,700K 800 Lumens 80+ CRI 25,000 Average Hour Life Dimmable Replaces 75W Incandescent Mfg #LEDR56/827/MED LED Bulb 12 Watt Insta-Trim 5-6 Downlight 2,700K | 2700 | 81 | 800 | 66.6667 | 25000 | 12 | 1 | 14.99 | 14.99 | 17.6138 | 2020Q2 | https://hdsupplysolutions.com/p/led-00-75-10-35/led-bulb-12-watt-insta-trim-5-6-downlight-2-700k-p295335 | HD Supply | 2020 | Yes
LED Lighting | Decorative | Brand Generic | True | Daylighting/Photocell, | Decorative | CA10 | E12 (Candelabra) | Damp Location Rated,Use With Timers,Use With Photo and/or Motion Sensors,Recessed Fixtures LED Bulb 3 Watt Flame Tip Candelabra Clear Dimmable Candelabra Base 120 Volt 2700 Kelvin 200 Lumens 80+ CRI 15,000 Average Hour Life Dimmable Replaces 25W Incandescent Mfg #BPCFC25/927CA/FIL/2 LED Bulb 3 Watt Flame 25W Equivalent Candelabra Clear Dimmable 2/Pk | 2700 | 94 | 200 | 90.9091 | 15000 | 2.2 | 1 | 10.98 | 10.98 | 12.9019 | 2020Q2 | https://hdsupplysolutions.com/p/led-00-75-10-35/led-bulb-3-watt-flame-25w-equivalent-candelabra-clear-dimmable-2-pk-p294406 | HD Supply | 2020 | Yes
LED Lighting | Downlight | Brand Generic | True |  |  | LED Retrofit Kit |  | Downlight Solid State Retrofit LED Bulb 9 Watt Insta-Trim 4" Downlight 2700 Kelvin Medium Base UL Wet Location Listed 120 Volt 2700 Kelvin 500 Lumens 80+ CRI 25,000 Average Hour Life Dimmable Replaces 50W Incandescent Mfg #LEDR4/827/MED LED Bulb 9 Watt Insta-Trim 4 Downlight 2700K | 2700 | 81 | 540 | 60 | 25000 | 9 | 1 | 14.99 | 14.99 | 17.6138 | 2020Q2 | https://hdsupplysolutions.com/p/led-00-75-10-35/led-bulb-9-watt-insta-trim-4-downlight-2700k-p294514 | HD Supply | 2020 | Yes
LED Lighting | Reflector | Brand Satco | True |  | Reflector (Flood/Spot) | PAR30L | E26 (Medium) | Wet Location Rated,Recessed Fixtures Satco 13 Watt LED PAR-30L Bulb Medium Base 3,000 Kelvin 950 Lumens 80 CRI 120 Volt 25,000 Average Hour Life 60° Wide Flood Pattern Dimmable Replaces 75W Halogen Bulb Wet Location Listed Mfg #S9436 LED Bulb Satco 13W PAR30L 75W Equivalent 3000K WFL60 Dimmable Package of 6 | 3000 | 83 | 1000 | 76.9231 | 25000 | 13 | 1 | 88.35 | 88.35 | 103.8147 | 2020Q2 | https://hdsupplysolutions.com/p/led-00-75-10-35/led-bulb-satco-13w-par30l-75w-equivalent-3000k-wfl60-dimmable-package-of-6-p324089 | HD Supply | 2020 | No
LED Lighting | Reflector | Brand Satco | True |  | Reflector (Flood/Spot) | PAR30L | E26 (Medium) | Wet Location Rated,Recessed Fixtures Satco 13 Watt LED PAR-30L Bulb Medium Base 3,500 Kelvin 950 Lumens 80 CRI 120 Volt 25,000 Average Hour Life 40° Flood Pattern Dimmable Replaces 75W Halogen Bulb Wet Location Listed Mfg #S9432 LED Bulb Satco 13W PAR30L 75W Equivalent 3500K FL40 Dimmable Package of 6 | 3500 | 82 | 1000 | 76.9231 | 25000 | 13 | 1 | 120.42 | 120.42 | 141.4982 | 2020Q2 | https://hdsupplysolutions.com/p/led-00-75-10-35/led-bulb-satco-13w-par30l-75w-equivalent-3500k-fl40-dimmable-package-of-6-p324085 | HD Supply | 2020 | No
LED Lighting | Reflector | Brand Satco | True |  | Reflector (Flood/Spot) | PAR30L | E26 (Medium) | Wet Location Rated,Recessed Fixtures Satco 13 Watt LED PAR-30L Bulb Medium Base 3,500 Kelvin 950 Lumens 80 CRI 120 Volt 25,000 Average Hour Life 60° Wide Flood Pattern Dimmable Replaces 75W Halogen Bulb Wet Location Listed Mfg #S9437 LED Bulb Satco 13W PAR30L 75W Equivalent 3500K WFL60 Dimmable Package of 6 | 3500 | 82 | 1000 | 76.9231 | 25000 | 13 | 1 | 78.07 | 78.07 | 91.7353 | 2020Q2 | https://hdsupplysolutions.com/p/led-00-75-10-35/led-bulb-satco-13w-par30l-75w-equivalent-3500k-wfl60-dimmable-package-of-6-p324090 | HD Supply | 2020 | No
LED Lighting | Reflector | Brand Satco | True |  | Reflector (Flood/Spot) | PAR30L | E26 (Medium) | Wet Location Rated,Recessed Fixtures Satco 13 Watt LED PAR-30L Bulb Medium Base 4,000 Kelvin 1,000 Lumens 80 CRI 120 Volt 25,000 Average Hour Life 40° Flood Pattern Dimmable Replaces 75W Halogen Bulb Wet Location Listed Mfg #S9433 LED Bulb Satco 13W PAR30L 75W Equivalent 4000K FL40 Dimmable Package of 6 | 4000 | 82 | 1000 | 76.9231 | 25000 | 13 | 1 | 98.33 | 98.33 | 115.5415 | 2020Q2 | https://hdsupplysolutions.com/p/led-00-75-10-35/led-bulb-satco-13w-par30l-75w-equivalent-4000k-fl40-dimmable-package-of-6-p324086 | HD Supply | 2020 | No
LED Lighting | Reflector | Brand Satco | True |  | Reflector (Flood/Spot) | PAR30L | E26 (Medium) | Wet Location Rated,Recessed Fixtures Satco 13 Watt LED PAR-30L Bulb Medium Base 5,000 Kelvin 1,000 Lumens 80 CRI 120 Volt 25,000 Average Hour Life 25° Narrow Flood Pattern Dimmable Replaces 75W Halogen Bulb Wet Location Listed Mfg #S9429 LED Bulb Satco 13W PAR30L 75W Equivalent 5000K FL25 Dimmable Package of 6 | 5000 | 83 | 1000 | 76.9231 | 25000 | 13 | 1 | 83.99 | 83.99 | 98.6915 | 2020Q2 | https://hdsupplysolutions.com/p/led-00-75-10-35/led-bulb-satco-13w-par30l-75w-equivalent-5000k-fl25-dimmable-package-of-6-p324082 | HD Supply | 2020 | No
LED Lighting | Reflector | Brand Satco | True |  | Reflector (Flood/Spot) | PAR30L | E26 (Medium) | Wet Location Rated,Recessed Fixtures Satco 13 Watt LED PAR-30L Bulb Medium Base 5,000 Kelvin 1,000 Lumens 80 CRI 120 Volt 25,000 Average Hour Life 40° Flood Pattern Dimmable Replaces 75W Halogen Bulb Wet Location Listed Mfg #S9434 LED Bulb Satco 13W PAR30L 75W Equivalent 5000K FL40 Dimmable Package of 6 | 5000 | 83 | 1000 | 76.9231 | 25000 | 13 | 1 | 88.78 | 88.78 | 104.3199 | 2020Q2 | https://hdsupplysolutions.com/p/led-00-75-10-35/led-bulb-satco-13w-par30l-75w-equivalent-5000k-fl40-dimmable-package-of-6-p324087 | HD Supply | 2020 | No
LED Lighting | Reflector | Brand Satco | True |  | Reflector (Flood/Spot) | PAR30L | E26 (Medium) | Wet Location Rated,Recessed Fixtures Satco 13 Watt LED PAR-30L Bulb Medium Base 5,000 Kelvin 1,000 Lumens 80 CRI 120 Volt 25,000 Average Hour Life 60° Wide Flood Pattern Dimmable Replaces 75W Halogen Bulb Wet Location Listed Mfg #S9439 LED Bulb Satco 13W PAR30L 75W Equivalent 5000K WFL60 Dimmable Package of 6 | 5000 | 83 | 1000 | 76.9231 | 25000 | 13 | 1 | 76.48 | 76.48 | 89.867 | 2020Q2 | https://hdsupplysolutions.com/p/led-00-75-10-35/led-bulb-satco-13w-par30l-75w-equivalent-5000k-wfl60-dimmable-package-of-6-p324092 | HD Supply | 2020 | No
LED Lighting | Reflector | Brand Satco | True |  | Reflector (Flood/Spot) | PAR30S | E26 (Medium) | Wet Location Rated,Recessed Fixtures Satco 13 Watt LED PAR-30S Bulb Medium Base 2,700 Kelvin 950 Lumens 80 CRI 120 Volt 25,000 Average Hour Life Dimmable Replaces 75W Halogen Bulb Wet Location Listed 25° Narrow Flood Pattern Mfg #S9410 LED Bulb Satco 13W PAR30S 75W Equivalent 2700K FL25 Dimmable Package of 6 | 2700 | 82 | 1000 | 76.9231 | 25000 | 13 | 1 | 113.06 | 113.06 | 132.8499 | 2020Q2 | https://hdsupplysolutions.com/p/led-00-75-10-35/led-bulb-satco-13w-par30s-75w-equivalent-2700k-fl25-dimmable-package-of-6-p324063 | HD Supply | 2020 | No
LED Lighting | Reflector | Brand Satco | True |  | Reflector (Flood/Spot) | PAR30S | E26 (Medium) | Wet Location Rated,Recessed Fixtures Satco 13 Watt LED PAR-30S Bulb Medium Base 2,700 Kelvin 950 Lumens 80 CRI 120 Volt 25,000 Average Hour Life Dimmable Replaces 75W Halogen Bulb Wet Location Listed 40° Flood Pattern Mfg #S9415 LED Bulb Satco 13W PAR30S 75W Equivalent 2700K FL40 Dimmable Package of 6 | 2700 | 82 | 1000 | 76.9231 | 25000 | 13 | 1 | 71.55 | 71.55 | 84.074 | 2020Q2 | https://hdsupplysolutions.com/p/led-00-75-10-35/led-bulb-satco-13w-par30s-75w-equivalent-2700k-fl40-dimmable-package-of-6-p324068 | HD Supply | 2020 | No
LED Lighting | Reflector | Brand Satco | True |  | Reflector (Flood/Spot) | PAR30S | E26 (Medium) | Wet Location Rated,Recessed Fixtures Satco 13 Watt LED PAR-30S Bulb Medium Base 2,700 Kelvin 950 Lumens 80 CRI 120 Volt 25,000 Average Hour Life 60° Wide Flood Pattern Dimmable Replaces 75W Halogen Bulb Wet Location Listed Mfg #S9420 LED Bulb Satco 13W PAR30S 75W Equivalent 2700K WFL60 Dimmable Package of 6 | 2700 | 82 | 1000 | 76.9231 | 25000 | 13 | 1 | 77.89 | 77.89 | 91.5238 | 2020Q2 | https://hdsupplysolutions.com/p/led-00-75-10-35/led-bulb-satco-13w-par30s-75w-equivalent-2700k-wfl60-dimmable-package-of-6-p324073 | HD Supply | 2020 | No
LED Lighting | Reflector | Brand Satco | True |  | Reflector (Flood/Spot) | PAR30S | E26 (Medium) | Wet Location Rated,Recessed Fixtures Satco 13 Watt LED PAR-30S Bulb Medium Base 3,000 Kelvin 950 Lumens 80 CRI 120 Volt 25,000 Average Hour Life 60° Wide Flood Pattern Dimmable Replaces 75W Halogen Bulb Wet Location Listed Mfg #S9421 LED Bulb Satco 13W PAR30S 75W Equivalent 3000K WFL60 Dimmable Package of 6 | 3000 | 83 | 1000 | 76.9231 | 25000 | 13 | 1 | 95.99 | 95.99 | 112.792 | 2020Q2 | https://hdsupplysolutions.com/p/led-00-75-10-35/led-bulb-satco-13w-par30s-75w-equivalent-3000k-wfl60-dimmable-package-of-6-p324074 | HD Supply | 2020 | No
LED Lighting | Reflector | Brand Satco | True |  | Reflector (Flood/Spot) | PAR30S | E26 (Medium) | Wet Location Rated,Recessed Fixtures Satco 13 Watt LED PAR-30S Bulb Medium Base 3,500 Kelvin 950 Lumens 80 CRI 120 Volt 25,000 Average Hour Life 25° Narrow Flood Pattern Dimmable Replaces 75W Halogen Bulb Wet Location Listed Mfg #S9412 LED Bulb Satco 13W PAR30S 75W Equivalent 3500K FL25 Dimmable Package of 6 | 3500 | 82 | 1000 | 76.9231 | 25000 | 13 | 1 | 73.77 | 73.77 | 86.6826 | 2020Q2 | https://hdsupplysolutions.com/p/led-00-75-10-35/led-bulb-satco-13w-par30s-75w-equivalent-3500k-fl25-dimmable-package-of-6-p324065 | HD Supply | 2020 | No
LED Lighting | Reflector | Brand Satco | True |  | Reflector (Flood/Spot) | PAR30S | E26 (Medium) | Wet Location Rated,Recessed Fixtures Satco 13 Watt LED PAR-30S Bulb Medium Base 4,000 Kelvin 1,000 Lumens 80 CRI 120 Volt 25,000 Average Hour Life 40° Flood Pattern Dimmable Replaces 75W Halogen Bulb Wet Location Listed Mfg #S9418 LED Bulb Satco 13W PAR30S 75W Equivalent 4000K FL40 Dimmable Package of 6 | 4000 | 83 | 1000 | 76.9231 | 25000 | 13 | 1 | 70.99 | 70.99 | 83.416 | 2020Q2 | https://hdsupplysolutions.com/p/led-00-75-10-35/led-bulb-satco-13w-par30s-75w-equivalent-4000k-fl40-dimmable-package-of-6-p324071 | HD Supply | 2020 | No
LED Lighting | Reflector | Brand Satco | True |  | Reflector (Flood/Spot) | PAR30S | E26 (Medium) | Wet Location Rated,Recessed Fixtures Satco 13 Watt LED PAR-30S Bulb Medium Base 4,000 Kelvin 1,000 Lumens 80 CRI 120 Volt 25,000 Average Hour Life 60° Wide Flood Pattern Dimmable Replaces 75W Halogen Bulb Wet Location Listed Mfg #S9423 LED Bulb Satco 13W PAR30S 75W Equivalent 4000K WFL60 Dimmable Package of 6 | 4000 | 83 | 1000 | 76.9231 | 25000 | 13 | 1 | 79.38 | 79.38 | 93.2746 | 2020Q2 | https://hdsupplysolutions.com/p/led-00-75-10-35/led-bulb-satco-13w-par30s-75w-equivalent-4000k-wfl60-dimmable-package-of-6-p324076 | HD Supply | 2020 | No
LED Lighting | Reflector | Brand Satco | True |  | Reflector (Flood/Spot) | PAR30S | E26 (Medium) | Wet Location Rated,Recessed Fixtures Satco 13 Watt LED PAR-30S Bulb Medium Base 5,000 Kelvin 1,000 Lumens 80 CRI 120 Volt 25,000 Average Hour Life 25° Narrow Flood Pattern Dimmable Replaces 75W Halogen Bulb Wet Location Listed Mfg #S9414 LED Bulb Satco 13W PAR30S 75W Equivalent 5000K FL25 Dimmable Package of 6 | 5000 | 83 | 1000 | 76.9231 | 25000 | 13 | 1 | 81.22 | 81.22 | 95.4366 | 2020Q2 | https://hdsupplysolutions.com/p/led-00-75-10-35/led-bulb-satco-13w-par30s-75w-equivalent-5000k-fl25-dimmable-package-of-6-p324067 | HD Supply | 2020 | No
LED Lighting | Reflector | Brand Satco | True |  | Reflector (Flood/Spot) | PAR30S | E26 (Medium) | Wet Location Rated,Recessed Fixtures Satco 13 Watt LED PAR-30S Bulb Medium Base 5,000 Kelvin 1,000 Lumens 80 CRI 120 Volt 25,000 Average Hour Life 60° Wide Flood Pattern Dimmable Replaces 75W Halogen Bulb Wet Location Listed Mfg #S9424 LED Bulb Satco 13W PAR30S 75W Equivalent 5000K WFL60 Dimmable Package of 6 | 5000 | 83 | 1000 | 76.9231 | 25000 | 13 | 1 | 64.34 | 64.34 | 75.602 | 2020Q2 | https://hdsupplysolutions.com/p/led-00-75-10-35/led-bulb-satco-13w-par30s-75w-equivalent-5000k-wfl60-dimmable-package-of-6-p324077 | HD Supply | 2020 | Yes
LED Lighting | Reflector | Brand Satco | True |  | Reflector (Flood/Spot) | PAR38 | E26 (Medium) | Wet Location Rated,Recessed Fixtures Satco 15 Watt LED PAR-38 Bulb Medium Base 2,700 Kelvin 1,100 Lumens 80 CRI 120 Volt 25,000 Average Hour Life 25° Narrow Flood Pattern Dimmable Replaces 90W Halogen Bulb Wet Location Listed Mfg #S9440 LED Bulb Satco 15W PAR38 90W Equivalent 2700K FL25 Dimmable Package of 6 | 2700 | 83 | 1200 | 80 | 25000 | 15 | 1 | 114.56 | 114.56 | 134.6124 | 2020Q2 | https://hdsupplysolutions.com/p/led-00-75-10-35/led-bulb-satco-15w-par38-90w-equivalent-2700k-fl25-dimmable-package-of-6-p324093 | HD Supply | 2020 | No
LED Lighting | Reflector | Brand Satco | True |  | Reflector (Flood/Spot) | PAR38 | E26 (Medium) | Wet Location Rated,Recessed Fixtures Satco 15 Watt LED PAR-38 Bulb Medium Base 2,700 Kelvin 1,100 Lumens 80 CRI 120 Volt 25,000 Average Hour Life 60° Wide Flood Pattern Dimmable Replaces 90W Halogen Bulb Wet Location Listed Mfg #S9450 LED Bulb Satco 15W PAR38 90W Equivalent 2700K WFL60 Dimmable Package of 6 | 2700 | 83 | 1200 | 80 | 25000 | 15 | 1 | 90.67 | 90.67 | 106.5408 | 2020Q2 | https://hdsupplysolutions.com/p/led-00-75-10-35/led-bulb-satco-15w-par38-90w-equivalent-2700k-wfl60-dimmable-package-of-6-p324115 | HD Supply | 2020 | No
LED Lighting | Reflector | Brand Satco | True |  | Reflector (Flood/Spot) | PAR38 | E26 (Medium) | Wet Location Rated,Recessed Fixtures Satco 15 Watt LED PAR-38 Bulb Medium Base 3,000 Kelvin 1,150 Lumens 80 CRI 120 Volt 25,000 Average Hour Life Dimmable Replaces 90W Halogen Bulb Wet Location Listed Mfg #S9451 LED Bulb Satco 15W PAR38 90W Equivalent 3000K WFL60 Dimmable Package of 6 | 3000 | 82 | 1200 | 80 | 25000 | 15 | 1 | 127.71 | 127.71 | 150.0642 | 2020Q2 | https://hdsupplysolutions.com/p/led-00-75-10-35/led-bulb-satco-15w-par38-90w-equivalent-3000k-wfl60-dimmable-package-of-6-p324116 | HD Supply | 2020 | No
LED Lighting | Reflector | Brand Satco | True |  | Reflector (Flood/Spot) | PAR38 | E26 (Medium) | Wet Location Rated,Recessed Fixtures Satco 15 Watt LED PAR-38 Bulb Medium Base 3,500 Kelvin 1,150 Lumens 80 CRI 120 Volt 25,000 Average Hour Life 25° Narrow Flood Pattern Dimmable Replaces 90W Halogen Bulb Wet Location Listed Mfg #S9442 LED Bulb Satco 15W PAR38 90W Equivalent 3500K FL25 Dimmable Package of 6 | 3500 | 82 | 1200 | 80 | 25000 | 15 | 1 | 118.72 | 118.72 | 139.5006 | 2020Q2 | https://hdsupplysolutions.com/p/led-00-75-10-35/led-bulb-satco-15w-par38-90w-equivalent-3500k-fl25-dimmable-package-of-6-p324095 | HD Supply | 2020 | No
LED Lighting | Reflector | Brand Satco | True |  | Reflector (Flood/Spot) | PAR38 | E26 (Medium) | Wet Location Rated,Recessed Fixtures Satco 15 Watt LED PAR-38 Bulb Medium Base 3,500 Kelvin 1,150 Lumens 80 CRI 120 Volt 25,000 Average Hour Life 60° Wide Flood Pattern Dimmable Replaces 90W Halogen Bulb Wet Location Listed Mfg #S9452 LED Bulb Satco 15W PAR38 90W Equivalent 3500K WFL60 Dimmable Package of 6 | 3500 | 82 | 1200 | 80 | 25000 | 15 | 1 | 102.74 | 102.74 | 120.7235 | 2020Q2 | https://hdsupplysolutions.com/p/led-00-75-10-35/led-bulb-satco-15w-par38-90w-equivalent-3500k-wfl60-dimmable-package-of-6-p324117 | HD Supply | 2020 | No
LED Lighting | Reflector | Brand Satco | True |  | Reflector (Flood/Spot) | PAR38 | E26 (Medium) | Wet Location Rated,Recessed Fixtures Satco 15 Watt LED PAR-38 Bulb Medium Base 4,000 Kelvin 1,200 Lumens 80 CRI 120 Volt 25,000 Average Hour Life 25° Narrow Flood Pattern Dimmable Replaces 90W Halogen Bulb Wet Location Listed Mfg #S9443 LED Bulb Satco 15W PAR38 90W Equivalent 4000K FL25 Dimmable Package of 6 | 4000 | 83 | 1200 | 80 | 25000 | 15 | 1 | 110.42 | 110.42 | 129.7478 | 2020Q2 | https://hdsupplysolutions.com/p/led-00-75-10-35/led-bulb-satco-15w-par38-90w-equivalent-4000k-fl25-dimmable-package-of-6-p324096 | HD Supply | 2020 | No
LED Lighting | Reflector | Brand Satco | True |  | Reflector (Flood/Spot) | PAR38 | E26 (Medium) | Wet Location Rated,Recessed Fixtures Satco 15 Watt LED PAR-38 Bulb Medium Base 4,000 Kelvin 1,200 Lumens 80 CRI 120 Volt 25,000 Average Hour Life 60° Wide Flood Pattern Dimmable Replaces 90W Halogen Bulb Wet Location Listed Mfg #S9453 LED Bulb Satco 15W PAR38 90W Equivalent 4000K WFL60 Dimmable Package of 6 | 4000 | 83 | 1200 | 80 | 25000 | 15 | 1 | 124.13 | 124.13 | 145.8575 | 2020Q2 | https://hdsupplysolutions.com/p/led-00-75-10-35/led-bulb-satco-15w-par38-90w-equivalent-4000k-wfl60-dimmable-package-of-6-p324118 | HD Supply | 2020 | No
LED Lighting | Reflector | Brand Satco | True |  | Reflector (Flood/Spot) | PAR38 | E26 (Medium) | Wet Location Rated,Recessed Fixtures Satco 15 Watt LED PAR-38 Bulb Medium Base 5,000 Kelvin 1,200 Lumens 80 CRI 120 Volt 25,000 Average Hour Life 40° Flood Pattern Dimmable Replaces 90W Halogen Bulb Wet Location Listed Mfg #S9449 LED Bulb Satco 15W PAR38 90W Equivalent 5000K FL40 Dimmable Package of 6 | 5000 | 83 | 1200 | 80 | 25000 | 15 | 1 | 104.99 | 104.99 | 123.3673 | 2020Q2 | https://hdsupplysolutions.com/p/led-00-75-10-35/led-bulb-satco-15w-par38-90w-equivalent-5000k-fl40-dimmable-package-of-6-p324114 | HD Supply | 2020 | No
LED Lighting | Reflector | Brand Satco | True |  | Reflector (Flood/Spot) | PAR38 | E26 (Medium) | Wet Location Rated,Recessed Fixtures Satco 18 Watt LED PAR-38 Bulb Medium Base 3,000 Kelvin 1,400 Lumens 80 CRI 120 Volt 25,000 Average Hour Life 40° Flood Pattern Dimmable Replaces 120W Halogen Bulb Wet Location Listed Mfg #S9455 LED Bulb Satco 18W PAR38 120W Equivalent 3000K FL40 Dimmable Package of 6 | 3000 | 81 | 1400 | 77.7778 | 25000 | 18 | 1 | 116.26 | 116.26 | 136.61 | 2020Q2 | https://hdsupplysolutions.com/p/led-00-75-10-35/led-bulb-satco-18w-par38-120w-equivalent-3000k-fl40-dimmable-package-of-6-p324147 | HD Supply | 2020 | No
LED Lighting | Reflector | Brand Satco | True |  | Reflector (Flood/Spot) | PAR20 | E26 (Medium) | Wet Location Rated,Recessed Fixtures Satco 7 Watt LED PAR-20 Bulb Medium Base 2,700 Kelvin 500 Lumens 80 CRI 120 Volt 25,000 Average Hour Life 25° Narrow Flood Pattern Dimmable Replaces 50W Halogen Bulb Wet Location Listed Mfg #S9400 LED Bulb Satco 7W PAR20 50W Equivalent 2700K FL25 Dimmable Package of 6 | 2700 | 82 | 525 | 75 | 25000 | 7 | 1 | 61.34 | 61.34 | 72.0769 | 2020Q2 | https://hdsupplysolutions.com/p/led-00-75-10-35/led-bulb-satco-7w-par20-50w-equivalent-2700k-fl25-dimmable-package-of-6-p324053 | HD Supply | 2020 | Yes
LED Lighting | Reflector | Brand Satco | True |  | Reflector (Flood/Spot) | PAR20 | E26 (Medium) | Wet Location Rated,Recessed Fixtures Satco 7 Watt LED PAR-20 Bulb Medium Base 2,700 Kelvin 500 Lumens 80 CRI 120 Volt 25,000 Average Hour Life Dimmable Replaces 50W Halogen Bulb Wet Location Listed 40° Flood Pattern Mfg #S9405 LED Bulb Satco 7W PAR20 50W Equivalent 2700K FL40 Dimmable Package of 6 | 2700 | 82 | 525 | 75 | 25000 | 7 | 1 | 69.99 | 69.99 | 82.241 | 2020Q2 | https://hdsupplysolutions.com/p/led-00-75-10-35/led-bulb-satco-7w-par20-50w-equivalent-2700k-fl40-dimmable-package-of-6-p324058 | HD Supply | 2020 | No
LED Lighting | Reflector | Brand Satco | True |  | Reflector (Flood/Spot) | PAR20 | E26 (Medium) | Wet Location Rated,Recessed Fixtures Satco 7 Watt LED PAR-20 Bulb Medium Base 3,500 Kelvin 500 Lumens 80 CRI 120 Volt 25,000 Average Hour Life 40° Flood Pattern Dimmable Replaces 50W Halogen Bulb Wet Location Listed Mfg #S9407 LED Bulb Satco 7W PAR20 50W Equivalent 3500K FL40 Dimmable Package of 6 | 3500 | 82 | 525 | 75 | 25000 | 7 | 1 | 51.96 | 51.96 | 61.055 | 2020Q2 | https://hdsupplysolutions.com/p/led-00-75-10-35/led-bulb-satco-7w-par20-50w-equivalent-3500k-fl40-dimmable-package-of-6-p324060 | HD Supply | 2020 | Yes
LED Lighting | Reflector | Brand Satco | True |  | Reflector (Flood/Spot) | PAR20 | E26 (Medium) | Wet Location Rated,Recessed Fixtures Satco 7 Watt LED PAR-20 Bulb Medium Base 4,000 Kelvin 550 Lumens 80 CRI 120 Volt 25,000 Average Hour Life 25° Narrow Flood Pattern Dimmable Replaces 50W Halogen Bulb Wet Location Listed Mfg #S9403 LED Bulb Satco 7W PAR20 50W Equivalent 4000K FL25 Dimmable Package of 6 | 4000 | 82 | 525 | 75 | 25000 | 7 | 1 | 68.45 | 68.45 | 80.4314 | 2020Q2 | https://hdsupplysolutions.com/p/led-00-75-10-35/led-bulb-satco-7w-par20-50w-equivalent-4000k-fl25-dimmable-package-of-6-p324056 | HD Supply | 2020 | No
LED Lighting | Reflector | Brand Satco | True |  | Reflector (Flood/Spot) | PAR20 | E26 (Medium) | Wet Location Rated,Recessed Fixtures Satco 7 Watt LED PAR-20 Bulb Medium Base 4,000 Kelvin 550 Lumens 80 CRI 120 Volt 25,000 Average Hour Life 40° Flood Pattern Dimmable Replaces 50W Halogen Bulb Wet Location Listed Mfg #S9408 LED Bulb Satco 7W PAR20 50W Equivalent 4000K FL40 Dimmable Package of 6 | 4000 | 82 | 525 | 75 | 25000 | 7 | 1 | 54.4 | 54.4 | 63.9221 | 2020Q2 | https://hdsupplysolutions.com/p/led-00-75-10-35/led-bulb-satco-7w-par20-50w-equivalent-4000k-fl40-dimmable-package-of-6-p324061 | HD Supply | 2020 | Yes
LED Lighting | Reflector | Brand Satco | True |  | Reflector (Flood/Spot) | PAR20 | E26 (Medium) | Wet Location Rated,Recessed Fixtures Satco 7 Watt LED PAR-20 Bulb Medium Base 5,000 Kelvin 550 Lumens 80 CRI 120 Volt 25,000 Average Hour Life 40° Flood Pattern Dimmable Replaces 50W Halogen Bulb Wet Location Listed Mfg #S9409 LED Bulb Satco 7W PAR20 50W Equivalent 5000K FL40 Dimmable Package of 6 | 5000 | 84 | 525 | 75 | 25000 | 7 | 1 | 63.04 | 63.04 | 74.0744 | 2020Q2 | https://hdsupplysolutions.com/p/led-00-75-10-35/led-bulb-satco-7w-par20-50w-equivalent-5000k-fl40-dimmable-package-of-6-p324062 | HD Supply | 2020 | Yes
LED Lighting | A-Type | Maxlite | True |  | General Purpose Replacement | A19 | GU24 | Damp Location Rated,Recessed Fixtures Home / Light Bulbs / LED / LED A-Line / Maxlite - 14099410 - E9A19GUDLED40/G7 Approved for Enclosed Fixtures; Damp Location Rated; Energy Star Rated 9W A19 LED Lamp - 800 Lumens - Cool White (4000K) - 80 CRI - 25000 Hours - GU24 (Bi-Pin / Twist & Lock) - 120 to 130V - Frost Maxlite - 14099410 - E9A19GUDLED40/G7 | 4000 | 83 | 800 | 88.8889 | 25000 | 9 | 1 | 3.77 | 3.77 | 4.4299 | 2020Q2 | https://shop.regencylighting.com/lamps/led/a-line/e9a19gudled40-g7-mxt.html | Regency Lighting | 2020 | Yes
LED Lighting | Downlight | Brand Sylvania | True |  |  |  | Other | Downlight Solid State Retrofit Sylvania® 13 Watt LED Gimbal Downlight Retrofit 120 Volt Medium Base 900 Lumens 2,700 Kelvin 82 CRI 50,000 Hour Average Life Fits 5 & 6 Recessed Housings Dimmable Dry Damp & Wet Location Rated Replaces 75W Incandescent Bulb Mfg #LED/RT5/6/G/900/827/FL80/RP LED Bulb Sylvania 13W -75W Equivalent- Down Light Gimble 2700K Package Of 4 | 2700 | 84 | 900 | 69.2308 | 50000 | 13 | 4 | 170.88 | 42.72 | 50.1977 | 2020Q2 | https://hdsupplysolutions.com/p/led-00-75-10-35/led-bulb-sylvania-13w-75w-equivalent-down-light-gimble-2700k-package-of-4-p301610 | HD Supply | 2020 | Yes
LED Lighting | Downlight | Brand Sylvania | True |  |  |  | Other | Downlight Solid State Retrofit Sylvania® 13 Watt LED Gimbal Downlight Retrofit 120 Volt Medium Base 900 Lumens 3,000 Kelvin 82 CRI 50,000 Hour Average Life Fits 5 & 6 Recessed Housings Dimmable Dry Damp & Wet Location Rated Replaces 75W Incandescent Bulb Mfg #LED/RT5/6/G/900/830 LED Bulb Sylvania 13W -75W Equivalent- Down Light Gimble 3000K Package Of 4 | 3000 | 85 | 900 | 69.2308 | 50000 | 13 | 4 | 144.4 | 36.1 | 42.4189 | 2020Q2 | https://hdsupplysolutions.com/p/led-00-75-10-35/led-bulb-sylvania-13w-75w-equivalent-down-light-gimble-3000k-package-of-4-p301611 | HD Supply | 2020 | Yes
LED Lighting | Downlight | Brand TCP | True |  |  | LED Retrofit Kit | LED Retrofit Kit | Downlight Solid State Retrofit LED Bulb TCP 10W, 85W Equivalent, 5-6 Inch Recessed Retrofit Can 2700K Dimmable Medium Base UL Approved For Damp Locations 120 Volt 2,700 Kelvin 850 Lumens 90 CRI 35,000 Hour Average Life Dimmable Replaces 85W Incandescent Bulb Mfg #L85DR56D3527KCQ LED Bulb TCP 10W, 85W Equivalent, 5-6 Inch Recessed Retrofit Can 2700K Dimmable | 2700 | 91 | 850 | 80.9524 | 35000 | 10.5 | 1 | 16.99 | 16.99 | 19.9639 | 2020Q2 | https://hdsupplysolutions.com/p/led-00-75-10-35/led-bulb-tcp-10w-85w-equivalent-5-6-inch-recessed-retrofit-can-2700k-dimmable-p294513 | HD Supply | 2020 | Yes
LED Lighting | A-Type | Maxlite | False |  | General Purpose Replacement | A19 | E26 (Medium) | Damp Location Rated Home / Light Bulbs / LED / LED A-Line / Maxlite - E9A19ND27-149 Enclosed Rated 9W A19 LED Lamp - Universal - 800 Lumens - Warm White (2700K) - 84 CRI - 25000 Hours - E26 (Medium) - 120 to 130V Maxlite - E9A19ND27-149 | 2700 | 84 | 800 | 88.8889 | 15000 | 9 | 1 | 2.72 | 2.72 | 3.1961 | 2020Q2 | https://shop.regencylighting.com/lamps/led/a-line/e9a19nd27-149-mxt.html | Regency Lighting | 2020 | Yes
LED Lighting | A-Type | TCP | False |  | General Purpose Replacement | A19 | E26 (Medium) | Damp Location Rated Home / Light Bulbs / LED / LED A-Line / TCP - L60A19N1530K Damp Location Rated; Energy Star Rated 9W A19 LED Lamp - Universal - 800 Lumens - Warm White (3000K) - 80 CRI - 15000 hrs. - E26 (Medium) - 120 to 130V TCP - L60A19N1530K | 3000 | 83 | 800 | 88.8889 | 15000 | 9 | 1 | 2.44 | 2.44 | 2.8671 | 2020Q2 | https://shop.regencylighting.com/lamps/led/a-line/l60a19n1530k-tcp.html | Regency Lighting | 2020 | Yes
LED Lighting | A-Type | TCP | True |  | General Purpose Replacement | A19 | E26 (Medium) | Damp Location Rated Home / Light Bulbs / LED / LED A-Line / TCP - L9A19D1527K Energy Star; Durable Plastic Housing; Enclosed Fixture Rated; Damp Location Rated 9W A19 LED Lamp - Universal - 800 Lumens - Warm White (2700K) - 80 CRI - 15000 Hours - E26 (Medium) - 120 to 130V TCP - L9A19D1527K | 2700 | 81 | 800 | 88.8889 | 15000 | 9 | 1 | 3.09 | 3.09 | 3.6309 | 2020Q2 | https://shop.regencylighting.com/lamps/led/a-line/l9a19d1527k-tcp.html | Regency Lighting | 2020 | Yes
LED Lighting | Reflector | Brand TCP | True |  | Reflector (Flood/Spot) | R20 | E26 (Medium) | Damp Location Rated,Recessed Fixtures TCP 10W Led R-20 Bulb 120 Volt Medium Base 3,000 Kelvin 675 Lumens 82 CRI 25,000 Average Hour Life Dimmable Replaces 65W Incadescent Bulb Mfg #LED10R20D30K Mfg #LED10R20D30K LED Bulb TCP 10W R20 65W Equivalent 3000K Dimmable Package Of 12 | 3000 | 84 | 660 | 73.3333 | 25000 | 9 | 12 | 193.92 | 16.16 | 18.9886 | 2020Q2 | https://hdsupplysolutions.com/p/led-00-75-10-35/led-bulb-tcp-10w-r20-65w-equivalent-3000k-dimmable-package-of-12-p159486 | HD Supply | 2020 | Yes
LED Lighting | Reflector | Brand TCP | True |  | Reflector (Flood/Spot) | PAR30L | E26 (Medium) | Wet Location Rated,Recessed Fixtures TCP® 12 Watt LED PAR-30 Long Neck Bulb Medium Base Replaces 75W Halogen Bulb 120 Volt 3,000 Kelvin 875 Lumens 82 CRI 25,000 Average Hour Life 40° Beam Spread Dimmable Mfg #LED12P30D30KFL LED Bulb TCP 12W PAR30 75W Equivalent 3000K Dimmable | 3000 | 83 | 850 | 80.9524 | 25000 | 10.5 | 1 | 16.29 | 16.29 | 19.1414 | 2020Q2 | https://hdsupplysolutions.com/p/led-00-75-10-35/led-bulb-tcp-12w-par30-75w-equivalent-3000k-dimmable-p328430 | HD Supply | 2020 | Yes
LED Lighting | Reflector | Brand TCP | True |  | Reflector (Flood/Spot) | PAR30L | E26 (Medium) | Wet Location Rated,Recessed Fixtures TCP® 12 Watt LED PAR-30 Bulb 120 Volt Medium Base 3,000 Kelvin 825 Lumens 82 CRI 25,000 Average Hour Life 15° Spot Pattern Dimmable Replaces 75W Halogen Bulb Mfg #LED12P30D30KSP LED Bulb TCP 12W PAR30 75W Equivalent 3000K SP15 Dimmable | 3000 | 83 | 850 | 80.9524 | 25000 | 10.5 | 1 | 16.49 | 16.49 | 19.3764 | 2020Q2 | https://hdsupplysolutions.com/p/led-00-75-10-35/led-bulb-tcp-12w-par30-75w-equivalent-3000k-sp15-dimmable-p328432 | HD Supply | 2020 | Yes
LED Lighting | Reflector | Brand TCP | True |  | Reflector (Flood/Spot) | PAR30L | E26 (Medium) | Wet Location Rated,Recessed Fixtures TCP 12 Watt Led PAR-30 Bulb 120 Volt Medium Base 3,500 Kelvin 850 Lumens 82 CRI 25,000 Average Hour Life 25° Narrow Flood Pattern Dimmable Replaces 75W Halogen Bulb Mfg #LED12P30D35KNFL Mfg #LED12P30D35KNFL LED Bulb TCP 12W PAR30 75W Equivalent 3500K NFL25 Dimmable Package Of 12 | 3500 | 84 | 850 | 80.9524 | 25000 | 10.5 | 12 | 181.67 | 15.1392 | 17.7891 | 2020Q2 | https://hdsupplysolutions.com/p/led-00-75-10-35/led-bulb-tcp-12w-par30-75w-equivalent-3500k-nfl25-dimmable-package-of-12-p156743 | HD Supply | 2020 | Yes
LED Lighting | Reflector | Brand TCP | True |  | Reflector (Flood/Spot) | PAR38 | E26 (Medium) | Wet Location Rated,Recessed Fixtures TCP® 14 Watt LED PAR-38 Bulb Medium Base Replaces 90W Halogen Bulb 120 Volt 3,000 Kelvin 1,100 Lumens 82 CRI 25,000 Average Hour Life 40° Flood Pattern Dimmable Mfg #LED14P38D30KFL LED Bulb TCP 14W PAR38 90W Equivalent 3000K FL40 Dimmable | 3000 | 82 | 1050 | 77.7778 | 25000 | 13.5 | 1 | 16.99 | 16.99 | 19.9639 | 2020Q2 | https://hdsupplysolutions.com/p/led-00-75-10-35/led-bulb-tcp-14w-par38-90w-equivalent-3000k-fl40-dimmable-p328436 | HD Supply | 2020 | Yes
LED Lighting | Reflector | Brand TCP | True |  | Reflector (Flood/Spot) | PAR38 | E26 (Medium) | Wet Location Rated,Recessed Fixtures TCP® 14 Watt LED PAR-38 Bulb Medium Base Replaces 90W Halogen Bulb 120 Volt 3,000 Kelvin 1,100 Lumens 82 CRI 25,000 Average Hour Life 25° Narrow Flood Pattern Dimmable Mfg #LED14P38D30KNFL LED Bulb TCP 14W PAR38 90W Equivalent 3000K NFL25 Dimmable | 3000 | 82 | 1050 | 77.7778 | 25000 | 13.5 | 1 | 16.99 | 16.99 | 19.9639 | 2020Q2 | https://hdsupplysolutions.com/p/led-00-75-10-35/led-bulb-tcp-14w-par38-90w-equivalent-3000k-nfl25-dimmable-p328437 | HD Supply | 2020 | Yes
LED Lighting | Reflector | Brand TCP | True |  | Reflector (Flood/Spot) | PAR38 | E26 (Medium) | Wet Location Rated,Recessed Fixtures TCP 14 Watt Led PAR-38 Bulb 120 Volt Medium Base 4,100 Kelvin 1,150 Lumens 82 CRI 25,000 Average Hour Life 15° Spot Pattern Dimmable Replaces 90W Halogen Bulb Mfg #LED14P38D41KSP Mfg #LED14P38D41KSP LED Bulb TCP 14W PAR38 90W Equivalent 4100K SP15 Dimmable Package Of 12 | 4000 | 84 | 1050 | 77.7778 | 25000 | 13.5 | 12 | 367.45 | 30.6208 | 35.9807 | 2020Q2 | https://hdsupplysolutions.com/p/led-00-75-10-35/led-bulb-tcp-14w-par38-90w-equivalent-4100k-sp15-dimmable-package-of-12-p156724 | HD Supply | 2020 | Yes
LED Lighting | A-Type | TCP | True |  | General Purpose Replacement | A19 | E26 (Medium) | Damp Location Rated Home / Light Bulbs / LED / LED A-Line / TCP - L9A19D1530K Energy Star; Durable Plastic Housing; Enclosed Fixture Rated; Damp Location Rated 9W A19 LED Lamp - Universal - 800 Lumens - Warm White (3000K) - 80 CRI - 15000 Hours - E26 (Medium) - 120 to 130V - White TCP - L9A19D1530K | 3000 | 82 | 800 | 88.8889 | 15000 | 9 | 48 | 148.32 | 3.09 | 3.6309 | 2020Q2 | https://shop.regencylighting.com/lamps/led/a-line/l9a19d1530k-tcp.html | Regency Lighting | 2020 | Yes
LED Lighting | Reflector | Brand TCP | True |  | Reflector (Flood/Spot) | BR40 | E26 (Medium) | Damp Location Rated,Recessed Fixtures TCP 17W Led BR-40 Bulb 120 Volt Medium Base 3,000 Kelvin 1250 Lumens 82 CRI 25,000 Average Hour Life Dimmable Replaces 120W Incadescent Bulb Mfg #LED17BR40D30K Mfg #LED17BR40D30K LED Bulb TCP 17W BR40 120W Equivalent 3000K Dimmable Package Of 12 | 3000 | 84 | 1400 | 82.3529 | 25000 | 17 | 12 | 362.95 | 30.2458 | 35.54 | 2020Q2 | https://hdsupplysolutions.com/p/led-00-75-10-35/led-bulb-tcp-17w-br40-120w-equivalent-3000k-dimmable-package-of-12-p159482 | HD Supply | 2020 | Yes
LED Lighting | Reflector | Brand TCP | True |  | Reflector (Flood/Spot) | PAR38 | E26 (Medium) | Wet Location Rated,Recessed Fixtures TCP 17 Watt Led PAR-38 Bulb 120 Volt Medium Base 2,700 Kelvin 1,200 Lumens 82 CRI 25,000 Average Hour Life 40° Flood Pattern Dimmable Replaces 120W Halogen Bulb Mfg #LED17P38D27KFL Mfg #LED17P38D27KFL LED Bulb TCP 17W PAR38 120W Equivalent 2700K FL40 Dimmable Package Of 12 | 2700 | 84 | 1200 | 80 | 25000 | 15 | 12 | 319.36 | 26.6133 | 31.2717 | 2020Q2 | https://hdsupplysolutions.com/p/led-00-75-10-35/led-bulb-tcp-17w-par38-120w-equivalent-2700k-fl40-dimmable-package-of-12-p156706 | HD Supply | 2020 | Yes
LED Lighting | Reflector | Brand TCP | True |  | Reflector (Flood/Spot) | PAR38 | E26 (Medium) | Wet Location Rated,Recessed Fixtures TCP 17 Watt Led PAR-38 Bulb 120 Volt Medium Base 2,700 Kelvin 1,200 Lumens 82 CRI 25,000 Average Hour Life 25° Narrow Flood Pattern Dimmable Replaces 120W Halogen Bulb Mfg #LED17P38D27KNFL Mfg #LED17P38D27KNFL LED Bulb TCP 17W PAR38 120W Equivalent 2700K NFL25 Dimmable Package Of 12 | 2700 | 84 | 1200 | 80 | 25000 | 15 | 12 | 348.8 | 29.0667 | 34.1545 | 2020Q2 | https://hdsupplysolutions.com/p/led-00-75-10-35/led-bulb-tcp-17w-par38-120w-equivalent-2700k-nfl25-dimmable-package-of-12-p156707 | HD Supply | 2020 | Yes
LED Lighting | Reflector | Brand TCP | True |  | Reflector (Flood/Spot) | PAR38 | E26 (Medium) | Wet Location Rated,Recessed Fixtures TCP® 17 Watt LED PAR-38 Bulb Medium Base Replaces 120W Halogen Bulb 120 Volt 3,000 Kelvin 1,250 Lumens 82 CRI 25,000 Average Hour Life 40° Flood Pattern Dimmable Mfg #LED17P38D30KFL LED Bulb TCP 17W PAR38 120W Equivalent 3000K FL40 Dimmable | 3000 | 84 | 1200 | 80 | 25000 | 15 | 1 | 19.99 | 19.99 | 23.489 | 2020Q2 | https://hdsupplysolutions.com/p/led-00-75-10-35/led-bulb-tcp-17w-par38-120w-equivalent-3000k-fl40-dimmable-p328440 | HD Supply | 2020 | Yes
LED Lighting | A-Type | TCP | True |  | General Purpose Replacement | A19 | E26 (Medium) | Damp Location Rated Home / Light Bulbs / LED / LED A-Line / TCP - L9A19D2527K Energy Star; Durable Plastic Housing; Enclosed Fixture Rated; Damp Location Rated 9W A19 LED Lamp - Universal - 800 Lumens - Warm White (2700K) - 80 CRI - 25000 Hours - E26 (Medium) - 120 to 130V - White TCP - L9A19D2527K | 2700 | 81 | 800 | 88.8889 | 25000 | 9 | 48 | 148.32 | 3.09 | 3.6309 | 2020Q2 | https://shop.regencylighting.com/lamps/led/a-line/l9a19d2527k-tcp.html | Regency Lighting | 2020 | Yes
LED Lighting | A-Type | TCP | True |  | General Purpose Replacement | A19 | E26 (Medium) | Damp Location Rated Home / Light Bulbs / LED / LED A-Line / TCP - L9A19D2530K Energy Star; Durable Plastic Housing; Enclosed Fixture Rated; Damp Location Rated 9W A19 LED Lamp - Universal - 800 Lumens - Warm White (3000K) - 80 CRI - 25000 Hours - E26 (Medium) - 120 to 130V TCP - L9A19D2530K | 3000 | 82 | 800 | 88.8889 | 20000 | 9 | 1 | 3.09 | 3.09 | 3.6309 | 2020Q2 | https://shop.regencylighting.com/lamps/led/a-line/l9a19d2530k-tcp.html | Regency Lighting | 2020 | Yes
LED Lighting | Decorative | Brand TCP | True |  | Globe | G16.5 | E26 (Medium) | Damp Location Rated TCP 4 Watt G16 Globe Bulb 120 Volt G16 Globe Medium Base Clear 2,700 Kelvin 300 Lumens 82 CRI 25,000 Average Hour Life Dimmable Replaces 25W Incandescent Bulb Mfg #LED4E26G1627K Mfg #LED4E26G1627K LED Bulb TCP 4W G16 25W Equivalent 2700K Dimmable Package Of 12 | 2700 | 83 | 280 | 80 | 25000 | 3.5 | 12 | 167.95 | 13.9958 | 16.4456 | 2020Q2 | https://hdsupplysolutions.com/p/led-00-75-10-35/led-bulb-tcp-4w-g16-25w-equivalent-2700k-dimmable-package-of-12-p159463 | HD Supply | 2020 | Yes
LED Lighting | Decorative | Brand TCP | True |  | Other | B11 | E12 (Candelabra) | Damp Location Rated TCP 5 Watt Flame Bulb 120 Volt Candelabra Base Flame Tip Frosted 2,700 Kelvin 300 Lumens 82 CRI 25,000 Average Hour Life Dimmable Replaces 40W Incandescent Bulb Mfg #LED5E12F1127KF Mfg #LED5E12F1127KF LED Bulb TCP 5W Frosted Flame 40W Equivalent 2700K Candelabra, Dimmable, 12pk | 2700 | 83 | 350 | 70 | 25000 | 5 | 1 | 173.27 | 173.27 | 203.5989 | 2020Q2 | https://hdsupplysolutions.com/p/led-00-75-10-35/led-bulb-tcp-5w-frosted-flame-40w-equivalent-2700k-candelabra-dimmable-12pk-p159461 | HD Supply | 2020 | No
LED Lighting | Decorative | Brand TCP | True |  | Globe | G25 | E26 (Medium) | Damp Location Rated TCP 5 Watt G25 Globe Bulb 120 Volt Medium Base 2,700 Kelvin 300 Lumens 82 CRI 25,000 Average Hour Life 230° Dimmable Replaces 40W Incandescent Bulb Mfg #LED5G25D27KF Mfg #LED5G25D27KF LED Bulb TCP 5W Smooth G25 40W Equivalent 2700K Frost Dimmable Package Of 12 | 2700 | 83 | 350 | 87.5 | 25000 | 4 | 12 | 154.49 | 12.8742 | 15.1276 | 2020Q2 | https://hdsupplysolutions.com/p/led-00-75-10-35/led-bulb-tcp-5w-smooth-g25-40w-equivalent-2700k-frost-dimmable-package-of-12-p159456 | HD Supply | 2020 | Yes
LED Lighting | Decorative | Brand TCP | True |  | Globe | G25 | E26 (Medium) | Damp Location Rated TCP 5 Watt G25 Globe Bulb 120 Volt Medium Base 3,000 Kelvin 325 Lumens 82 CRI 25,000 Average Hour Life 230° Dimmable Replaces 40W Incandescent Bulb Mfg #LED5G25D30KF Mfg #LED5G25D30KF LED Bulb TCP 5W Smooth G25 40W Equivalent 3000K Frost Dimmable Package Of 12 | 3000 | 84 | 350 | 87.5 | 25000 | 4 | 12 | 183.73 | 15.3108 | 17.9908 | 2020Q2 | https://hdsupplysolutions.com/p/led-00-75-10-35/led-bulb-tcp-5w-smooth-g25-40w-equivalent-3000k-frost-dimmable-package-of-12-p159457 | HD Supply | 2020 | Yes
LED Lighting | Decorative | Brand TCP | True |  | Other | B11 | E12 (Candelabra) | Damp Location Rated TCP® B-11 5 Watt LED Torpedo Bulb Candelabra Base 120 Volt 2,700 Kelvin 300 Lumens 82 CRI 25,000 Average Hour Life Dimmable Replaces 40W Incandescent Bulb Clear Mfg #LED5E12B1127K LED Bulb TCP 5W Torpedo 40W Equivalent 2,700K Candelabra Base Clear Dimmable | 2700 | 83 | 350 | 70 | 25000 | 5 | 1 | 6.49 | 6.49 | 7.626 | 2020Q2 | https://hdsupplysolutions.com/p/led-00-75-10-35/led-bulb-tcp-5w-torpedo-40w-equivalent-2-700k-candelabra-base-clear-dimmable-p328442 | HD Supply | 2020 | Yes
LED Lighting | Decorative | Brand TCP | True |  | Other | B11 | E12 (Candelabra) | Damp Location Rated TCP® 5 Watt B-11 LED Frost Torpedo Bulb Candelabra Base 120 Volt 2,700 Kelvin 300 Lumens 82 CRI 25,000 Average Hour Life Dimmable Replaces 40W Incandescent Bulb Mfg #LED5E12B1127KF LED Bulb TCP 5W Torpedo 40W Equivalent 2700K Candelabra Base Frost Dimmable | 2700 | 81 | 350 | 70 | 25000 | 5 | 1 | 6.79 | 6.79 | 7.9785 | 2020Q2 | https://hdsupplysolutions.com/p/led-00-75-10-35/led-bulb-tcp-5w-torpedo-40w-equivalent-2700k-candelabra-base-frost-dimmable-p328443 | HD Supply | 2020 | Yes
LED Lighting | Decorative | Brand TCP | True |  | Globe | G25 | E26 (Medium) | Damp Location Rated TCP® 6 Watt LED G-25 Bulb 120 Volt Medium Base 2,700 Kelvin 500 Lumens 82 CRI 25,000 Average Hour Life Dimmable Replaces 60W Incandescent Bulb Mfg #L6G25D2527KF LED Bulb TCP 6W G25 60W Equivalent 2700K Frost Dimmable | 2700 | 81 | 525 | 87.5 | 25000 | 6 | 1 | 10.99 | 10.99 | 12.9137 | 2020Q2 | https://hdsupplysolutions.com/p/led-00-75-10-35/led-bulb-tcp-6w-g25-60w-equivalent-2700k-frost-dimmable-p328454 | HD Supply | 2020 | Yes
LED Lighting | A-Type | Sylvania | True | Daylighting/Photocell, | General Purpose Replacement | A19 | E26 (Medium) | Damp Location Rated,Use With Timers,Use With Photo and/or Motion Sensors,Recessed Fixtures Home / Light Bulbs / LED / LED A-Line / Sylvania - 74687 - LED9A19DIMO827UB A19 LED Lamp; Suitable for Rough Locations; Instant On; Suitable for Damp Locations 9W A19 LED Lamp - Universal - 800 Lumens - Warm White (2700K) - 80 CRI - 15000 Hours - E26 (Medium) - 120 to 130V - Frost Sylvania - 74687 - LED9A19DIMO827UB | 2700 | 83 | 800 | 88.8889 | 25000 | 9 | 1 | 4.57 | 4.57 | 5.3699 | 2020Q2 | https://shop.regencylighting.com/lamps/led/a-line/led9a19dimo827ub-74687.html | Regency Lighting | 2020 | Yes
LED Lighting | A-Type | Sylvania | True | Daylighting/Photocell, | General Purpose Replacement | A19 | E26 (Medium) | Damp Location Rated,Use With Timers,Not for Use in Recessed Fixtures,Use With Photo and/or Motion Sensors Home / Light Bulbs / LED / LED A-Line / Sylvania - 71185 - LED9A19DIMO835UB 6/CS 1/SKU A19 LED Lamp 9W A19 LED Lamp - Universal - 800 Lumens - Neutral White (3500K) - 80 CRI - 15000 Hours - E26 (Medium) - 120 to 130V - Frost Sylvania - 71185 - LED9A19DIMO835UB 6/CS 1/SKU | 2700 | 83 | 800 | 88.8889 | 15000 | 9 | 1 | 4.57 | 4.57 | 5.3699 | 2020Q2 | https://shop.regencylighting.com/lamps/led/a-line/led9a19dimo835ub-6-cs-1-sku-71185.html | Regency Lighting | 2020 | Yes
LED Lighting | Reflector | Brand TCP | True |  | Reflector (Flood/Spot) | PAR20 | E26 (Medium) | Wet Location Rated,Recessed Fixtures TCP 8 Watt Led PAR-20 Bulb 120 Volt Medium Base 2,700 Kelvin 500 Lumens 82 CRI 25,000 Average Hour Life 40° Flood Pattern Dimmable Replaces 50W Halogen Bulb Mfg #LED8P20D27KFL Mfg #LED8P20D27KFL LED Bulb TCP 8W PAR20 50W Equivalent 2700K FL40 Dimmable Package Of 12 | 2700 | 83 | 600 | 85.7143 | 25000 | 7 | 12 | 274.11 | 22.8425 | 26.8408 | 2020Q2 | https://hdsupplysolutions.com/p/led-00-75-10-35/led-bulb-tcp-8w-par20-50w-equivalent-2700k-fl40-dimmable-package-of-12-p156787 | HD Supply | 2020 | Yes
LED Lighting | Reflector | Brand TCP | True |  | Reflector (Flood/Spot) | PAR20 | E26 (Medium) | Wet Location Rated,Recessed Fixtures TCP® 8 Watt LED PAR-20 Bulb Medium Base Replaces 50W Halogen Bulb 120 Volt 3,000 Kelvin 515 Lumens 82 CRI 25,000 Average Hour Life 40° Flood Pattern Dimmable Mfg #LED8P20D30KFL LED Bulb TCP 8W PAR20 50W Equivalent 3000K FL40 Dimmable | 3000 | 83 | 625 | 89.2857 | 25000 | 7 | 1 | 11.49 | 11.49 | 13.5012 | 2020Q2 | https://hdsupplysolutions.com/p/led-00-75-10-35/led-bulb-tcp-8w-par20-50w-equivalent-3000k-fl40-dimmable-p328455 | HD Supply | 2020 | Yes
LED Lighting | Reflector | Brand TCP | True |  | Reflector (Flood/Spot) | PAR20 | E26 (Medium) | Wet Location Rated,Recessed Fixtures TCP 8 Watt Led PAR-20 Bulb 120 Volt Medium Base 4,100 Kelvin 530 Lumens 82 CRI 25,000 Average Hour Life 40° Flood Pattern Dimmable Replaces 50W Halogen Bulb Mfg #LED8P20D41KFL Mfg #LED8P20D41KFL LED Bulb TCP 8W PAR20 50W Equivalent 4100K FL40 Dimmable Package Of 12 | 4000 | 86 | 675 | 96.4286 | 25000 | 7 | 12 | 274.11 | 22.8425 | 26.8408 | 2020Q2 | https://hdsupplysolutions.com/p/led-00-75-10-35/led-bulb-tcp-8w-par20-50w-equivalent-4100k-fl40-dimmable-package-of-12-p156791 | HD Supply | 2020 | Yes
LED Lighting | Decorative | Brand TCP | True |  | Globe | G25 | E26 (Medium) | Damp Location Rated TCP 8 Watt G25 Globe Bulb 120 Volt Medium Base 3,000 Kelvin 525 Lumens 82 CRI 25,000 Average Hour Life 230° Dimmable Replaces 60W Incandescent Bulb Mfg #LED8G25D30KF Mfg #L6G25D2530KF LED Bulb TCP 8W Smooth G25 3000K Frost Dimmable Package Of 12 | 3000 | 83 | 525 | 87.5 | 25000 | 6 | 12 | 160.55 | 13.3792 | 15.721 | 2020Q2 | https://hdsupplysolutions.com/p/led-00-75-10-35/led-bulb-tcp-8w-smooth-g25-3000k-frost-dimmable-package-of-12-p159458 | HD Supply | 2020 | Yes
LED Lighting | Downlight | Brand TCP | True |  |  | LED Retrofit Kit | LED Retrofit Kit | Downlight Solid State Retrofit TCP® 9 Watt LED 4 Recessed Kit Medium Base UL Approved For Damp Locations 120 Volt 2700 Kelvin 500 Lumens 90 CRI 35,000 Hour Average Life Dimmable Replaces 75W Incandescent Bulb Mfg #L75DR4D3527KCQ LED Bulb TCP 9W, 75W Equivalent, 4 Inch Recessed Retrofit Can 2700K Dimmable | 2700 | 92 | 750 | 83.3333 | 35000 | 9 | 1 | 16.49 | 16.49 | 19.3764 | 2020Q2 | https://hdsupplysolutions.com/p/led-00-75-10-35/led-bulb-tcp-9w-75w-equivalent-4-inch-recessed-retrofit-can-2700k-dimmable-p294518 | HD Supply | 2020 | Yes
LED Lighting | Reflector | Brand TCP | True |  | Reflector (Flood/Spot) | BR30 | E26 (Medium) | Damp Location Rated,Recessed Fixtures TCP® 9 Watt LED BR-30 Bulb 120 Volt Medium Base 2,700 Kelvin 650 Lumens 80 CRI 25,000 Hour Average Life Dimmable Replaces 65W Incandescent Bulb Mfg #LED9BR30D27K LED Bulb TCP 9W BR-0, 65W Equivalent, 2700K Dimmable | 2700 | 80 | 700 | 73.6842 | 25000 | 9.5 | 1 | 5.25 | 5.25 | 6.169 | 2020Q2 | https://hdsupplysolutions.com/p/led-00-75-10-35/led-bulb-tcp-9w-br-0-65w-equivalent-2700k-dimmable-p294440 | HD Supply | 2020 | Yes
LED Lighting | Reflector | Brand TCP | True |  | Reflector (Flood/Spot) | BR30 | E26 (Medium) | Damp Location Rated,Recessed Fixtures TCP 9W Led BR-30 Bulb 120 Volt Medium Base 3,000 Kelvin 675 Lumens 82 CRI 25,000 Average Hour Life Dimmable Replaces 65W Incadescent Bulb Mfg #LED10BR30D30K Mfg #LED9BR30D30K LED Bulb TCP 9W BR30 65W Equivalent 3000K Dimmable Package Of 12 | 3000 | 80 | 700 | 73.6842 | 25000 | 9.5 | 12 | 200.37 | 16.6975 | 19.6202 | 2020Q2 | https://hdsupplysolutions.com/p/led-00-75-10-35/led-bulb-tcp-9w-br30-65w-equivalent-3000k-dimmable-package-of-12-p159480 | HD Supply | 2020 | Yes
LED Lighting | Reflector | Brand TCP | True |  | Reflector (Flood/Spot) | BR30 | E26 (Medium) | Damp Location Rated,Recessed Fixtures TCP® 9 Watt LED BR-30 Bulb 120 Volt Medium Base 4,100 Kelvin 650 Lumens 80 CRI 25,000 Hour Average Life Dimmable Replaces 65W Incandescent Bulb Mfg #LED9BR30D41K LED Bulb TCP 9W BR30, 65W Equivalent, 4100K Dimmable | 4000 | 82 | 750 | 78.9474 | 25000 | 9.5 | 1 | 5.25 | 5.25 | 6.169 | 2020Q2 | https://hdsupplysolutions.com/p/led-00-75-10-35/led-bulb-tcp-9w-br30-65w-equivalent-4100k-dimmable-p294441 | HD Supply | 2020 | Yes
LED Lighting | Downlight | Brand Philips | True |  |  |  |  | Downlight Surface Mount Philips®led Luminaire 10w Surface Mount Downlight 5" Round (replaces 65w Par 30 Halogen) 120 Volt 3000 Kelvin 700 Lumens 90 Cri L70 50,000 Hours Dimmable Replaces 65w Par 30 Halogen Bulb Mfg #PSD5R079301W LED Philips 10w Surface Mount Downlight 5" Round Replaces 65w Par 30 Halogen | 3000 | 93 | 700 | 70 | 50000 | 10 | 1 | 47.99 | 47.99 | 56.3901 | 2020Q2 | https://hdsupplysolutions.com/p/led-00-75-10-35/led-philips-10w-surface-mount-downlight-5-round-replaces-65w-par-30-halogen-p280480 | HD Supply | 2020 | Yes
LED Lighting | Downlight | Brand Philips | True |  |  |  |  | Downlight Recessed Philips®led Luminaire Philips 13w Flat Downlight 4" Round (replaces 50w Par 20 Halogen) 120 Volt 3000 Kelvin 700 Lumens 90 Cri L70 50,000 Hours Dimmable Replaces 50w Par 20 Halogen Bulb Mfg #FDL4R07930TE1W LED Philips 13w Flat Downlight 4" Round Replaces 50w Par 20 Halogen | 3000 | 93 | 700 | 60.3448 | 50000 | 11.6 | 1 | 37.99 | 37.99 | 44.6397 | 2020Q2 | https://hdsupplysolutions.com/p/led-00-75-10-35/led-philips-13w-flat-downlight-4-round-replaces-50w-par-20-halogen-p280474 | HD Supply | 2020 | Yes
LED Lighting | Downlight | Brand Philips | True |  |  |  |  | Downlight Recessed Philips®led Luminaire Philips 15.5w Flat Downlight 6" Round (replaces 60w Par 30 Halogen) 120 Volt 3000 Kelvin 900 Lumens 90 Cri L70 50,000 Hours Dimmable Replaces 60w Par 30 Halogen Bulb Mfg #FDL6R09930TE1W LED Philips 15.5w Flat Downlight 6" Round Replaces 60w Par 30 Halogen | 3000 | 91 | 900 | 65.6934 | 50000 | 13.7 | 1 | 52.91 | 52.91 | 62.1713 | 2020Q2 | https://hdsupplysolutions.com/p/led-00-75-10-35/led-philips-155w-flat-downlight-6-round-replaces-60w-par-30-halogen-p280476 | HD Supply | 2020 | Yes
LED Lighting | Decorative | Brand Maintenance Warehouse | True |  | Globe | G25 | E26 (Medium) | Recessed Fixtures,Damp Location Rated Maintenance Warehouse® LED 40W Replacement G25 Bulb Non-Dimmable 2700K Pack of 15 120 Volt E26 2700 Kelvin 450 Lumens 80 CRI 15,000 Average Hour Life Non-Dimmable Replaces 40W Mfg #L7-G25D-6W 2700K Maintenance Warehouse® LED 40W Replacement G25 Bulb, Non-Dimmable 2700K/450 Lumens, Package of 15 | 2700 | 83 | 450 | 75 | 15000 | 6 | 1 | 53.85 | 53.85 | 63.2758 | 2020Q2 | https://hdsupplysolutions.com/p/led-00-75-10-35/maintenance-warehouse-led-40w-replacement-g25-bulb-non-dimmable-2700k-450-lumens-package-of-15-p294412 | HD Supply | 2020 | Yes
LED Lighting | Reflector | Brand Maintenance Warehouse | True |  | Reflector (Flood/Spot) | R20 | E26 (Medium) | Damp Location Rated,Recessed Fixtures Maintenance Warehouse® LED 50W Replacement BR20 Bulb Dimmable 2700K Single Pack Medium Base 120 Volt E26 2700 Kelvin 550 Lumens 80 CRI 25,000 Average Hour Life Dimmable Replaces 50W Mfg #L11-BR20D-7W 2700K Maintenance Warehouse® LED 50W Replacement BR20 Bulb Dimmable 2700K 550 Lumens Single Pack | 2700 | 82 | 550 | 78.5714 | 25000 | 7 | 1 | 8.79 | 8.79 | 10.3286 | 2020Q2 | https://hdsupplysolutions.com/p/led-00-75-10-35/maintenance-warehouse-led-50w-replacement-br20-bulb-dimmable-2700k-550-lumens-single-pack-p328459 | HD Supply | 2020 | Yes
LED Lighting | Reflector | Brand Maintenance Warehouse | True |  | Reflector (Flood/Spot) | R20 | E26 (Medium) | Damp Location Rated,Recessed Fixtures Maintenance Warehouse® LED 50W Replacement BR20 Bulb Dimmable 4000K Single Pack Medium Base 120 Volt E26 4000 Kelvin 550 Lumens 80 CRI 25,000 Average Hour Life Dimmable Replaces 50W Mfg #L11-BR20D-7W 4000K Maintenance Warehouse® LED 50W Replacement BR20 Bulb Dimmable 4000K 550 Lumens Single Pack | 4000 | 84 | 550 | 78.5714 | 25000 | 7 | 1 | 8.99 | 8.99 | 10.5636 | 2020Q2 | https://hdsupplysolutions.com/p/led-00-75-10-35/maintenance-warehouse-led-50w-replacement-br20-bulb-dimmable-4000k-550-lumens-single-pack-p328469 | HD Supply | 2020 | Yes
LED Lighting | Reflector | Brand Maintenance Warehouse | True |  | Reflector (Flood/Spot) | R20 | E26 (Medium) | Damp Location Rated,Recessed Fixtures Maintenance Warehouse® LED 60W Replacement BR20 Bulb Dimmable 2700K Single Pack Medium Base 120 Volt E26 2700 Kelvin 660 Lumens 80 CRI 25,000 Average Hour Life Dimmable Replaces 60W Mfg #L11-BR20D-7W 2700K Maintenance Warehouse® LED 60W Replacement BR20 Bulb Dimmable 2700K 660 Lumens Single Pack | 2700 | 82 | 550 | 78.5714 | 25000 | 7 | 1 | 10.99 | 10.99 | 12.9137 | 2020Q2 | https://hdsupplysolutions.com/p/led-00-75-10-35/maintenance-warehouse-led-60w-replacement-br20-bulb-dimmable-2700k-660-lumens-single-pack-p328425 | HD Supply | 2020 | Yes
LED Lighting | Reflector | Brand Maintenance Warehouse | True |  | Reflector (Flood/Spot) | R20 | E26 (Medium) | Damp Location Rated,Recessed Fixtures Maintenance Warehouse® LED 60W Replacement BR20 Bulb Dimmable 4000K Single Pack 120 Volt E26 4000 Kelvin 660 Lumens 80 CRI 25,000 Average Hour Life Dimmable Replaces 60W Mfg #L11-BR20D-7W 4000K Maintenance Warehouse® LED 60W Replacement BR20 Bulb Dimmable 4000K 660 Lumens Single Pack | 4000 | 84 | 550 | 78.5714 | 25000 | 7 | 1 | 11.29 | 11.29 | 13.2662 | 2020Q2 | https://hdsupplysolutions.com/p/led-00-75-10-35/maintenance-warehouse-led-60w-replacement-br20-bulb-dimmable-4000k-660-lumens-single-pack-p116341 | HD Supply | 2020 | Yes
LED Lighting | Reflector | Brand Generic | True | Daylighting/Photocell, | Reflector (Flood/Spot) | PAR30S | E26 (Medium) | Damp Location Rated,Use With Timers,Use With Photo and/or Motion Sensors,Shatter Resistant,Recessed Fixtures TCP® PAR30S LED Bulb Medium Base 8.3 Watt 120 Volt 3,000 Kelvin 750 Lumens 90+ CRI 25,000 Average Hour Life Replaces 75W Halogen 38° Beam Spread Mfg #PAR30SDM/930CA/12 PAR30S LED Bulb, 8.3 Watt, 3,000 Kelvin, Medium Base, Package Of 12 | 3000 | 92 | 750 | 90.3614 | 25000 | 8.3 | 12 | 183.48 | 15.29 | 17.9663 | 2020Q2 | https://hdsupplysolutions.com/p/led-00-75-10-35/par30s-led-bulb-83-watt-3-000-kelvin-medium-base-package-of-12-p113293 | HD Supply | 2020 | Yes
LED Lighting | Reflector | Brand Philips | True |  | Reflector (Flood/Spot) | BR30 | E26 (Medium) | Damp Location Rated,Recessed Fixtures LED Lamp A19 Bulb Shape Non-Dimmable Polycarbonate Bulb Housing Medium Screw Bulb Base (E26) – 2.0/4.0/9.0 Watt 2200K-2500K-2700K Bulb Color Temperature LED 1000 2699K Light Appearance Very Warm White 15,000 Hours Average Bulb Life 80 Color Rendering Index Standard Bulb 300° Bulb Beam Angle 800/320/80 Lumens Omnidirectional Light Distribution 120 Voltage 4-19/64"L 2-3/8" Dia. Mfg #464965 Philips 60W Equivalent A19 Warm White Scene Switch LED Light Bulb Package Of 6 | 2700 | 83 | 650 | 81.25 | 25000 | 8 | 6 | 84.08 | 14.0133 | 16.4662 | 2020Q2 | https://hdsupplysolutions.com/p/led-00-75-10-35/philips-60w-equivalent-a19-warm-white-scene-switch-led-light-bulb-package-of-6-p539130 | HD Supply | 2020 | Yes
LED Lighting | A-Type | Sylvania | True | Daylighting/Photocell, | General Purpose Replacement | A19 | E26 (Medium) | Damp Location Rated,Use With Timers,Not for Use in Recessed Fixtures,Use With Photo and/or Motion Sensors Home / Light Bulbs / LED / LED A-Line / Sylvania - 78037 - LED9A19DIMO835URP Lamp Finish Frosted 9W A19 LED Lamp - Universal - 800 Lumens - Neutral White (3500K) - 80 CRI - 15000 Hours - E26 (Medium) - 120 to 130V - Frost Sylvania - 78037 - LED9A19DIMO835URP | 2700 | 83 | 800 | 88.8889 | 15000 | 9 | 6 | 830.58 | 138.43 | 162.6606 | 2020Q2 | https://shop.regencylighting.com/lamps/led/a-line/led9a19dimo835urp-78037.html | Regency Lighting | 2020 | Yes
LED Lighting | Downlight | Brand Sylvania |  |  |  | LED Retrofit Kit | LED Retrofit Kit | Downlight Recessed Sylvania LED Recessed Downlight Kit 900 Lumen 13 Watt 347 Volt 4000K Color Temperature 84 CRI Pin Based CFL Replacement Suitable For 5 And 6 Frames 50,000 Hours Average Rated Life. Mfg #75327 Sylvania 13 Watt 4000K LED Recessed Downlight Kit 2-Pack | 4000 | 84 | 900 | 69.2308 | 50000 | 13 | 1 | 139 | 139 | 163.3304 | 2020Q2 | https://hdsupplysolutions.com/p/led-00-75-10-35/sylvania-13-watt-4000k-led-recessed-downlight-kit-2-pack-p205634 | HD Supply | 2020 | Yes
LED Lighting | A-Type | Sylvania | True | Daylighting/Photocell, | General Purpose Replacement | A19 | E26 (Medium) | Damp Location Rated,Use With Timers,Not for Use in Recessed Fixtures,Use With Photo and/or Motion Sensors Home / Light Bulbs / LED / LED A-Line / Sylvania - 78066 - LED9A19DIMO850UB A19 LED Lamp 9W A19 LED Lamp - Universal - 800 Lumens - Daylight (5000K) - 80 CRI - 15000 Hours - E26 (Medium) - 120 to 130V - Frost Sylvania - 78066 - LED9A19DIMO850UB | 2700 | 83 | 800 | 88.8889 | 15000 | 9 | 1 | 4.55 | 4.55 | 5.3464 | 2020Q2 | https://shop.regencylighting.com/lamps/led/a-line/led9a19dimo850ub-78066.html | Regency Lighting | 2020 | Yes
LED Lighting | Decorative | Brand Sylvania | True | Daylighting/Photocell, | Decorative | ST | E26 (Medium) | Use With Timers,Filament Style,Use With Photo and/or Motion Sensors,Recessed Fixtures,Damp Location Rated,Dim to Warm Sylvania ST19 LED Light Bulb 4.5 Watt Dimmable 80 CRI 450 Lumens E26 Medium Base 120 Volt Clear 2700K Color Temperature 15,000 Hours Average Rated Life. Mfg #74588 Sylvania 4.5 Watt 2700K ST19 LED Light Bulb 6-Pack | 2700 | 82 | 533 | 118.4444 | 15000 | 4.5 | 1 | 48.54 | 48.54 | 57.0364 | 2020Q2 | https://hdsupplysolutions.com/p/led-00-75-10-35/sylvania-45-watt-2700k-st19-led-light-bulb-6-pack-p205704 | HD Supply | 2020 | Yes
LED Lighting | Downlight | Brand Sylvania | True |  |  |  |  | Downlight Recessed Sylvania RT56HO 650 Lumens 65 Watt 120 Input Voltage 2700K Color Temperature High CRI Dimmable Downlight Retrofit 35,000 Hours Rated Life Suitable For 5" And 6" Frames. Mfg #75330 Sylvania 65 Watt 120 Volt White LED Recessed Retrofit Downlight 2-Case | 2700 | 93 | 650 | 72.2222 | 35000 | 9 | 1 | 46.9 | 46.9 | 55.1093 | 2020Q2 | https://hdsupplysolutions.com/p/led-00-75-10-35/sylvania-65-watt-120-volt-white-led-recessed-retrofit-downlight-2-case-p436656 | HD Supply | 2020 | Yes
LED Lighting | Downlight | Brand Sylvania | [5 empty] | Downlight Solid State Retrofit Sylvania 8.5 Watt 2700K LT4 LED Light Bulb 6-Pack Mfg #79621 Sylvania 8.5 Watt 2700K LT4 LED Light Bulb 6-Pack | 2700 | 82 | 556 | 70.3797 | 69000 | 7.9 | 1 | 48.8 | 48.8 | 57.3419 | 2020Q2 | https://hdsupplysolutions.com/p/led-00-75-10-35/sylvania-85-watt-2700k-lt4-led-light-bulb-6-pack-p205696 | HD Supply | 2020 | Yes
LED Lighting | A-Type | Maxlite | True |  | General Purpose Replacement | A19 | E26 (Medium) | Damp Location Rated Home / Light Bulbs / LED / Maxlite - 14099394 - E9A19DLED27/G6 Enclosed Rated 9W A19 LED Lamp - Universal - 800 Lumens - Warm White (2700K) - 81 CRI - 25000 Hours - E26 (Medium) - 120 to 130V Maxlite - 14099394 - E9A19DLED27/G6 | 2700 | 82 | 800 | 88.8889 | 25000 | 9 | 1 | 3.22 | 3.22 | 3.7836 | 2020Q2 | https://shop.regencylighting.com/lamps/led/e9a19dled27-g6-mxt.html | Regency Lighting | 2020 | Yes
LED Lighting | Downlight | Brand TCP |  |  |  | LED Retrofit Kit | LED Retrofit Kit | Downlight Solid State Retrofit TCP® 10 Watt 5-6" Recessed Kit Medium Base UL Approved For Damp Locations 120 Volt 3,000 To 2,000 Kelvin 700 Lumens 80 CRI 25,000 Average Hour Life Warm Dim Technology Mimics Incandescent Replaces 65W Incandescent Bulb Mfg #LED10DR56DA TCP® 10 Watt 5-6" Recessed Kit, Medium Base, 3000 To 2000K, 700 Lumens | 3000 | 85 | 700 | 64.8148 | 25000 | 10.8 | 1 | 24.99 | 24.99 | 29.3642 | 2020Q2 | https://hdsupplysolutions.com/p/led-00-75-10-35/tcp-10-watt-5-6-recessed-kit-medium-base-3000-to-2000k-700-lumens-p112947 | HD Supply | 2020 | Yes
LED Lighting | A-Type | Maxlite | True |  | General Purpose Replacement | A19 | E26 (Medium) | Damp Location Rated,Recessed Fixtures Home / Light Bulbs / LED / Maxlite - 14099394 - E9A19DLED27/G8 Enclosed Rated; Damp Location Rated; Energy Star Certified 9W A19 LED Lamp - 800 Lumens - Warm White (2700K) - 80 CRI - 25000 hrs. - E26 (Medium) - 120 to 130V - Frost Maxlite - 14099394 - E9A19DLED27/G8 | 2700 | 83 | 800 | 88.8889 | 25000 | 9 | 1 | 3.4 | 3.4 | 3.9951 | 2020Q2 | https://shop.regencylighting.com/lamps/led/e9a19dled27-g8-mxt.html | Regency Lighting | 2020 | Yes
LED Lighting | A-Type | Maxlite | True |  | General Purpose Replacement | A19 | E26 (Medium) | Damp Location Rated Home / Light Bulbs / LED / Maxlite - 14099397 - E9A19DLED30/G6 Enclosed Rated 9W A19 LED Lamp - Universal - 800 Lumens - Warm White (3000K) - 82 CRI - 25000 Hours - E26 (Medium) - 120 to 130V Maxlite - 14099397 - E9A19DLED30/G6 | 3000 | 83 | 800 | 88.8889 | 25000 | 9 | 1 | 3.22 | 3.22 | 3.7836 | 2020Q2 | https://shop.regencylighting.com/lamps/led/e9a19dled30-g6-mxt.html | Regency Lighting | 2020 | Yes
LED Lighting | Reflector | Brand TCP | True |  | Reflector (Flood/Spot) | BR40 | E26 (Medium) | Damp Location Rated,Recessed Fixtures TCP® 17 Watt BR-40 LED Bulb Medium Base 120 Volt 2,700 Kelvin 1,200 Lumens 80 CRI 25,000 Average Hour Life Dimmable Replaces 85W Incandescent Bulb Mfg #LED17BR40D27K TCP® 17 Watt BR-40 LED Bulb, Medium Base, 2700 Kelvin, 1,200 Lumens | 2700 | 83 | 1400 | 82.3529 | 25000 | 17 | 1 | 13.99 | 13.99 | 16.4388 | 2020Q2 | https://hdsupplysolutions.com/p/led-00-75-10-35/tcp-17-watt-br-40-led-bulb-medium-base-2700-kelvin-1-200-lumens-p112940 | HD Supply | 2020 | Yes
LED Lighting | Reflector | Brand TCP | True |  | Reflector (Flood/Spot) | BR40 | E26 (Medium) | Damp Location Rated,Recessed Fixtures TCP® 17 Watt BR-40 LED Bulb Medium Base 120 Volt 4,100 Kelvin 1,300 Lumens 80 CRI 25,000 Average Hour Life Dimmable Replaces 85W Incandescent Bulb Mfg #LED17BR40D41K TCP® 17 Watt BR-40 LED Bulb, Medium Base, 4100 Kelvin, 1,300 Lumens | 4000 | 85 | 1400 | 82.3529 | 25000 | 17 | 1 | 13.99 | 13.99 | 16.4388 | 2020Q2 | https://hdsupplysolutions.com/p/led-00-75-10-35/tcp-17-watt-br-40-led-bulb-medium-base-4100-kelvin-1-300-lumens-p112941 | HD Supply | 2020 | Yes
LED Lighting | A-Type | Maxlite | True |  | General Purpose Replacement | A19 | E26 (Medium) | Damp Location Rated,Recessed Fixtures Home / Light Bulbs / LED / Maxlite - 14099397 - E9A19DLED30/G7 Suitable for Damp Locations; Suitable for Fully Enclosed Fixtures 9W A19 LED Lamp - Universal - 800 Lumens - Warm White (3000K) - 88 CRI - 25000 hrs. - E26 (Medium) - 120 to 130V Maxlite - 14099397 - E9A19DLED30/G7 | 3000 | 82 | 800 | 88.8889 | 25000 | 9 | 1 | 3.22 | 3.22 | 3.7836 | 2020Q2 | https://shop.regencylighting.com/lamps/led/e9a19dled30-g7-mxt.html | Regency Lighting | 2020 | Yes
LED Lighting | Downlight | Brand TCP | True |  |  | LED Retrofit Kit |  | Downlight Surface Mount Tcp® 4 Inch Round 13 Watt Led Snap-In Do Wattnlight, Dimmable, Package Of 6 Tcp 4" 13w Easy To Install Led Snap-In Downlight Snap-In Mounting Springs, For Use Without Junction Box Or Recessed Can 120 Volt Pkg Of 6 2700k 850 Lumens 4" Round Replaces 75 Watt Incandescent 40,000 Average Hour Life Dimmable Damp Location Rated Energy Star Rated Mfg # Ddr40127 Mfg #DDR40127 Tcp® 4 Inch Round 13 Watt Led Snap-In Do Wattnlight, Dimmable, Package Of 6 | 2700 | 81 | 850 | 65.3846 | 40000 | 13 | 6 | 102.18 | 17.03 | 20.0109 | 2020Q2 | https://hdsupplysolutions.com/p/led-00-75-10-35/tcp-4-inch-round-13-watt-led-snap-in-do-wattnlight-dimmable-package-of-6-p103921 | HD Supply | 2020 | Yes
LED Lighting | Decorative | Brand TCP | True |  | Other | B11 | E12 (Candelabra) | Damp Location Rated,Filament Style Tcp® 4.5 Watt Led Cac Filament B11 Deco Bulb, Dimmable, Package Of 12 Tcp 4.5w Led Cac Filament B11 Deco Bulb California Title 20 Tier 2 Specifications 120 Volt Pkg Of 12 2700k 350 Lumens E12 Candelabra Base Replaces 40 Watt Incandescent 15,000 Average Hour Life Dimmable Clear 90 Cri Energy Star Rated Mfg # Fb11d4027eccq Mfg #FB11D4027ECCQ Tcp® 4.5 Watt Led Cac Filament B11 Deco Bulb, Dimmable, Package Of 12 | 2700 | 93 | 350 | 77.7778 | 15000 | 4.5 | 12 | 72.46 | 6.0383 | 7.0953 | 2020Q2 | https://hdsupplysolutions.com/p/led-00-75-10-35/tcp-45-watt-led-cac-filament-b11-deco-bulb-dimmable-package-of-12-p103929 | HD Supply | 2020 | Yes
LED Lighting | Decorative | Brand TCP | True |  | Globe | G16.5 | E12 (Candelabra) | Filament Style,Damp Location Rated Tcp® 4.5 Watt Led Cac Filament G16 Deco Bulb, Dimmable, Package Of 12 Tcp 4.5w Led Cac Filament G16 Deco Bulb California Title 20 Tier 2 Specifications 120 Volt Pkg Of 12 2700k 360 Lumens E12 Candelabra Base Replaces 40 Watt Incandescent 15,000 Average Hour Life Dimmable Frosted 90 Cri Energy Star Rated Mfg # Fg16d4027efcq Mfg #FG16D4027EFCQ Tcp® 4.5 Watt Led Cac Filament G16 Deco Bulb, Dimmable, Package Of 12 | 2700 | 92 | 360 | 80 | 15000 | 4.5 | 12 | 83.41 | 6.9508 | 8.1675 | 2020Q2 | https://hdsupplysolutions.com/p/led-00-75-10-35/tcp-45-watt-led-cac-filament-g16-deco-bulb-dimmable-package-of-12-p103931 | HD Supply | 2020 | Yes
LED Lighting | Decorative | Brand TCP | True |  | Globe | G16.5 | E12 (Candelabra) | Damp Location Rated,Filament Style Tcp® 4.5 Watt Led Cac Filament G16 Deco Bulb, E12 Candelabra Base Pack Of 12 Tcp 4.5w Led Cac Filament G16 Deco Bulb California Title 20 Tier 2 Specifications 120 Volt Pkg Of 12 2700k 360 Lumens E12 Candelabra Base Replaces 40 Watt Incandescent 15,000 Average Hour Life Dimmable Clear 90 Cri Energy Star Rated Mfg # Fg16d4027eccq Mfg #FG16D4027ECCQ Tcp® 4.5 Watt Led Cac Filament G16 Deco Bulb, E12 Candelabra Base Pack Of 12 | 2700 | 92 | 360 | 80 | 15000 | 4.5 | 12 | 83.41 | 6.9508 | 8.1675 | 2020Q2 | https://hdsupplysolutions.com/p/led-00-75-10-35/tcp-45-watt-led-cac-filament-g16-deco-bulb-e12-candelabra-base-pack-of-12-p103912 | HD Supply | 2020 | Yes
LED Lighting | Decorative | Brand TCP | True |  | Globe | G25 | E26 (Medium) | Damp Location Rated,Filament Style Tcp® 4.5 Watt Led Cac Filament G25 Bulb, Dimmable, E26 Medium Base Package Of 12 Tcp 4.5w Led Cac Filament G25 Bulb Approved California Title 20 & Ja8 120 Volt Pkg Of 12 2700k 350 Lumens E26 Medium Base Replaces 40 Watt Incandescent 15,000 Average Hour Life Dimmable Frosted 90 Cri Energy Star Rated Mfg # Fg25d4027fcq Mfg #FG25D4027FCQ Tcp® 4.5 Watt Led Cac Filament G25 Bulb, Dimmable, E26 Medium Base Package Of 12 | 2700 | 92 | 350 | 77.7778 | 15000 | 4.5 | 12 | 72.46 | 6.0383 | 7.0953 | 2020Q2 | https://hdsupplysolutions.com/p/led-00-75-10-35/tcp-45-watt-led-cac-filament-g25-bulb-dimmable-e26-medium-base-package-of-12-p103908 | HD Supply | 2020 | Yes
LED Lighting | Decorative | Brand TCP | True |  | Globe | G25 | E26 (Medium) | Damp Location Rated,Filament Style Tcp® 4.5 Watt Led Cac Filament G25 Bulb Dimmable, E26 Medium Base, Package Of 12 Tcp 4.5w Led Cac Filament G25 Bulb Approved California Title 20 & Ja8 120 Volt Pkg Of 12 2700k 350 Lumens E26 Medium Base Replaces 40 Watt Incandescent 15,000 Average Hour Life Dimmable Clear 90 Cri Energy Star Rated Mfg # Fg25d4027ccq Mfg #FG25D4027CCQ Tcp® 4.5 Watt Led Cac Filament G25 Bulb Dimmable, E26 Medium Base, Package Of 12 | 2700 | 92 | 350 | 77.7778 | 15000 | 4.5 | 12 | 72.46 | 6.0383 | 7.0953 | 2020Q2 | https://hdsupplysolutions.com/p/led-00-75-10-35/tcp-45-watt-led-cac-filament-g25-bulb-dimmable-e26-medium-base-package-of-12-p103913 | HD Supply | 2020 | Yes
LED Lighting | Downlight | Brand TCP | True |  |  | LED Retrofit Kit |  | Downlight Surface Mount Tcp® 6 Inch Round 14 Watt Led Snap-In Do Wattnlight, Dimmable, Package Of 6 Tcp 6" 14w Easy To Install Led Snap-In Downlight Snap-In Mounting Springs, For Use Without Junction Box Or Recessed Can 120 Volt Pkg Of 6 2700k 1100 Lumens 6" Round Replaces 85 Watt Incandescent 40,000 Average Hour Life Dimmable Damp Location Rated Energy Star Rated Mfg # Ddr60127 Mfg #DDR60127 Tcp® 6 Inch Round 14 Watt Led Snap-In Do Wattnlight, Dimmable, Package Of 6 | 2700 | 82 | 1100 | 78.5714 | 40000 | 14 | 6 | 134.32 | 22.3867 | 26.3052 | 2020Q2 | https://hdsupplysolutions.com/p/led-00-75-10-35/tcp-6-inch-round-14-watt-led-snap-in-do-wattnlight-dimmable-package-of-6-p103930 | HD Supply | 2020 | Yes
LED Lighting | Reflector | Brand TCP | True |  | Reflector (Flood/Spot) | MR16 | GU5.3 | Damp Location Rated,Recessed Fixtures Tcp® 6.5 Watt Led Cac Mr16 Bulb, Dimmable,Gu5.3 Base, Package Of 12 Tcp 6.5w Led Cac Mr16 Bulb Approved California Title 20 & Ja8 12 Volt Pkg Of 12 3000k 470 Lumens Gu5.3 Base Replaces 50 Watt Halogen 25,000 Average Hour Life Dimmable 40 Degree Beam Angle 90 Cri Energy Star Rated Mfg # L50mr16d2530kflcq Mfg #L50MR16D2530KFLCQ Tcp® 6.5 Watt Led Cac Mr16 Bulb, Dimmable,Gu5.3 Base, Package Of 12 | 3000 | 94 | 470 | 72.3077 | 25000 | 6.5 | 12 | 66.02 | 5.5017 | 6.4647 | 2020Q2 | https://hdsupplysolutions.com/p/led-00-75-10-35/tcp-65-watt-led-cac-mr16-bulb-dimmable-gu53-base-package-of-12-p103907 | HD Supply | 2020 | Yes
LED Lighting | Reflector | Brand TCP | True |  | Reflector (Flood/Spot) | MR16 | GU5.3 | Damp Location Rated,Recessed Fixtures Tcp® 6.5 Watt Led Cac Mr16 Bulb, Dimmable, Gu5.3 Base, Package Of 12 Tcp 6.5w Led Cac Mr16 Bulb Approved California Title 20 & Ja8 12 Volt Pkg Of 12 2700k 430 Lumens Gu5.3 Base Replaces 50 Watt Halogen 25,000 Average Hour Life Dimmable 40 Degree Beam Angle 90 Cri Energy Star Rated Mfg # L50mr16d2527kflcq Mfg #L50MR16D2527KFLCQ Tcp® 6.5 Watt Led Cac Mr16 Bulb, Dimmable, Gu5.3 Base, Package Of 12 | 2700 | 92 | 430 | 66.1538 | 25000 | 6.5 | 12 | 66.02 | 5.5017 | 6.4647 | 2020Q2 | https://hdsupplysolutions.com/p/led-00-75-10-35/tcp-65-watt-led-cac-mr16-bulb-dimmable-gu53-base-package-of-12-p103918 | HD Supply | 2020 | Yes
LED Lighting | A-Type | Maxlite | True |  | General Purpose Replacement | A19 | E26 (Medium) | Damp Location Rated Home / Light Bulbs / LED / Maxlite - 14099398 - E9A19DLED40/G6 Enclosed Rated 9W A19 LED Lamp - Universal - 800 Lumens - Cool White (4000K) - 84 CRI - 25000 Hours - E26 (Medium) - 120 to 130V Maxlite - 14099398 - E9A19DLED40/G6 | 4000 | 84 | 800 | 88.8889 | 25000 | 9 | 1 | 3.22 | 3.22 | 3.7836 | 2020Q2 | https://shop.regencylighting.com/lamps/led/e9a19dled40-g6-mxt.html | Regency Lighting | 2020 | Yes
LED Lighting | A-Type | Maxlite | True |  | General Purpose Replacement | A19 | E26 (Medium) | Damp Location Rated,Recessed Fixtures Home / Light Bulbs / LED / Maxlite - 14099398 - E9A19DLED40/G7 Suitable for Damp Locations; Suitable for Fully Enclosed Fixtures; Energy Star Qualified 9W A19 LED Lamp - Universal - 800 Lumens - Cool White (4000K) - 80 CRI - 25000 hrs. - E26 (Medium) - 120 to 130V Maxlite - 14099398 - E9A19DLED40/G7 | 4000 | 83 | 800 | 88.8889 | 25000 | 9 | 1 | 3.4 | 3.4 | 3.9951 | 2020Q2 | https://shop.regencylighting.com/lamps/led/e9a19dled40-g7-mxt.html | Regency Lighting | 2020 | Yes
LED Lighting | A-Type | Maxlite | True |  | General Purpose Replacement | A19 | GU24 | Damp Location Rated Home / Light Bulbs / LED / Maxlite - 14099408 - E9A19GUDLED27/G6 Enclosed Rated 9W A19 LED Lamp - Universal - 800 Lumens - Warm White (2700K) - 80 CRI - 25000 Hours - GU24 (Bi-Pin / Twist & Lock) - 120 to 130V Maxlite - 14099408 - E9A19GUDLED27/G6 | 2700 | 82 | 800 | 88.8889 | 25000 | 9 | 1 | 3.59 | 3.59 | 4.2184 | 2020Q2 | https://shop.regencylighting.com/lamps/led/e9a19gudled27-g6-mxt.html | Regency Lighting | 2020 | Yes
LED Lighting | A-Type | Maxlite | True |  | General Purpose Replacement | A19 | GU24 | Damp Location Rated,Recessed Fixtures Home / Light Bulbs / LED / Maxlite - 14099408 - E9A19GUDLED27/G7 Suitable for Damp Locations; Suitable for Fully Enclosed Fixtures 9W A19 LED Lamp - Universal - 800 Lumens - Warm White (2700K) - 89 CRI - 25000 hrs. - GU24 (Bi-Pin / Twist & Lock) - 120 to 130V Maxlite - 14099408 - E9A19GUDLED27/G7 | 2700 | 81 | 800 | 88.8889 | 25000 | 9 | 1 | 3.77 | 3.77 | 4.4299 | 2020Q2 | https://shop.regencylighting.com/lamps/led/e9a19gudled27-g7-mxt.html | Regency Lighting | 2020 | Yes
LED Lighting | A-Type | Maxlite | True |  | General Purpose Replacement | A19 | GU24 | Damp Location Rated,Recessed Fixtures Home / Light Bulbs / LED / Maxlite - 14099409 - E9A19GUDLED30/G7 Suitable for Damp Locations; Suitable for Fully Enclosed Fixtures; Energy Star Qualified 9W A19 LED Lamp - Universal - 800 Lumens - Warm White (3000K) - 80 CRI - 25000 hrs. - GU24 (Bi-Pin / Twist & Lock) - 120 to 130V Maxlite - 14099409 - E9A19GUDLED30/G7 | 3000 | 82 | 800 | 88.8889 | 25000 | 9 | 1 | 3.59 | 3.59 | 4.2184 | 2020Q2 | https://shop.regencylighting.com/lamps/led/e9a19gudled30-g7-mxt.html | Regency Lighting | 2020 | Yes
LED Lighting | A-Type | Maxlite | True |  | General Purpose Replacement | A19 | GU24 | Damp Location Rated,Recessed Fixtures Home / Light Bulbs / LED / Maxlite - 14099410 - E9A19GUDLED40/G7 Approved for Enclosed Fixtures; Damp Location Rated; Energy Star Rated 9W A19 LED Lamp - 800 Lumens - Cool White (4000K) - 80 CRI - 25000 Hours - GU24 (Bi-Pin / Twist & Lock) - 120 to 130V - Frost Maxlite - 14099410 - E9A19GUDLED40/G7 | 4000 | 83 | 800 | 88.8889 | 25000 | 9 | 1 | 3.77 | 3.77 | 4.4299 | 2020Q2 | https://shop.regencylighting.com/lamps/led/e9a19gudled40-g7-mxt.html | Regency Lighting | 2020 | Yes
LED Lighting | A-Type | Maxlite | False |  | General Purpose Replacement | A19 | E26 (Medium) | Damp Location Rated Home / Light Bulbs / LED / Maxlite - E9A19ND27-149 Enclosed Rated 9W A19 LED Lamp - Universal - 800 Lumens - Warm White (2700K) - 84 CRI - 25000 Hours - E26 (Medium) - 120 to 130V Maxlite - E9A19ND27-149 | 2700 | 84 | 800 | 88.8889 | 15000 | 9 | 1 | 2.72 | 2.72 | 3.1961 | 2020Q2 | https://shop.regencylighting.com/lamps/led/e9a19nd27-149-mxt.html | Regency Lighting | 2020 | Yes
LED Lighting | A-Type | TCP | False |  | General Purpose Replacement | A19 | E26 (Medium) | Damp Location Rated Home / Light Bulbs / LED / TCP - L60A19N1530K Damp Location Rated; Energy Star Rated 9W A19 LED Lamp - Universal - 800 Lumens - Warm White (3000K) - 80 CRI - 15000 hrs. - E26 (Medium) - 120 to 130V TCP - L60A19N1530K | 3000 | 83 | 800 | 88.8889 | 15000 | 9 | 1 | 2.44 | 2.44 | 2.8671 | 2020Q2 | https://shop.regencylighting.com/lamps/led/l60a19n1530k-tcp.html | Regency Lighting | 2020 | Yes
LED Lighting | A-Type | TCP | True |  | General Purpose Replacement | A19 | E26 (Medium) | Damp Location Rated Home / Light Bulbs / LED / TCP - L9A19D1527K Energy Star; Durable Plastic Housing; Enclosed Fixture Rated; Damp Location Rated 9W A19 LED Lamp - Universal - 800 Lumens - Warm White (2700K) - 80 CRI - 15000 Hours - E26 (Medium) - 120 to 130V TCP - L9A19D1527K | 2700 | 81 | 800 | 88.8889 | 15000 | 9 | 1 | 3.09 | 3.09 | 3.6309 | 2020Q2 | https://shop.regencylighting.com/lamps/led/l9a19d1527k-tcp.html | Regency Lighting | 2020 | Yes
LED Lighting | A-Type | TCP | True |  | General Purpose Replacement | A19 | E26 (Medium) | Damp Location Rated Home / Light Bulbs / LED / TCP - L9A19D1530K Energy Star; Durable Plastic Housing; Enclosed Fixture Rated; Damp Location Rated 9W A19 LED Lamp - Universal - 800 Lumens - Warm White (3000K) - 80 CRI - 15000 Hours - E26 (Medium) - 120 to 130V - White TCP - L9A19D1530K | 3000 | 82 | 800 | 88.8889 | 15000 | 9 | 48 | 148.32 | 3.09 | 3.6309 | 2020Q2 | https://shop.regencylighting.com/lamps/led/l9a19d1530k-tcp.html | Regency Lighting | 2020 | Yes
LED Lighting | A-Type | TCP | True |  | General Purpose Replacement | A19 | E26 (Medium) | Damp Location Rated Home / Light Bulbs / LED / TCP - L9A19D2527K Energy Star; Durable Plastic Housing; Enclosed Fixture Rated; Damp Location Rated 9W A19 LED Lamp - Universal - 800 Lumens - Warm White (2700K) - 80 CRI - 25000 Hours - E26 (Medium) - 120 to 130V - White TCP - L9A19D2527K | 2700 | 81 | 800 | 88.8889 | 25000 | 9 | 48 | 148.32 | 3.09 | 3.6309 | 2020Q2 | https://shop.regencylighting.com/lamps/led/l9a19d2527k-tcp.html | Regency Lighting | 2020 | Yes
LED Lighting | A-Type | TCP | True |  | General Purpose Replacement | A19 | E26 (Medium) | Damp Location Rated Home / Light Bulbs / LED / TCP - L9A19D2530K Energy Star; Durable Plastic Housing; Enclosed Fixture Rated; Damp Location Rated 9W A19 LED Lamp - Universal - 800 Lumens - Warm White (3000K) - 80 CRI - 25000 Hours - E26 (Medium) - 120 to 130V TCP - L9A19D2530K | 3000 | 82 | 800 | 88.8889 | 20000 | 9 | 1 | 3.09 | 3.09 | 3.6309 | 2020Q2 | https://shop.regencylighting.com/lamps/led/l9a19d2530k-tcp.html | Regency Lighting | 2020 | Yes
LED Lighting | A-Type | Sylvania | True | Daylighting/Photocell, | General Purpose Replacement | A19 | E26 (Medium) | Damp Location Rated,Use With Timers,Use With Photo and/or Motion Sensors,Recessed Fixtures Home / Light Bulbs / LED / Sylvania - 74687 - LED9A19DIMO827UB A19 LED Lamp; Suitable for Rough Locations; Instant On; Suitable for Damp Locations 9W A19 LED Lamp - Universal - 800 Lumens - Warm White (2700K) - 80 CRI - 15000 Hours - E26 (Medium) - 120 to 130V - Frost Sylvania - 74687 - LED9A19DIMO827UB | 2700 | 83 | 800 | 88.8889 | 25000 | 9 | 1 | 4.57 | 4.57 | 5.3699 | 2020Q2 | https://shop.regencylighting.com/lamps/led/led9a19dimo827ub-74687.html | Regency Lighting | 2020 | Yes
LED Lighting | A-Type | Sylvania | True | Daylighting/Photocell, | General Purpose Replacement | A19 | E26 (Medium) | Damp Location Rated,Use With Timers,Not for Use in Recessed Fixtures,Use With Photo and/or Motion Sensors Home / Light Bulbs / LED / Sylvania - 71185 - LED9A19DIMO835UB 6/CS 1/SKU A19 LED Lamp 9W A19 LED Lamp - Universal - 800 Lumens - Neutral White (3500K) - 80 CRI - 15000 Hours - E26 (Medium) - 120 to 130V - Frost Sylvania - 71185 - LED9A19DIMO835UB 6/CS 1/SKU | 2700 | 83 | 800 | 88.8889 | 15000 | 9 | 1 | 4.57 | 4.57 | 5.3699 | 2020Q2 | https://shop.regencylighting.com/lamps/led/led9a19dimo835ub-6-cs-1-sku-71185.html | Regency Lighting | 2020 | Yes
LED Lighting | A-Type | Sylvania | True | Daylighting/Photocell, | General Purpose Replacement | A19 | E26 (Medium) | Damp Location Rated,Use With Timers,Not for Use in Recessed Fixtures,Use With Photo and/or Motion Sensors Home / Light Bulbs / LED / Sylvania - 78037 - LED9A19DIMO835URP Lamp Finish Frosted 9W A19 LED Lamp - Universal - 800 Lumens - Neutral White (3500K) - 80 CRI - 15000 Hours - E26 (Medium) - 120 to 130V - Frost Sylvania - 78037 - LED9A19DIMO835URP | 2700 | 83 | 800 | 88.8889 | 15000 | 9 | 6 | 830.58 | 138.43 | 162.6606 | 2020Q2 | https://shop.regencylighting.com/lamps/led/led9a19dimo835urp-78037.html | Regency Lighting | 2020 | Yes
LED Lighting | A-Type | Sylvania | True | Daylighting/Photocell, | General Purpose Replacement | A19 | E26 (Medium) | Damp Location Rated,Use With Timers,Not for Use in Recessed Fixtures,Use With Photo and/or Motion Sensors Home / Light Bulbs / LED / Sylvania - 78066 - LED9A19DIMO850UB A19 LED Lamp 9W A19 LED Lamp - Universal - 800 Lumens - Daylight (5000K) - 80 CRI - 15000 Hours - E26 (Medium) - 120 to 130V - Frost Sylvania - 78066 - LED9A19DIMO850UB | 2700 | 83 | 800 | 88.8889 | 15000 | 9 | 1 | 4.55 | 4.55 | 5.3464 | 2020Q2 | https://shop.regencylighting.com/lamps/led/led9a19dimo850ub-78066.html | Regency Lighting | 2020 | Yes
LED Lighting | Downlight | Brand TCP | True |  |  | LED Retrofit Kit |  | Downlight Surface Mount Tcp® Led 5-6 Inch Round J-Box Downlight 2700k 120v 2700k 1100 Lumens Dimmable Tcp 14w Led 5"-6" Surface Mount Downlight Easy Wiring For A Quick Install To Junction Box 120 Volt Pkg Of 6 2700k 1100 Lumens Mounts To Junction Box Replaces 80 Watt Incandescent 50,000 Average Hour Life Dimmable Damp Location Rated Energy Star Rated Mfg # Sdl61d27k Mfg #SDL61D27K Tcp® Led 5-6 Inch Round J-Box Downlight 2700k 120v 2700k 1100 Lumens Dimmable | 2700 | 82 | 1100 | 81.4815 | 50000 | 13.5 | 6 | 73.68 | 12.28 | 14.4295 | 2020Q2 | https://hdsupplysolutions.com/p/led-00-75-10-35/tcp-led-5-6-inch-round-j-box-downlight-2700k-120v-2700k-1100-lumens-dimmable-p103515 | HD Supply | 2020 | Yes
LED Lighting | Reflector | Brand TCP | True |  | Reflector (Flood/Spot) | MR16 | GU5.3 | Damp Location Rated,Recessed Fixtures Tcp Led 7 Watt Dimmable 12 Volt Mr16 Narro Watt Flood 4100k Replaces 50 Watt Gu5.3 Base Tcp 7w Mr16 Led Bulb 4100k 25,000 Hour Life Dimmable 500 Lumens 82 Cri Replaces 50w Halogen 12 Volt Gu5.3 Base Energy Star 20 Degree Flood Pattern Mfg #LED712VMR16V41KNFL TCP® LED 7 Watt Dimmable 12 Volt MR16 Narro Watt Flood 4100k, GU5.3, Pack Of 12 | 4000 | 82 | 500 | 71.4286 | 25000 | 7 | 1 | 99.43 | 99.43 | 116.8341 | 2020Q2 | https://hdsupplysolutions.com/p/led-00-75-10-35/tcp-led-7-watt-dimmable-12-volt-mr16-narro-watt-flood-4100k-gu53-pack-of-12-p104404 | HD Supply | 2020 | No
LED Lighting | A-Type | 90+ Lighting | True |  | General Purpose Replacement | A19 | E26 (Medium) | Damp Location Rated,Recessed Fixtures Home Bulbs A19 LED Light Bulbs 60W Equal - 9W - LED A19 bulb - 2700K Warm White - 90 CRI Back Description This 90+ Lighting SE-350.069 LED A19 bulb produces 800 lumens, with only 9 watt power consumption. The SE-350.069 replaces 60 watt incandescent bulbs and has an E26 base type. Moreover, the bulbs illuminates a residential warm white color temperature in 2700K. Suitable for use in fully enclosed fixtures 270Â° degree flood Bulb has a rate life of 25,000 hours High quality of light and low flicker cETLus certified, Energy Star, Title 20, Title 24 JA8 and suitable for damp locations 60W Equal - 9W - LED A19 bulb - 2700K Warm White - 90 CRI | 2700 | 93 | 800 | 88.8889 | 25000 | 9 | 1 | 3.85 | 3.85 | 4.5239 | 2020Q2 | https://www.beeslighting.com/SE-350.069 | Bee's Lighting | 2020 | Yes
LED Lighting | A-Type | 90+ Lighting | True |  | General Purpose Replacement | A19 | E26 (Medium) | Damp Location Rated,Recessed Fixtures Home Bulbs A19 LED Light Bulbs 60W Equal - 9W - LED A19 bulb - 3000K Soft White - 90 CRI Back Description The SE-350.070 LED A19 bulb from 90+ Lighting produces 800 lumens, consumes 9 watts and illuminates a halogen white color temperature in 3000K with a frosted bulb finish. The SE-350.070 replaces 60 watt incandescent bulbs and has an E26 base type. The SE-350.070 LED A19 bulb is great for use with standard fixtures and can be used with most table lamps. Suitable for use in fully enclosed fixtures 270Â° degree flood Bulb has a rate life of 25,000 hours High quality of light and low flicker cETLus certified, Energy Star, Title 20, Title 24 JA8 and suitable for damp locations 60W Equal - 9W - LED A19 bulb - 3000K Soft White - 90 CRI | 3000 | 93 | 800 | 88.8889 | 25000 | 9 | 1 | 3.85 | 3.85 | 4.5239 | 2020Q2 | https://www.beeslighting.com/SE-350.070 | Bee's Lighting | 2020 | Yes
LED Lighting | Reflector | Brand TCP | True |  | Reflector (Flood/Spot) | MR16 | GU5.3 | Damp Location Rated,Recessed Fixtures TCP® 5 Watt MR-16 LED Bulb 12 Volt GU5.3 Base 2,700 Kelvin 350 Lumens 25,000 Average Hour Life 40° Flood Pattern Dimmable Replaces 35W Halogen Bulb Mfg #LED512VMR1627KFL TCP® LED Bulb, 5 Watt, MR-16, 35 Watt Equivalent, 2,700K, FL40, Dimmable | 2700 | 82 | 400 | 80 | 25000 | 5 | 1 | 18.75 | 18.75 | 22.032 | 2020Q2 | https://hdsupplysolutions.com/p/led-00-75-10-35/tcp-led-bulb-5-watt-mr-16-35-watt-equivalent-2-700k-fl40-dimmable-p110946 | HD Supply | 2020 | Yes
LED Lighting | Reflector | Brand TCP | True |  | Reflector (Flood/Spot) | MR16 | GU5.3 | Damp Location Rated,Recessed Fixtures TCP® 5 Watt MR-16 LED Bulb GU5.3 Base Replaces 35 Halogen Bulb 12 Volt 3,000 Kelvin 500 Lumens 25,000 Average Hour Life 40° Flood Pattern Dimmable Mfg #LED512VMR1630KFL TCP® LED Bulb, 5 Watt, MR-16, 35 Watt Equivalent, 3,000K, FL40, Dimmable | 3000 | 83 | 400 | 80 | 25000 | 5 | 1 | 11.29 | 11.29 | 13.2662 | 2020Q2 | https://hdsupplysolutions.com/p/led-00-75-10-35/tcp-led-bulb-5-watt-mr-16-35-watt-equivalent-3-000k-fl40-dimmable-p110948 | HD Supply | 2020 | Yes
LED Lighting | Decorative | Brand TCP | True |  | Globe | G25 | E26 (Medium) | Damp Location Rated Tcp® Led Bulb 5 Watt Smooth Globe 40 Watt, 2700k G25 Frost Dimmable Pack Of 4 Tcp® 5 Watt G25 Globe Bulb 2,700 Kelvin Medium Base 2,700 Kelvin 120 Volt 300 Lumens 82 Cri 25,000 Average Hour Life 230 Degrees Dimmable Replaces 40w Incandescent Bulb Mfg # Led5g25d27kf4 Pkg Of 4 Mfg #LED5G25D27KF4 Tcp® Led Bulb 5 Watt Smooth Globe 40 Watt, 2700k G25 Frost Dimmable Pack Of 4 | 2700 | 83 | 350 | 87.5 | 25000 | 4 | 4 | 31.96 | 7.99 | 9.3886 | 2020Q2 | https://hdsupplysolutions.com/p/led-00-75-10-35/tcp-led-bulb-5-watt-smooth-globe-40-watt-2700k-g25-frost-dimmable-pack-of-4-p238031 | HD Supply | 2020 | Yes
LED Lighting | Decorative | Brand TCP | True |  | Other | B11 | E12 (Candelabra) | Damp Location Rated Tcp® Led Bulb 5 Watt Torpedo 40 Watt, Candelabra Base Clear Dimmable Pack Of 4 Tcp® 5 Wattbasee1 Led Torpedo Bulb 2,700 Kelvin Candelabra Base 2,700 Kelvin 120 Volt 300 Lumens 82 Cri 25,000 Average Hour Life Clear Dimmable Replaces 40w Incandescent Bulb Mfg # Led5e12b1127k4 Pkg Of 4 Mfg #LED5E12B1127K4 Tcp® Led Bulb 5 Watt Torpedo 40 Watt, Candelabra Base Clear Dimmable Pack Of 4 | 2700 | 83 | 350 | 70 | 25000 | 5 | 4 | 21.96 | 5.49 | 6.451 | 2020Q2 | https://hdsupplysolutions.com/p/led-00-75-10-35/tcp-led-bulb-5-watt-torpedo-40-watt-candelabra-base-clear-dimmable-pack-of-4-p238032 | HD Supply | 2020 | Yes
LED Lighting | Decorative | Brand TCP | True |  | Other | B11 | E12 (Candelabra) | Damp Location Rated Tcp® Led Bulb 5 Watt Torpedo 40 Watt, Candelabra Base Frost Dimmable Pack Of 4 Tcp® 5 Watt B-11 Led Frost Torpedo Bulb 2,700 Kelvin Candelabra Base 2,700 Kelvin 120 Volt 300 Lumens 82 Cri 25,000 Average Hour Life Frost Dimmable Replaces 40w Incandescent Bulb Mfg # Led5e12b1127kf4 Pkg Of 4 Mfg #LED5E12B1127KF4 Tcp® Led Bulb 5 Watt Torpedo 40 Watt, Candelabra Base Frost Dimmable Pack Of 4 | 2700 | 81 | 350 | 70 | 25000 | 5 | 4 | 21.96 | 5.49 | 6.451 | 2020Q2 | https://hdsupplysolutions.com/p/led-00-75-10-35/tcp-led-bulb-5-watt-torpedo-40-watt-candelabra-base-frost-dimmable-pack-of-4-p238034 | HD Supply | 2020 | Yes
LED Lighting | Reflector | Brand TCP | True |  | Reflector (Flood/Spot) | MR16 | GU5.3 | Damp Location Rated,Recessed Fixtures TCP® 7 Watt MR-16 LED Bulb 12 Volt GU5.3 Base 2,700 Kelvin 500 Lumens 82 CRI 25,000 Average Hour Life 40° Flood Pattern Dimmable Replaces 50W Halogen Bulb Mfg #LED712VMR16V27KFL TCP® LED Bulb, 7 Watt, MR-16, 50 Watt Equivalent, 2,700K, FL40, Package Of 12 | 2700 | 82 | 500 | 76.9231 | 25000 | 6.5 | 12 | 213.22 | 17.7683 | 20.8785 | 2020Q2 | https://hdsupplysolutions.com/p/led-00-75-10-35/tcp-led-bulb-7-watt-mr-16-50-watt-equivalent-2-700k-fl40-package-of-12-p159421 | HD Supply | 2020 | Yes
LED Lighting | Reflector | Brand TCP | True |  | Reflector (Flood/Spot) | MR16 | GU5.3 | Damp Location Rated,Recessed Fixtures TCP® 7 Watt MR-16 LED Bulb 12 Volt GU5.3 Base 2,700 Kelvin 500 Lumens 82 CRI 25,000 Average Hour Life 20° Narrow Flood Pattern Dimmable Replaces 50W Halogen Bulb Mfg #LED712VMR16V27KNFL TCP® LED Bulb, 7 Watt, MR-16, 50 Watt Equivalent, 2,700K, NFL20, Package Of 12 | 2700 | 80 | 500 | 71.4286 | 25000 | 7 | 12 | 138.42 | 11.535 | 13.5541 | 2020Q2 | https://hdsupplysolutions.com/p/led-00-75-10-35/tcp-led-bulb-7-watt-mr-16-50-watt-equivalent-2-700k-nfl20-package-of-12-p159420 | HD Supply | 2020 | Yes
LED Lighting | A-Type | EIKO | True |  | General Purpose Replacement | A19 | GU24 | Recessed Fixtures,Damp Location Rated Product Description SOLD IN MINIMUM QUANTITY OF 130 The EiKO LED9WA19/OMN/840-GU24-DIM-G9 (10288) A-lamp bulb is a more efficient, energy saving, and long lasting 60 Watt Incandescent Equivalent. It has a shatter-resistant exterior with no mercury or lead traces while the interior illuminates 4000K cool white light. A 5-year warranty proves the LED A19 is a conscious and economical choice. EiKO 10288 Features: Dimming option 300-degree beam angle 25,000 life hours EiKO 10288 Applications: Commercial use Residential use Dry and damp locations LED9WA19/OMN/840-GU24-DIM-G9 - 60 Watt Incandescent Equivalent - 800 Lumens - 120V - SOLD IN MINIMUM QUANTITY OF 130 EiKO 10288 - 9W LED A19 - 4000K | 4000 | 85 | 800 | 88.8889 | 25000 | 9 | 24 | 64.8 | 2.7 | 3.1726 | 2020Q2 | https://www.energyavenue.com/EIKO/10288 | Energy Avenue | 2020 | Yes
LED Lighting | Downlight | Brand Viribright | [5 empty] | Downlight Recessed Viribright® 40w 8ft Tube 5000k R17d Base 4400 Lumens Not Ballast Compatible, Must Bypass The Ballast Instant On And Flicker Free Suitable For Enclosed Fixtures 5 Year Warranty And 50000 Hour Lifespan Mfg #519009 Viribright® LED 40 Watt 8' T8 Tube, R17d Base, 5000k, Ballast Bypass, Pack Of 10 | 2700 | 94 | 900 | 75 | 50000 | 12 | 1 | 316.67 | 316.67 | 372.0995 | 2020Q2 | https://hdsupplysolutions.com/p/led-00-75-10-35/viribright-led-40-watt-8-t8-tube-r17d-base-5000k-ballast-bypass-pack-of-10-p206257 | HD Supply | 2020 | Yes
LED Lighting | Downlight | Brand Lithonia Lighting | [5 empty] | Downlight Solid State Retrofit 4RLS Series 4 LED Surface Mount 3000K White Finish 90 CRI 700 Lumens 3000K 10 Watts 120 V Wet Location listed ENERGY STAR® certified 50,000 Life Hours 5-Year Limited Warranty Mfg #4RLS G2 07LM 30K 90CRI 120 FRPC WH M6 4RLS Series 4" LED Surface Mount 3000K | 2700 | 94 | 752 | 72.3077 | 42000 | 10.4 | 1 | 50.99 | 50.99 | 59.9152 | 2020Q2 | https://hdsupplysolutions.com/p/lighting-and-ceiling-fans-00-75/light-fixtures-00-75-15/4rls-series-4-led-surface-mount-3000k-p158929 | HD Supply | 2020 | Yes
LED Lighting | Downlight | Brand Feit | [5 empty] | Downlight Surface Mount 13" Feit® Round LED in Nickel Trim 120 Volt Brushed Nickel Frosted Lens 13dia X 1h 50,000 Average Hour Life 1050 Lumens Selectable Color Temp 3000k/4000k/5000k Mfg #FP13/4WY/NK Feit® 13" Round LED Panel w/ 15W, White Polycarbonate Lens in Brushed Nickel | 4000 | 84 | 1050 | 70 | 50000 | 15 | 1 | 78.99 | 78.99 | 92.8163 | 2020Q2 | https://hdsupplysolutions.com/p/lighting-and-ceiling-fans-00-75/light-fixtures-00-75-15/feit-13-round-led-panel-w-15w-white-polycarbonate-lens-in-brushed-nickel-p128222 | HD Supply | 2020 | Yes
LED Lighting | Downlight | Brand Feit | [5 empty] | Downlight Solid State Retrofit 4" Feit® Round LED in White Trim 120 Volt Mounts To J-box Or Recessed Cans White Trim Frosted Lens 5 Dia X 1 H 50,000 Average Hour Life 500 Lumens 4-way Selectable Color Temperature Can Be Set At 3000k/4000k/5000k California Energy Commission Compliant Mfg #74202/CA Feit® 4" Recessed Round LED w/ 6.5W, Frosted Acrylic Lens in White Trim | 3000 | 94 | 500 | 76.9231 | 50000 | 6.5 | 1 | 42.99 | 42.99 | 50.5149 | 2020Q2 | https://hdsupplysolutions.com/p/lighting-and-ceiling-fans-00-75/light-fixtures-00-75-15/feit-4-recessed-round-led-w-65w-frosted-acrylic-lens-in-white-trim-p128225 | HD Supply | 2020 | Yes
LED Lighting | Downlight | Brand Feit | [5 empty] | Downlight Solid State Retrofit 4" Feit® Square LED in White Trim 120 Volt Mounts To J-box Or Recessed Cans White Trim Frosted Lens 5 Dia X 1 H 50,000 Average Hour Life 500 Lumens 4-way Selectable Color Temperature Can Be Set At 3000k/4000k/5000k California Energy Commission Compliant Mfg #74204/CA Feit® 4" Recessed Square LED w/ 6.5W, Frosted Acrylic Lens in White Trim | 3000 | 94 | 500 | 76.9231 | 50000 | 6.5 | 1 | 42.99 | 42.99 | 50.5149 | 2020Q2 | https://hdsupplysolutions.com/p/lighting-and-ceiling-fans-00-75/light-fixtures-00-75-15/feit-4-recessed-square-led-w-65w-frosted-acrylic-lens-in-white-trim-p128226 | HD Supply | 2020 | Yes
LED Lighting | Downlight | Brand Feit | True |  |  |  |  | Downlight Solid State Retrofit Feit® LED 10.5 Watt 7.5 Round Edgelit Color Selectable Fixture 120 Volt Three Color Selectable (3,000; 4,000; 5,000 Kelvin) Dimmable 800 Lumens Mounts To J-box Or Recessed Cans White Trim Frosted Lens 7.5" Dia X 1"H 50,000 Average Hour Life 4-Way Selectable Color Temperature Can Be Set At 3000k/4000k/5000k California Energy Commission Compliant Mfg #74206/CA Feit® LED 10.5 Watt 7.5 Round Edgelit Color Selectable Fixture | 3000 | 95 | 800 | 76.1905 | 50000 | 10.5 | 1 | 48.99 | 48.99 | 57.5651 | 2020Q2 | https://hdsupplysolutions.com/p/lighting-and-ceiling-fans-00-75/light-fixtures-00-75-15/feit-led-105-watt-75-round-edgelit-color-selectable-fixture-p128227 | HD Supply | 2020 | Yes
LED Lighting | Downlight | Brand Feit | True |  |  |  |  | Downlight Solid State Retrofit Feit® LED 10.5 Watt 7.5 Square Edgelit Color Selectable Fixture 120 Volt Three Color Selectable (3,000; 4,000; 5,000 Kelvin) Dimmable 800 Lumens Mounts To J-box Or Recessed Cans White Trim Frosted Lens 7.5" Dia X 1"H 50,000 Average Hour Life 4-Way Selectable Color Temperature Can Be Set At 3000k/4000k/5000k California Energy Commission Compliant Mfg #74208/CA Feit® LED 10.5 Watt 7.5 Square Edgelit Color Selectable Fixture | 3000 | 94 | 800 | 76.1905 | 50000 | 10.5 | 1 | 48.99 | 48.99 | 57.5651 | 2020Q2 | https://hdsupplysolutions.com/p/lighting-and-ceiling-fans-00-75/light-fixtures-00-75-15/feit-led-105-watt-75-square-edgelit-color-selectable-fixture-p128228 | HD Supply | 2020 | Yes
LED Lighting | Downlight | Brand Feit | [5 empty] | Downlight Surface Mount 11" Feit® Round LED in Nickel Trim 120 Volt Brushed Nickel Frosted Lens 15"dia X 1"h 50,000 Average Hour Life 1650 Lumens Selectable Color Temp 3000k/4000k/5000k Mfg #FP11/4WY/NK Feit® LED 12.5 Watt 11 Inch Edgelit Color Select Fixture, Brushed Nickel | 4000 | 84 | 875 | 70 | 50000 | 12.5 | 1 | 72.99 | 72.99 | 85.7661 | 2020Q2 | https://hdsupplysolutions.com/p/lighting-and-ceiling-fans-00-75/light-fixtures-00-75-15/feit-led-125-watt-11-inch-edgelit-color-select-fixture-brushed-nickel-p128221 | HD Supply | 2020 | Yes
LED Lighting | Downlight | Brand Halo | True |  |  | LED Retrofit Kit | LED Retrofit Kit | Downlight Solid State Retrofit Halo® 6" Round LED Surface Mount Ceiling Fixture 12.9 Watt 120 Volt White Cast Aluminum Housing 7-3/4" Dia x 3/4"H 50,000 Average Hour Life Replaces 60W Incandescent Or 13W Fluorescent Integrated Warm White LED Array Included 92 CRI Installs In Standard And Fire-Rated 4" x 2-1/8"D Square, Octagon, Or Round J-Boxes May Also Retrofit In 5" and 6" IC And Non-IC Recessed Housings Suitable For Residential And Commercial Applications Wet Location Listed (Ceiling-Mount Installation) Dimmable to 5% With Select Dimmers (Consult Spec Sheet) Mfg #SLD606930WH Halo® 6" Round LED w/ 13W in White Cast Aluminum Housing | 3000 | 96 | 776 | 58.7879 | 50000 | 13.2 | 1 | 61.11 | 61.11 | 71.8066 | 2020Q2 | https://hdsupplysolutions.com/p/lighting-and-ceiling-fans-00-75/light-fixtures-00-75-15/halo-6-round-led-w-13w-in-white-cast-aluminum-housing-p339710 | HD Supply | 2020 | Yes
LED Lighting | Downlight | Brand Halo | True |  |  | LED Retrofit Kit | LED Retrofit Kit | Downlight Solid State Retrofit Eaton® LED Surface-Mount Downlight 12.5 Watt 120 Volt White Cast Aluminum Housing 7-3/4"Dia x 3/4"H 50,000 Average Hour Life Replaces 60 Watt Incandescent Or 13 Watt Fluorescent Integrated Warm White LED Array Included 82 CRI Installs In Standard And Fire-Rated 4" x 2-1/8"D Square, Octagon, Or Round J-Boxes May Also Retrofit In 5" and 6" IC And Non-IC Recessed Housings Suitable For Residential And Commercial Applications Wet Location Listed (Ceiling-Mount Installation) Dimmable to 5% With Select Dimmers (Consult Spec Sheet) Mfg #SLD606830WH Halo 6" Surface LED Downlight, 120V, 82CRI, 3000K, White | 3000 | 83 | 779 | 63.8525 | 50000 | 12.2 | 1 | 49.99 | 49.99 | 58.7402 | 2020Q2 | https://hdsupplysolutions.com/p/lighting-and-ceiling-fans-00-75/light-fixtures-00-75-15/halo-6-surface-led-downlight-120v-82cri-3000k-white-p339709 | HD Supply | 2020 | Yes
LED Lighting | Downlight | Brand Lithonia Lighting | [5 empty] | Downlight Recessed Juno 5/6 LED Module White Finish 65W Incandescent 845 Lumens 11.9 Watts 120 V 90 CRI 4000K Wet Location listed for indoor and outdoor installations E26 adapter included 5-Year Limited Warranty Mfg #65BEMW LED 40K 90CRI M6 Juno 5"/6" LED Module 40K | 2700 | 90 | 734 | 69.9048 | 54000 | 10.5 | 1 | 16.79 | 16.79 | 19.7289 | 2020Q2 | https://hdsupplysolutions.com/p/lighting-and-ceiling-fans-00-75/light-fixtures-00-75-15/juno-5-6-led-module-40k-p158991 | HD Supply | 2020 | Yes
LED Lighting | Downlight | Brand Lithonia Lighting | [5 empty] | Downlight Solid State Retrofit 4" Lithonia Lighting® 4LRS Downlight™ LED Surface Mount White Finish 90 CRI 700 Lumens 2700K 10 Watts 120 V Wet Location listed ENERGY STAR® certified 50,000 Life Hours 5-Year Limited Warranty Mfg #4RLS G2 07LM 27K 90CRI 120 FRPC WH M6 Lithonia Lighting® 4LRS Downlight™ 4" LED Surface Light w/ 10W, 2700K in White Finish | 2700 | 94 | 752 | 72.3077 | 42000 | 10.4 | 1 | 48.99 | 48.99 | 57.5651 | 2020Q2 | https://hdsupplysolutions.com/p/lighting-and-ceiling-fans-00-75/light-fixtures-00-75-15/lithonia-lighting-4lrs-downlight-4-led-surface-light-w-10w-2700k-in-white-finish-p158928 | HD Supply | 2020 | Yes
LED Lighting | Downlight | Brand Lithonia Lighting | [5 empty] | Downlight Solid State Retrofit 6RLS Series 6 LED Surface Mount 3000K 1000 Lumens White Finish 90 CRI 1000 Lumens 3000K 14-1/2 Watts 120 V Wet Location listed ENERGY STAR® certified 50,000 Life Hours 5-Year Limited Warranty Mfg #6RLS G2 10LM 30K 90CRI 120 FRPC WH M6 Lithonia Lighting® 6" LED Surface Mount w/ 15W in White Finish | 2700 | 94 | 1072 | 71.9463 | 42000 | 14.9 | 1 | 45.99 | 45.99 | 54.04 | 2020Q2 | https://hdsupplysolutions.com/p/lighting-and-ceiling-fans-00-75/light-fixtures-00-75-15/lithonia-lighting-6-led-surface-mount-w-15w-in-white-finish-p158931 | HD Supply | 2020 | Yes
LED Lighting | Downlight | Brand Philips | True |  |  |  |  | Downlight Recessed LED SlimSurface 7" Round Light Fixture 14 Watt 120 Volt Black Trim Glare-free Acrylic Diffuser 7" Round x Ultra Low 5/8" Profile 50,000 Average Hour Life Dimmable (consult Spec Sheet) 900 Lumens Integrated Warm White LED Array Included Mfg #912400537082 Phillips® Smartface™ 7" LED Round w/ 14W, Acrylic Diffuser in Black Trim, 2700K | 4000 | 93 | 650 | 76.4706 | 50000 | 8.5 | 1 | 69 | 69 | 81.0777 | 2020Q2 | https://hdsupplysolutions.com/p/lighting-and-ceiling-fans-00-75/light-fixtures-00-75-15/phillips-smartface-7-led-round-w-14w-acrylic-diffuser-in-black-trim-2700k-p227584 | HD Supply | 2020 | Yes
LED Lighting | Downlight | Brand Progress Lighting | True |  |  |  | GU24 | Downlight Solid State Retrofit 4IN LED New Construction And Remodel Brushed Nickel Finish Diffused polycarbonate lens controls direct glare from the LEDs Easy “Push And Twist” installation with (3) friction spring clips Can be installed in most competitors 4” Recessed Housings Dimmable to 10% with many Triac/Forward Phase dimmers Suitable For use in IC or NON-IC Applications Provided with quick link For use with E26 Edison Base adapter Meets CaliFornia Title 24 JA8 2016 Mfg #P8080-09-30K Progress Brushed Nickel 5" One-Light LED Recessed Fixture | 3000 | 93 | 570 | 60 | 50000 | 9.5 | 1 | 49.99 | 49.99 | 58.7402 | 2020Q2 | https://hdsupplysolutions.com/p/lighting-and-ceiling-fans-00-75/light-fixtures-00-75-15/progress-brushed-nickel-5-one-light-led-recessed-fixture-p236267 | HD Supply | 2020 | Yes
LED Lighting | Downlight | Brand Progress Lighting | True |  |  |  | GU24 | Downlight Solid State Retrofit 5IN LED New Construction And Remodel Brushed Nickel Finish Diffused polycarbonate lens controls direct glare from the LEDs Easy “Push And Twist” installation with (3) friction spring clips Can be installed in most competitors 5” Recessed Housings Dimmable to 10% with many Triac/Forward Phase dimmers Suitable For use in IC or NON-IC Applications Provided with quick link For use with E26 Edison Base adapter Meets CaliFornia Title 24 JA8 2016 Mfg #P8061-09-30K Progress Brushed Nickel 6.2" One-Light LED Recessed Fixture | 3000 | 93 | 630 | 60 | 50000 | 10.5 | 1 | 46.99 | 46.99 | 55.2151 | 2020Q2 | https://hdsupplysolutions.com/p/lighting-and-ceiling-fans-00-75/light-fixtures-00-75-15/progress-brushed-nickel-62-one-light-led-recessed-fixture-p236264 | HD Supply | 2020 | Yes
LED Lighting | Reflector | Brand Progress Lighting | True |  | Reflector (Flood/Spot) | PAR38 | E26 (Medium) | Wet Location Rated,Recessed Fixtures 2-Light Brushed Nickel Flush Mount Brushed Nickel Finish Fixture can be chain hung or semi-flush to ceiling Glass shades Large in scale Contemporary design Mfg #P350061-009 Progress® LED Leap Brushed Nickel Two-Light Flush Mount Fixture | 4000 | 83 | 1350 | 90 | 25000 | 15 | 1 | 66.99 | 66.99 | 78.7158 | 2020Q2 | https://hdsupplysolutions.com/p/lighting-and-ceiling-fans-00-75/light-fixtures-00-75-15/progress-led-leap-brushed-nickel-two-light-flush-mount-fixture-p198709 | HD Supply | 2020 | Yes
LED Lighting | Downlight | Brand Progress Lighting | True |  |  |  | GU24 | Downlight Solid State Retrofit 4IN LED New Construction And Remodel Satin White Finish Diffused polycarbonate lens controls direct glare from the LEDs Easy “Push And Twist” installation with (3) friction spring clips Can be installed in most competitors 4” Recessed Housings Dimmable to 10% with many Triac/Forward Phase dimmers Suitable For use in IC or NON-IC Applications Provided with quick link For use with E26 Edison Base adapter Meets CaliFornia Title 24 JA8 2016 Mfg #P8080-28-30K Progress Satin White 5" One-Light LED Recessed Housing | 3000 | 93 | 630 | 66.3158 | 50000 | 9.5 | 1 | 44.99 | 44.99 | 52.865 | 2020Q2 | https://hdsupplysolutions.com/p/lighting-and-ceiling-fans-00-75/light-fixtures-00-75-15/progress-satin-white-5-one-light-led-recessed-housing-p236316 | HD Supply | 2020 | Yes
LED Lighting | Downlight | Brand AFX Lighting |  |  |  | LED Retrofit Kit | LED Retrofit Kit | Downlight Solid State Retrofit RANDOLPH OVERBED LED 68W 5400lm 120V Satin Nickel Provides both ambient and task light with a four way pull switch 68 watts Fixture includes LED modules producing a total of 5400 source lumens (3600 Down/ 1800 Up) in 3000K CCT. Rated for 50,000 hours cETLus listed for damp locations. replaces (3) 32W Fluorescent Four position pull switch (on up, on down, on both, all off) are standard and located near the right side of the fixture. LED nightlight with on/off control pull-switch is included. cETLus listed for damp locations. LumaFuse™ laminated fabric/acrylic shade. Assembled dimensions: 50"L x 4"D x 4.25"H Mfg #RAB505400L30ENSN-JT RANDOLPH satin nickel Overbed LED 68Watt 5400 lumen 120V jute lens | 5000 | 92 | 670 | 67 | 50000 | 10 | 1 | 445.52 | 445.52 | 523.5032 | 2020Q2 | https://hdsupplysolutions.com/p/lighting-and-ceiling-fans-00-75/light-fixtures-00-75-15/randolph-satin-nickel-overbed-led-68watt-5400-lumen-120v-jute-lens-p206886 | HD Supply | 2020 | Yes
LED Lighting | Downlight | Brand AFX Lighting |  |  |  | LED Retrofit Kit | LED Retrofit Kit | Downlight Solid State Retrofit RANDOLPH OVERBED LED 68W 5400lm 120V Satin Nickel Provides both ambient and task light with a four way pull switch 68 watts Fixture includes LED modules producing a total of 5400 source lumens (3600 Down/ 1800 Up) in 3000K CCT. Rated for 50,000 hours cETLus listed for damp locations. replaces (3) 32W Fluorescent Four position pull switch (on up, on down, on both, all off) are standard and located near the right side of the fixture. LED nightlight with on/off control pull-switch is included. cETLus listed for damp locations. LumaFuse™ laminated fabric/acrylic shade. Assembled dimensions: 50"L x 4"D x 4.25"H Mfg #RAB505400L30ENSN-LW RANDOLPH satin nickel Overbed LED 68Watt 5400 lumen 120V Linen white lens | 5000 | 92 | 670 | 67 | 50000 | 10 | 1 | 454.27 | 454.27 | 533.7848 | 2020Q2 | https://hdsupplysolutions.com/p/lighting-and-ceiling-fans-00-75/light-fixtures-00-75-15/randolph-satin-nickel-overbed-led-68watt-5400-lumen-120v-linen-white-lens-p206887 | HD Supply | 2020 | Yes
LED Lighting | Downlight | Brand Satco | True |  |  |  |  | Downlight Surface Mount Satco® Blink™ LED Square Fixture 18-1/2 Watt 120 Volt White 1H x 9 Square 1100 Lumens 40,000 Average Hour Life Dimmable (Consult Spec Sheet) Mfg #S9340 Satco® Blink™ 18-1/2 Watt 9" Flush Mount LED Fixture Square 2700K White | 2700 | 82 | 1100 | 59.4595 | 40000 | 18.5 | 1 | 61.35 | 61.35 | 72.0886 | 2020Q2 | https://hdsupplysolutions.com/p/lighting-and-ceiling-fans-00-75/light-fixtures-00-75-15/satco-blink-18-1-2-watt-9-flush-mount-led-fixture-square-2700k-white-p336172 | HD Supply | 2020 | Yes
LED Lighting | Downlight | Brand Satco | True |  |  |  |  | Downlight Surface Mount Satco® Blink™ LED Rectangular Fixture 24 Watt 120 Volt White 1H x 18Wx 7D 90 CRI 1300 Lumens 40,000 Average Hour Life Dimmable (Consult Spec Sheet) Mfg #S9369 Satco® Blink™ 24 Watt 18" X 7" Flush Mount LED Fixture 3000K Rectangle White | 3000 | 92 | 1300 | 54.1667 | 40000 | 24 | 1 | 96 | 96 | 112.8037 | 2020Q2 | https://hdsupplysolutions.com/p/lighting-and-ceiling-fans-00-75/light-fixtures-00-75-15/satco-blink-24-watt-18-x-7-flush-mount-led-fixture-3000k-rectangle-white-p336188 | HD Supply | 2020 | Yes
LED Lighting | Decorative | Brand Sea Gull Lighting | True | Daylighting/Photocell, | Globe | G16.5 | E12 (Candelabra) | Damp Location Rated,Not for Use in Recessed Fixtures Sea Gull LED Yorktown One Light Outdoor Post Lantern In Black Finish Featured In The Decorative Yorktown Collection Uses 1 A19 Medium 9.5 Watt Light Bulb Fixture Is Supplied With Light Bulb Swirled Marbleize Glass Shade Energy Star® Qualified Led Bulbs Are An Efficient, Versatile And Durable Light Source That Deliver Exceptional Performance. Photocell Included With This Outdoor Fixture For Nightime Control Meets Title 24 Energy Efficiency Standards Title 24 Compliant When Used With Included Joint Appendix (Ja8) Approved Lamp. Cetl Listed For Wet Locations Mfg #82048PEN3-12 Sea Gull LED Yorktown One Light Outdoor Post Lantern In Black Finish | 3000 | 94 | 350 | 70 | 25000 | 5 | 1 | 113.89 | 113.89 | 133.8252 | 2020Q2 | https://hdsupplysolutions.com/p/lighting-and-ceiling-fans-00-75/light-fixtures-00-75-15/sea-gull-led-yorktown-one-light-outdoor-post-lantern-in-black-finish-p920415 | HD Supply | 2020 | No
LED Lighting | Decorative | Brand Sea Gull Lighting | True |  | Globe | G16.5 | E12 (Candelabra) | Damp Location Rated,Not for Use in Recessed Fixtures Sea Gull LED Yorktown One Light Outdoor Post Lantern In Forged Iron Finish Featured In The Decorative Yorktown Collection Uses 1 A19 Medium 9.5 Watt Light Bulb Fixture Is Supplied With Light Bulb Swirled Marbleize Glass Shade Energy Star® Qualified Led Bulbs Are An Efficient, Versatile And Durable Light Source That Deliver Exceptional Performance. Meets Title 24 Energy Efficiency Standards Title 24 Compliant When Used With Included Joint Appendix (Ja8) Approved Lamp. Ul Listed For Wet Locations A Great Choice For Your Do-It-Yourself Project Mfg #82048EN3-185 Sea Gull LED Yorktown One Light Outdoor Post Lantern In Forged Iron Finish | 3000 | 94 | 350 | 70 | 25000 | 5 | 1 | 100.6 | 100.6 | 118.2089 | 2020Q2 | https://hdsupplysolutions.com/p/lighting-and-ceiling-fans-00-75/light-fixtures-00-75-15/sea-gull-led-yorktown-one-light-outdoor-post-lantern-in-forged-iron-finish-p920413 | HD Supply | 2020 | No
LED Lighting | Downlight | Brand Sea Gull Lighting |  |  |  | LED Retrofit Kit | LED Retrofit Kit | Downlight Solid State Retrofit Sea Gull Lighting« Division Street One Light Pendant Brushed Nickel Featured In The Decorative Division Street Collection Uses 1 A19 Medium 100 Watt Light Bulb Easily Converts To Led With Optional Replacement Lamps Meets Title 24 Energy Efficiency Standards Easily Converts To LED With Optional Replacement Lamps Meets Title 24 Energy Efficiency Standards Title 24 Compliant If Used With Joint Appendix (Ja8) Approved Light Bulbs Listed In The California Energy Commission Appliance Database. Cetl Listed For Damp Locations Supplied With 12 Feet Of Wire A Great Choice For Your Do-It-Yourself Project Decorative Brushed Nickel Finish To Accent And Brighten Your Room Mfg #6517401-962 Sea Gull Lighting® Division Street One Light Pendant Brushed Nickel | 2700 | 84 | 650 | 65 | 35000 | 10 | 1 | 100.53 | 100.53 | 118.1266 | 2020Q2 | https://hdsupplysolutions.com/p/lighting-and-ceiling-fans-00-75/light-fixtures-00-75-15/sea-gull-lighting-division-street-one-light-pendant-brushed-nickel-p606882 | HD Supply | 2020 | Yes
LED Lighting | Downlight | Brand Sea Gull Lighting | [5 empty] | Downlight Recessed Sea Gull Lighting« Jourdanton Four Light LED Island Pendant Brushed Nickel Featured In The Decorative Jourdanton Collection Uses 4 A19 Medium 9.5 Watt Light Bulbs Fixture Is Supplied With Light Bulbs Satin Etched Glass Glass And Faux Silk Fabric Shade And Stainless Stainless Steel Shade Satin Etched Glass Glass And Faux Silk Fabric Shade And Stainless Stainless Steel Shade Energy Star® Qualified Led Bulbs Are An Efficient, Versatile And Durable Light Source That Deliver Exceptional Performance Meets Title 24 Energy Efficiency Standards Title 24 Compliant When Used With Included Joint Appendix (Ja8) Approved Lamp Cetl Listed For Damp Locations Supplied With 10 Feet Of Wire Mfg #6615504EN3-962 Sea Gull Lighting® Jourdanton Four Light LED Island Pendant Brushed Nickel | 4000 | 94 | 1100 | 91.6667 | 60000 | 12 | 4 | 535.96 | 133.99 | 157.4434 | 2020Q2 | https://hdsupplysolutions.com/p/lighting-and-ceiling-fans-00-75/light-fixtures-00-75-15/sea-gull-lighting-jourdanton-four-light-led-island-pendant-brushed-nickel-p607065 | HD Supply | 2020 | Yes
LED Lighting | Downlight | Brand Sea Gull Lighting | [5 empty] | Downlight Recessed Sea Gull Lighting LED Brushed Nickel Clip Three Light Ceiling Flush Mount Featured In The Decorative Clip Ceiling Flush Mount Collection Uses 3 A19 Medium 9.5 Watt Light Bulbs Fixture Is Supplied With Light Bulbs Satin Etched Glass Diffuser Energy Star® Qualified Led Bulbs Are An Efficient, Versatile And Durable Light Source That Deliver Exceptional Performance Meets Title 24 Energy Efficiency Standards Title 24 Compliant When Used With Included Joint Appendix (Ja8) Approved Lamp Cetl Listed For Damp Locations A Great Choice For Your Do-It-Yourself Project Mfg #7543503EN3-962 Sea Gull Lighting LED Brushed Nickel Clip Three Light Ceiling Flush Mount | 4000 | 82 | 5000 | 100 | 50000 | 50 | 1 | 79.83 | 79.83 | 93.8033 | 2020Q2 | https://hdsupplysolutions.com/p/lighting-and-ceiling-fans-00-75/light-fixtures-00-75-15/sea-gull-lighting-led-brushed-nickel-clip-three-light-ceiling-flush-mount-p775438 | HD Supply | 2020 | Yes
LED Lighting | Downlight | Brand Sea Gull Lighting | [5 empty] | Downlight Recessed Sea Gull Lighting LED Brushed Nickel Clip Two Light Ceiling Flush Mount Featured In The Decorative Clip Ceiling Flush Mount Collection Uses 2 A19 Medium 9.5 Watt Light Bulbs Fixture Is Supplied With Light Bulbs Satin Etched Glass Diffuser Energy Star® Qualified Led Bulbs Are An Efficient, Versatile And Durable Light Source That Deliver Exceptional Performance Meets Title 24 Energy Efficiency Standards Title 24 Compliant When Used With Included Joint Appendix (Ja8) Approved Lamp Cetl Listed For Damp Locations A Great Choice For Your Do-It-Yourself Project Mfg #7543502EN3-962 Sea Gull Lighting LED Brushed Nickel Clip Two Light Ceiling Flush Mount | 4000 | 82 | 5000 | 100 | 50000 | 50 | 1 | 57.09 | 57.09 | 67.083 | 2020Q2 | https://hdsupplysolutions.com/p/lighting-and-ceiling-fans-00-75/light-fixtures-00-75-15/sea-gull-lighting-led-brushed-nickel-clip-two-light-ceiling-flush-mount-p775422 | HD Supply | 2020 | Yes
LED Lighting | Downlight | Brand Sea Gull Lighting | [5 empty] | Downlight Recessed Sea Gull Lighting LED Brushed Nickel Nash Two Light Ceiling Flush Mount Featured In The Decorative Nash Collection 2 A19 Medium 9.5 Watt Light Bulbs Fixture Is Supplied With 2 Light Bulbs Satin Etched Glass Diffuser Energy Star® Qualified Led Bulbs Are An Efficient, Versatile And Durable Light Source That Deliver Exceptional Performance Meets Title 24 Energy Efficiency Standards Title 24 Compliant When Used With Included Joint Appendix (Ja8) Approved Lamp Sleek Architectural Look With Exclusive Twist-Lock Design Makes Installation And Revamping Easy With No Exposed Screws Ul Listed For Damp Locations Mfg #75435EN3-962 Sea Gull Lighting LED Brushed Nickel Nash Two Light Ceiling Flush Mount | 4000 | 82 | 5000 | 100 | 50000 | 50 | 1 | 54.1 | 54.1 | 63.5696 | 2020Q2 | https://hdsupplysolutions.com/p/lighting-and-ceiling-fans-00-75/light-fixtures-00-75-15/sea-gull-lighting-led-brushed-nickel-nash-two-light-ceiling-flush-mount-p775418 | HD Supply | 2020 | Yes
LED Lighting | Downlight | Brand Sea Gull Lighting | [5 empty] | Downlight Recessed Sea Gull Lighting LED Contemporary White Nash Two Light Ceiling Flush Mount Featured In The Decorative Nash Collection Uses 2 A19 Medium 9.5 Watt Light Bulbs Fixture Is Supplied With Light Bulbs Satin Etched Glass Diffuser Energy Star® Qualified Led Bulbs Are An Efficient, Versatile And Durable Light Source That Deliver Exceptional Performance Meets Title 24 Energy Efficiency Standards Title 24 Compliant When Used With Included Joint Appendix (Ja8) Approved Lamp Sleek Architectural Look With Exclusive 'Twist-Lock' Design Makes Installation And Relamping Easy With No Exposed Screws Ul Listed For Damp Locations Mfg #75435EN3-15 Sea Gull Lighting LED Contemporary White Nash Two Light Ceiling Flush Mount | 4000 | 82 | 5000 | 100 | 50000 | 50 | 1 | 40.9 | 40.9 | 48.0591 | 2020Q2 | https://hdsupplysolutions.com/p/lighting-and-ceiling-fans-00-75/light-fixtures-00-75-15/sea-gull-lighting-led-contemporary-white-nash-two-light-ceiling-flush-mount-p775364 | HD Supply | 2020 | Yes
LED Lighting | Downlight | Brand Sea Gull Lighting | [5 empty] | Downlight Recessed Sea Gull Lighting LED Heirloom Bronze Nash Two Light Ceiling Flush Mount Featured In The Decorative Nash Collection 2 A19 Medium 9.5 Watt Light Bulbs Fixture Is Supplied With 2 Light Bulbs Satin Etched Glass Diffuser Energy Star® Qualified Led Bulbs Are An Efficient, Versatile And Durable Light Source That Deliver Exceptional Performance Meets Title 24 Energy Efficiency Standards Title 24 Compliant When Used With Included Joint Appendix (Ja8) Approved Lamp Sleek Architectural Look With Exclusive Twist-Lock Design Makes Installation And Revamping Easy With No Exposed Screws Ul Listed For Damp Locations Mfg #75435EN3-782 Sea Gull Lighting LED Heirloom Bronze Nash Two Light Ceiling Flush Mount | 4000 | 82 | 5000 | 100 | 50000 | 50 | 1 | 79.63 | 79.63 | 93.5683 | 2020Q2 | https://hdsupplysolutions.com/p/lighting-and-ceiling-fans-00-75/light-fixtures-00-75-15/sea-gull-lighting-led-heirloom-bronze-nash-two-light-ceiling-flush-mount-p775426 | HD Supply | 2020 | Yes
LED Lighting | Downlight | Brand Sea Gull Lighting | [5 empty] | Downlight Recessed Sea Gull Lighting® LED Wall Sconce Heirloom Bronze Finish Cased Opal Etched Glass 8W x 10-1/2H x 4"D ADA Compliant Safety Listed For Damp Locations Integrated LED, No Bulbs Required Mfg #4911991S-782 Sea Gull Lighting® LED Wall Sconce | 3000 | 93 | 400 | 61.5385 | 25000 | 6.5 | 1 | 114.01 | 114.01 | 133.9662 | 2020Q2 | https://hdsupplysolutions.com/p/lighting-and-ceiling-fans-00-75/light-fixtures-00-75-15/sea-gull-lighting-led-wall-sconce-p703606 | HD Supply | 2020 | Yes
LED Lighting | Reflector | Brand Sea Gull Lighting | True |  | Reflector (Flood/Spot) | PAR20 | E26 (Medium) | Damp Location Rated,Recessed Fixtures Sea Gull Lighting« Nance Three Light LED Pendant Brushed Nickel Featured In The Decorative Nance Collection Uses 3 A19 Medium 9.5 Watt Light Bulbs Fixture Is Supplied With Light Bulbs Satin Etched Glass Diffuser And Off-White Faux Silk Fabric Shade Satin Etched Glass Diffuser And Off-white Faux Silk Fabric Shade Energy Star® Qualified Led Bulbs Are An Efficient, Versatile And Durable Light Source That Deliver Exceptional Performance Sloped Ceiling Mounting Hardware Included Meets Title 24 Energy Efficiency Standards Title 24 Compliant When Used With Included Joint Appendix (Ja8) Approved Lamp Etl Listed For Damp Locations Mfg #6628003EN3-962 Sea Gull Lighting® Nance Three Light LED Pendant Brushed Nickel | 2700 | 92 | 488 | 61 | 15000 | 8 | 3 | 182.77 | 60.9233 | 71.5873 | 2020Q2 | https://hdsupplysolutions.com/p/lighting-and-ceiling-fans-00-75/light-fixtures-00-75-15/sea-gull-lighting-nance-three-light-led-pendant-brushed-nickel-p607087 | HD Supply | 2020 | Yes
LED Lighting | Downlight | Brand Sea Gull Lighting | [5 empty] | Downlight Surface Mount Sea Gull Lighting White LED 6" Traverse Unlimited Square 3000k 90CRI Featured In The Decorative Traverse Led Unlimited Collection Bulb Selection For Recessed Lighting Depends On Both The Trim And Housing Selection; Refer To The Manufacturer'S Website For Correct Lamping Instructions Designed To Meet Airtight Requirements For 2.0 Cfm Or Less Air Leakage Energy Star® Qualified This Fixture Is Classified As A Directional Light Source This Advanced Led Technology Is Carefully Designed And Selected To Consist Of The Highest Quality Led Chipsets For Superior Performance And Reliability. Meets Title 24 Energy Efficiency Standards Integrated Led Fixtures That Meet The High Efficacy Led Standards Set Forth In Title 24 And Are Listed In The California Energy Commission Appliance Database. Fixture Is Registered Under California Energy Vision Listed For Use With Direct Contact To Insulation Mfg #14301S-15 Sea Gull Lighting White LED 6" Traverse Unlimited Square 3000k 90CRI | 3000 | 94 | 780 | 56.5217 | 49000 | 13.8 | 1 | 39.99 | 39.99 | 46.9898 | 2020Q2 | https://hdsupplysolutions.com/p/lighting-and-ceiling-fans-00-75/light-fixtures-00-75-15/sea-gull-lighting-white-led-6-traverse-unlimited-square-3000k-90cri-p775754 | HD Supply | 2020 | Yes
LED Lighting | Downlight | Brand Seasons | [5 empty] | Downlight Solid State Retrofit Seasons® LED Geo Wall Sconce 10.3 Watt 120 Volt Brushed Nickel Geometric Patterned Frosted Glass 6-3/4 x 14-1/4 x 3" 50,000 Average Hour Life Replaces 60W Incandescent 717 Lumens Integrated Warm White LED Array Included 3,000 Kelvin Mfg #LED6040B-35 Seasons® 326736 Wall Sconce, (1) 10.3 W 120 V 717 Lumens Integrated LED Bulb, Brushed Nickel | 2700 | 82 | 650 | 72.2222 | 50000 | 9 | 1 | 53.99 | 53.99 | 63.4403 | 2020Q2 | https://hdsupplysolutions.com/p/lighting-and-ceiling-fans-00-75/light-fixtures-00-75-15/seasons-326736-wall-sconce-%281%29-103-w-120-v-717-lumens-integrated-led-bulb-brushed-nickel-p326736 | HD Supply | 2020 | Yes
LED Lighting | Downlight | Satco | True |  |  | LED Retrofit Kit |  | Downlight Solid State Retrofit Home / Fixtures / Downlight / Satco - S29725 - 10.5WLED/RDL/5-6/30K/120V Downlight Retrofit; 5-6"; Wet Location Rated; Energy Star Rated 10.5W LED Retrofit Downlight - 800 Lumens - Warm White (3000K) - 90 CRI - 50000 Hours - 120 to 130V - White Satco - S29725 - 10.5WLED/RDL/5-6/30K/120V | 3000 | 92 | 800 | 76.1905 | 50000 | 10.5 | 1 | 17.25 | 17.25 | 20.2694 | 2020Q2 | https://shop.regencylighting.com/fixtures/downlight/10-5wled-rdl-5-6-30k-120v-s29725.html | Regency Lighting | 2020 | Yes
LED Lighting | Downlight | Green Creative | True |  |  |  |  | Downlight Solid State Retrofit Home / Fixtures / Downlight / Green Creative - 97766 - 12DL6DIM/930 Suitable for Installation in 5" or 6" Housing; Wet Location Rated 12W LED Retrofit Downlight - 750 Lumens - Warm White (3000K) - 90 CRI - 35000 Hours - E26 (Medium) - 120 to 130V - White Green Creative - 97766 - 12DL6DIM/930 | 3000 | 80 | 750 | 62.5 | 36000 | 12 | 1 | 15.06 | 15.06 | 17.6961 | 2020Q2 | https://shop.regencylighting.com/fixtures/downlight/12dl6dim-930-grc.html | Regency Lighting | 2020 | Yes
LED Lighting | Downlight | Satco | True |  |  |  |  | Downlight Solid State Retrofit Home / Fixtures / Downlight / Satco - S29472 - 13WLED/DIR/5-6/27K/120V Directional Retrofit Downlight; Gimbaled; 5-6"; Damp Location Rated; Energy Star Rated 13W LED Retrofit Downlight - 800 Lumens - Warm White (2700K) - 90 CRI - 50000 Hours - 120 to 130V - White Satco - S29472 - 13WLED/DIR/5-6/27K/120V | 2700 | 92 | 800 | 61.5385 | 50000 | 13 | 1 | 19.42 | 19.42 | 22.8193 | 2020Q2 | https://shop.regencylighting.com/fixtures/downlight/13wled-dir-5-6-27k-120v-s29472.html | Regency Lighting | 2020 | Yes
LED Lighting | Downlight | Satco | True |  |  |  |  | Downlight Solid State Retrofit Home / Fixtures / Downlight / Satco - S29474 - 13WLED/DIR/5-6/40K/120V Directional Retrofit Downlight; Gimbaled; 5-6"; Damp Location Rated; Energy Star Rated 13W LED Retrofit Downlight - 800 Lumens - Cool White (4000K) - 90 CRI - 50000 Hours - 120 to 130V - White Satco - S29474 - 13WLED/DIR/5-6/40K/120V | 4000 | 94 | 800 | 61.5385 | 50000 | 13 | 1 | 23.76 | 23.76 | 27.9189 | 2020Q2 | https://shop.regencylighting.com/fixtures/downlight/13wled-dir-5-6-40k-120v-s29474.html | Regency Lighting | 2020 | Yes