LED Lighting |  | WAC Lighting | True |  |  | MR16 |  | Swivel yoke for easy aiming 350° horizontal rotation and 90° vertical tilt Mesh back vent for heat dissipation Transformer concealed within the fixture 1 x 8W 12V MR16 LED (Included) More Information Low Voltage luminaire with die-cast aluminum construction and swivel yoke for precise aiming. Features: Track System: L Track, H Track, J/J2 Track Finish: Black, Brushed Nickel, White CBCP: 929 Color Temperature: 3000K Lumens: 450 CRI: 90 Input: 120 VAC, 50/60Hz ELV Dimming: 100-15% Rated Life: 25,000 hours Swivel yoke for easy aiming 350° horizontal rotation and 90° vertical tilt Mesh back vent for heat dissipation Transformer concealed within the fixture Lamping: 1 x 8W 12V MR16 LED (Included) *MFG Part Number*: HHT-809LED-BK , HHT-809LED-BN , HHT-809LED-WT , JHT-809LED-BK , JHT-809LED-BN , JHT-809LED-WT , LHT-809LED-BK , LHT-809LED-BN , LHT-809LED-WT + More - Less Low Voltage luminaire with die-cast aluminum construction and swivel yoke for precise aiming. WAC HT-809LED 8W LED Low Voltage Track Head | 3000 | 90 | 450 | 56.25 | 25000 | 8 | 1 | 69.95 | 69.95 | 82.194 | 2020Q2 | https://www.lbclighting.com/led/track-led/wac-ht-809led.html | LBC Lighting | 2020 | Yes
LED Lighting |  | WAC Lighting | True |  |  | MR16 |  | Easily re-lamped from the front without the use of tools Use aiming wand for easy adjustment 350° horizontal rotation and 90° vertical tilt Transformer concealed within the fixture 1 x 8W MR16 LED (Included) More Information Low Voltage luminaire with die-cast aluminum construction and aiming wand for precise aiming. Features: Track System: L Track, H Track, J/J2 Track Finish: White CBCP: 929 Color Temperature: 3000K Lumens: 450 lm CRI: 90 Input: 120 VAC, 50/60Hz ELV Dimming: 100-15% Rated Life: 25,000 hours Easily re-lamped from the front without the use of tools Use aiming wand for easy adjustment 350° horizontal rotation and 90° vertical tilt Transformer concealed within the fixture Lamping: 1 x 8W MR16 LED (Included) *MFG Part Number*: HHT-816LED-WT , JHT-816LED-WT , LHT-816LED-WT Low Voltage luminaire with die-cast aluminum construction and aiming wand for precise aiming. WAC HT-816LED 8W LED Low Voltage Track Head | 3000 | 90 | 450 | 56.25 | 25000 | 8 | 1 | 96.5 | 96.5 | 113.3912 | 2020Q2 | https://www.lbclighting.com/led/track-led/wac-ht-816led.html | LBC Lighting | 2020 | Yes
LED Lighting |  | WAC Lighting | True |  |  | MR16 |  | 350° horizontal rotation and 90° vertical tilt Loop back aiming arm for simple adjustments Screw on lens cap Clear lens included Transformer concealed within the fixture 1 x 9W 12V MR16 LED (Included) More Information Low Voltage luminaire with die-cast aluminum constructio, 350° horizontal rotation and 90° vertical tilt for flexible aiming options. Features: Track System: L Track, H Track, J/J2 Track Finish: Black, Brushed Nickel, White CBCP: 929 Color Temperature: 3000K Lumens: 450 lm CRI: 85 Input: 120 VAC, 50/60Hz ELV Dimming: 100-15% Rated Life: 25,000 hours 350° horizontal rotation and 90° vertical tilt Loop back aiming arm for simple adjustments Screw on lens cap Clear lens included Transformer concealed within the fixture Lamping: 1 x 9W 12V MR16 LED (Included) *MFG Part Number*: HHT-826LED-BK , HHT-826LED-BN , HHT-826LED-WT , JHT-826LED-BK , JHT-826LED-BN , JHT-826LED-WT , LHT-826LED-BK , LHT-826LED-BN , LHT-826LED-WT + More - Less Low Voltage luminaire with die-cast aluminum constructio, 350° horizontal rotation and 90° vertical tilt for flexible aiming options. WAC HT-826LED Dune 8W LED Low Voltage Track Head | 3000 | 85 | 450 | 50 | 25000 | 9 | 1 | 97.5 | 97.5 | 114.5663 | 2020Q2 | https://www.lbclighting.com/led/track-led/wac-ht-826led.html | LBC Lighting | 2020 | Yes
LED Lighting |  | WAC Lighting | True |  |  | MR16 |  | Die-cast aluminum construction 350° horizontal rotation and 90° vertical aiming Screw and swivel yoke for precise aiming adjustment Fully enclosed back to prevent light leaks Easily re-lamped from the front without the use of tools Transformer concealed within the fixture Accommodates 1 additional lens or accessory with the use of lens clip 1 x 8W 12V MR16 LED (Included) More Information Experience the warm charm and high style of the Radiant low voltage track luminiare. Designed in four finishes including an elegant Antique Bronze, the Radiant features a transitional look with a rich elegance that compliments many architectural styles, ideal for various spot lighting applications. Features: Track System: L Track, H Track, J/J2 Track Finish: Brushed Nickel, White CBCP: 929 Color Temperature: 3000K Lumens: 450 lm CRI: 90 Input: 120 VAC, 50/60Hz ELV Dimming: 100-15% Rated Life: 25,000 hours Die-cast aluminum construction 350° horizontal rotation and 90° vertical aiming Screw and swivel yoke for precise aiming adjustment Fully enclosed back to prevent light leaks Easily re-lamped from the front without the use of tools Transformer concealed within the fixture Accommodates 1 additional lens or accessory with the use of lens clip Lamping: 1 x 8W 12V MR16 LED (Included) *MFG Part Number*: HHT-856LED-BN , HHT-856LED-WT , JHT-856LED-BN , JHT-856LED-WT , LHT-856LED-BN , LHT-856LED-WT + More - Less Experience the warm charm and high style of the Radiant low voltage track luminiare. Designed in four finishes including an elegant Antique Bronze, the Radiant features a transitional look with a rich elegance that compliments many architectural styles, ideal for various spot lighting applications. WAC HT-856LED Radiant 8W LED Low Voltage Track Head | 3000 | 90 | 450 | 56.25 | 25000 | 8 | 1 | 121.5 | 121.5 | 142.7672 | 2020Q2 | https://www.lbclighting.com/led/track-led/wac-ht-856led.html | LBC Lighting | 2020 | Yes
LED Lighting |  | WAC Lighting | True |  |  | MR16 |  | Die-cast aluminum housing and spun metal shade Fixtures specifically designed to ensure proper lamp fit 360° horizontal rotation and 90° vertical aiming Fully enclosed back to prevent light leaks Easily re-lamped from the front Tool-free lockable aiming Order with lens ring to hold up to two additional lenses Transformer concealed within the fixture 1 x 9W 12V MR16 LED (Included) More Information The rich look of stunning antique bronze and nickel finishes highlight this Low Voltage track luminaire. A handsome luminaire designed with a striking, classic profile creates a special ambiance for any room. Ideal for a wide array of environments ranging from residential to retail and hospitality. Details: Track System: L Track, H Track, J/J2 Track Finish: Antique Bronze CBCP: 929 Color Temperature: 3000K Lumens: 450 lm CRI: 85 Input: 120 VAC, 50/60Hz ELV Dimming: 100-15% Rated Life: 25,000 hours Die-cast aluminum housing and spun metal shade Fixtures specifically designed to ensure proper lamp fit 360° horizontal rotation and 90° vertical aiming Fully enclosed back to prevent light leaks Easily re-lamped from the front Tool-free lockable aiming Order with lens ring to hold up to two additional lenses Transformer concealed within the fixture Lamping: 1 x 9W 12V MR16 LED (Included) *MFG Part Number*: HHT-874LED-AB , JHT-874LED-AB , LHT-874LED-AB The rich look of stunning antique bronze and nickel finishes highlight this Low Voltage track luminaire. A handsome luminaire designed with a striking, classic profile creates a special ambiance for any room. Ideal for a wide array of environments ranging from residential to retail and hospitality. WAC HT-874LED Caribe 8W LED Low Voltage Track Head | 3000 | 85 | 450 | 50 | 25000 | 9 | 1 | 169.95 | 169.95 | 199.6978 | 2020Q2 | https://www.lbclighting.com/led/track-led/wac-ht-874led.html | LBC Lighting | 2020 | Yes
LED Lighting |  | WAC Lighting | True |  |  |  |  | Free of projected heat and UV and IR radiation Single tool-free lens assembly for easy in field change out of beam angle Replaceable LED modules 360° horizontal and 180° vertical aiming Lockable "hot" aiming mechanism Driver concealed within the fixture 23W Cree XT-E LED (Included) More Information Defined as good logic, reasoning and the rational principle governing the universe, Logos is the ultimate pragmatic lighting solution for upscale retail and other commercial applications. This distinctive track luminaire is purposefully designed with a modern, rectangular well-balanced form. Features: Track System: L Track, H Track, J/J2 Track Finish: Black, White Color Temperature: 2700K, 3000K, 3500K, 4000K Beam Spread: 12 degrees, 24 degrees, 36 degrees, Elliptical Spread (19° x 32°) Power Consumption: 23W Lumens: Up to 1843 lm CRI: Up to 85 Input: 120 VAC, 50/60Hz Dimming: 100% - 10% with (ELV) Rated Life: 100,000 hours Free of projected heat and UV and IR radiation Single tool-free lens assembly for easy in field change out of beam angle Replaceable LED modules 360° horizontal and 180° vertical aiming Lockable "hot" aiming mechanism Driver concealed within the fixture Lamping: 23W Cree XT-E LED (Included) *MFG Part Number*: H-LED23E-27-BK , H-LED23E-27-WT , H-LED23E-30-BK , H-LED23E-30-WT , H-LED23E-35-BK , H-LED23E-35-WT , H-LED23F-27-BK , H-LED23F-27-WT , H-LED23F-30-BK , H-LED23F-30-WT , H-LED23F-35-BK , H-LED23F-35-WT , H-LED23N-27-BK , H-LED23N-27-WT , H-LED23N-30-BK , H-LED23N-30-WT , H-LED23N-35-BK , H-LED23N-35-WT , H-LED23S-27-BK , H-LED23S-27-WT , H-LED23S-30-BK , H-LED23S-30-WT , H-LED23S-35-BK , H-LED23S-35-WT , J-LED23E-27-BK , J-LED23E-27-WT , J-LED23E-30-BK , J-LED23E-35-BK , J-LED23F-27-BK , J-LED23F-30-BK , J-LED23F-30-WT , J-LED23F-35-BK , J-LED23F-35-WT , J-LED23N-27-BK , J-LED23N-27-WT , J-LED23N-30-BK , J-LED23N-30-WT , J-LED23N-35-BK , J-LED23N-35-WT , J-LED23S-27-BK , J-LED23S-27-WT , J-LED23S-30-BK , J-LED23S-30-WT , J-LED23S-35-BK , J-LED23S-35-WT , L-LED23E-27-BK , L-LED23E-27-WT , L-LED23E-30-BK , L-LED23E-30-WT , L-LED23E-35-BK , L-LED23E-35-WT , L-LED23S-27-BK , L-LED23S-27-WT , L-LED23S-30-BK , L-LED23S-30-WT , L-LED23S-35-BK , L-LED23S-35-WT , L-LED23N-27-BK , L-LED23N-27-WT , L-LED23N-30-BK , L-LED23N-30-WT , L-LED23N-35-BK , L-LED23N-35-WT , L-LED23F-27-BK , L-LED23F-27-WT , L-LED23F-30-BK , L-LED23F-30-WT , L-LED23F-35-BK , L-LED23F-35-WT , J-LED23F-27-WT , J-LED23E-30-WT , J-LED23E-35-WT + More - Less Defined as good logic, reasoning and the rational principle governing the universe, Logos is the ultimate pragmatic lighting solution for upscale retail and other commercial applications. This distinctive track luminaire is purposefully designed with a modern, rectangular well-balanced form. WAC LED23 Logos 23W LED Track Head | 2700 | 85 | 1843 | 80.1304 | 100000 | 23 | 1 | 414.95 | 414.95 | 487.5823 | 2020Q2 | https://www.lbclighting.com/led/track-led/wac-led23.html | LBC Lighting | 2020 | Yes
LED Lighting |  | WAC Lighting | True |  |  |  |  | Smooth and continuous ELV dimming ANSI Compliant Warm/Netural LED bins for a finer color consistency 360° horizontal rotation and 180° vertical aiming Perfect for retail or museum applications where the use of a barn door or framing projector is needed for beam control Free of projected heat and UV radiation Alternate beam angles may be ordered separately Title 24 California Energy Comission Compliant (90 CRI versions) 1 x 14W COB LED (Included) More Information Robustly engineered, this thermally efficient luminaire offers architectural lighting options with framing projector and barn-door accessories. Spot and flood beam spreads and two color temperatures make this an all-in-one choice for lighting. Features: Track System: H Track, L Track, J/J2 Track Finish: Black, White, Dark Bronze Material: Die-cast aluminum, Steel, Lens Beam Spread: 20 degrees, 40 degrees Color Temperature: 2700K (80 CRI), 2700K (90 CRI), 3000K (80 CRI), 3000K (80 CRI), 3500K (80 CRI), 4000K (80 CRI) Lumens: Up to 1150 Delivered Lumens: Up to 970 CBCP: Up to 5238 CRI: Up to 90 Dimming: 100% - 10% Lens Options: 1 replacement lens Rated Life: 60,000 hours Smooth and continuous ELV dimming ANSI Compliant Warm/Netural LED bins for a finer color consistency 360° horizontal rotation and 180° vertical aiming Perfect for retail or museum applications where the use of a barn door or framing projector is needed for beam control Free of projected heat and UV radiation Alternate beam angles may be ordered separately Title 24 California Energy Comission Compliant (90 CRI versions) Lamping: 1 x 14W COB LED (Included) *MFG Part Number*: L-LED810S-927-BK , L-LED810S-927-DB , L-LED810S-927-WT , L-LED810S-27-BK , L-LED810S-27-DB , L-LED810S-27-WT , L-LED810S-930-BK , L-LED810S-930-DB , L-LED810S-930-WT , L-LED810S-30-BK , L-LED810S-30-DB , L-LED810S-30-WT , L-LED810S-35-BK , L-LED810S-35-DB , L-LED810S-35-WT , L-LED810S-40-BK , L-LED810S-40-DB , L-LED810S-40-WT , L-LED810F-927-BK , L-LED810F-927-DB , L-LED810F-927-WT , L-LED810F-27-BK , L-LED810F-27-DB , L-LED810F-27-WT , L-LED810F-930-BK , L-LED810F-930-DB , L-LED810F-930-WT , L-LED810F-30-BK , L-LED810F-30-DB , L-LED810F-30-WT , L-LED810F-35-BK , L-LED810F-35-DB , L-LED810F-35-WT , L-LED810F-40-BK , L-LED810F-40-DB , L-LED810F-40-WT , H-LED810S-927-BK , H-LED810S-927-DB , H-LED810S-927-WT , H-LED810S-27-BK , H-LED810S-27-DB , H-LED810S-27-WT , H-LED810S-930-BK , H-LED810S-930-DB , H-LED810S-930-WT , H-LED810S-30-BK , H-LED810S-30-DB , H-LED810S-30-WT , H-LED810S-35-BK , H-LED810S-35-DB , H-LED810S-35-WT , H-LED810S-40-BK , H-LED810S-40-DB , H-LED810S-40-WT , H-LED810F-927-BK , H-LED810F-927-DB , H-LED810F-927-WT , H-LED810F-27-BK , H-LED810F-27-DB , H-LED810F-27-WT , H-LED810F-930-BK , H-LED810F-930-DB , H-LED810F-930-WT , H-LED810F-30-BK , H-LED810F-30-DB , H-LED810F-30-WT , H-LED810F-35-BK , H-LED810F-35-DB , H-LED810F-35-WT , H-LED810F-40-BK , H-LED810F-40-DB , H-LED810F-40-WT , J-LED810S-927-BK , J-LED810S-927-DB , J-LED810S-927-WT , J-LED810S-27-BK , J-LED810S-27-DB , J-LED810S-27-WT , J-LED810S-930-BK , J-LED810S-930-DB , J-LED810S-930-WT , J-LED810S-30-BK , J-LED810S-30-DB , J-LED810S-30-WT , J-LED810S-35-BK , J-LED810S-35-DB , J-LED810S-35-WT , J-LED810S-40-BK , J-LED810S-40-DB , J-LED810S-40-WT , J-LED810F-927-DB , J-LED810F-927-WT , J-LED810F-27-BK , J-LED810F-27-DB , J-LED810F-27-WT , J-LED810F-927-BK , J-LED810F-930-BK , J-LED810F-930-DB , J-LED810F-930-WT , J-LED810F-30-BK , J-LED810F-30-DB , J-LED810F-30-WT , J-LED810F-35-BK , J-LED810F-35-DB , J-LED810F-35-WT , J-LED810F-40-BK , J-LED810F-40-DB , J-LED810F-40-WT + More - Less Robustly engineered, this thermally efficient luminaire offers architectural lighting options with framing projector and barn-door accessories. Spot and flood beam spreads and two color temperatures make this an all-in-one choice for lighting. WAC LED810 Impulse 14W LED Track Head | 2700 | 90 | 1150 | 82.1429 | 60000 | 14 | 1 | 178.95 | 178.95 | 210.2732 | 2020Q2 | https://www.lbclighting.com/led/track-led/wac-led810.html | LBC Lighting | 2020 | Yes
LED Lighting |  | WAC Lighting | True |  |  |  |  | Smooth and continuous ELV dimming ANSI Compliant Warm/Netural LED bins for a finer color consistency 360° horizontal rotation and 180° vertical aiming Perfect for retail or museum applications where the use of a barn door or framing projector is needed for beam control Free of projected heat and UV radiation Alternate beam angles may be ordered separately Driver concealed within the fixture 1 x 22W COB LED (Included) More Information Robustly engineered, this 20W high output Impulse is thermally efficient and offers architectural lighting options with framing projector and barn-door accessories. Spot and flood beam spreads and two color temperatures make this an all-in-one choice for lighting. Features: Track System: H Track, L Track, J/J2 Track Finish: Black, White, Dark Bronze Beam Spread: 20 degrees, 40 degrees Color Temperature: 2700K (85 CRI), 2700K (90 CRI), 3000K (85 CRI), 3000K (90 CRI), 3500K (85 CRI), 4000K (85 CRI) Lumens: Up to 1870 Delivered Lumens: Up to 1390 CRI: Up to 90 ELV Dimming: 100% - 10% Lens Options: 1 replacement lens Rated Life: 60,000 hours Smooth and continuous ELV dimming ANSI Compliant Warm/Netural LED bins for a finer color consistency 360° horizontal rotation and 180° vertical aiming Perfect for retail or museum applications where the use of a barn door or framing projector is needed for beam control Free of projected heat and UV radiation Alternate beam angles may be ordered separately Driver concealed within the fixture Lamping: 1 x 22W COB LED (Included) *MFG Part Number*: L-LED820S-927-BK , L-LED820S-927-DB , L-LED820S-927-WT , L-LED820S-27-BK , L-LED820S-27-DB , L-LED820S-27-WT , L-LED820S-930-BK , L-LED820S-930-DB , L-LED820S-930-WT , L-LED820S-30-BK , L-LED820S-30-DB , L-LED820S-30-WT , L-LED820S-35-BK , L-LED820S-35-DB , L-LED820S-35-WT , L-LED820S-40-BK , L-LED820S-40-DB , L-LED820S-40-WT , L-LED820F-927-BK , L-LED820F-927-DB , L-LED820F-927-WT , L-LED820F-27-BK , L-LED820F-27-DB , L-LED820F-27-WT , L-LED820F-930-BK , L-LED820F-930-DB , L-LED820F-930-WT , L-LED820F-30-BK , L-LED820F-30-DB , L-LED820F-35-BK , L-LED820F-35-DB , L-LED820F-35-WT , L-LED820F-40-BK , L-LED820F-40-DB , L-LED820F-40-WT , H-LED820S-927-BK , H-LED820S-927-DB , H-LED820S-927-WT , H-LED820S-27-BK , H-LED820S-27-DB , H-LED820S-27-WT , H-LED820S-930-BK , H-LED820S-930-DB , H-LED820S-930-WT , H-LED820S-30-BK , H-LED820S-30-DB , H-LED820S-30-WT , H-LED820S-35-BK , H-LED820S-35-DB , H-LED820S-35-WT , H-LED820S-40-BK , H-LED820S-40-DB , H-LED820S-40-WT , H-LED820F-927-BK , H-LED820F-927-DB , H-LED820F-927-WT , H-LED820F-27-BK , H-LED820F-27-DB , H-LED820F-27-WT , H-LED820F-930-BK , H-LED820F-930-DB , H-LED820F-930-WT , L-LED820F-30-WT , H-LED820F-30-BK , H-LED820F-30-DB , H-LED820F-30-WT , H-LED820F-35-BK , H-LED820F-35-DB , H-LED820F-35-WT , H-LED820F-40-BK , H-LED820F-40-DB , H-LED820F-40-WT , J-LED820S-927-BK , J-LED820S-927-DB , J-LED820S-927-WT , J-LED820S-27-BK , J-LED820S-27-DB , J-LED820S-27-WT , J-LED820S-930-BK , J-LED820S-930-DB , J-LED820S-930-WT , J-LED820S-30-BK , J-LED820S-30-DB , J-LED820S-30-WT , J-LED820S-35-BK , J-LED820S-35-DB , J-LED820S-35-WT , J-LED820S-40-BK , J-LED820S-40-DB , J-LED820S-40-WT , J-LED820F-927-BK , J-LED820F-927-DB , J-LED820F-927-WT , J-LED820F-27-BK , J-LED820F-27-DB , J-LED820F-27-WT , J-LED820F-930-BK , J-LED820F-930-DB , J-LED820F-930-WT , J-LED820F-30-BK , J-LED820F-30-DB , J-LED820F-30-WT , J-LED820F-35-BK , J-LED820F-35-DB , J-LED820F-35-WT , J-LED820F-40-BK , J-LED820F-40-DB , J-LED820F-40-WT + More - Less Robustly engineered, this 20W high output Impulse is thermally efficient and offers architectural lighting options with framing projector and barn-door accessories. Spot and flood beam spreads and two color temperatures make this an all-in-one choice for lighting. WAC LED820 Impulse 22W LED Track Head | 2700 | 90 | 1870 | 85 | 60000 | 22 | 1 | 248.5 | 248.5 | 291.9971 | 2020Q2 | https://www.lbclighting.com/led/track-led/wac-led820.html | LBC Lighting | 2020 | Yes
LED Lighting |  | WAC Lighting | True |  |  | MR16 |  | 350° horizontal rotation and 90° vertical aiming Easily re-lamped from the front without the use of tools 1 x 8W GU10 LED (Included) More Information Achieve the sleek look of MR16 fixtures without the need for a bulky transformer. A variety of finishes to accomodate any interior space. Features: Track System: L Track, H Track, J/J2 Track Finish: Black, Dark Bronze, White Color Temperature: 3000K Power: 8W Lumens: 470 lm Input: 120 VAC, 50/60Hz Rated Life: 25,000 hours ELV Dimming: 100-10% 350° horizontal rotation and 90° vertical aiming Easily re-lamped from the front without the use of tools Lamping: 1 x 8W GU10 LED (Included) *MFG Part Number*: HTK-103LED-BK , HTK-103LED-DB , HTK-103LED-WT , JTK-103LED-BK , JTK-103LED-DB , JTK-103LED-WT , LTK-103LED-BK , LTK-103LED-DB , LTK-103LED-WT + More - Less Achieve the sleek look of MR16 fixtures without the need for a bulky transformer. A variety of finishes to accomodate any interior space. WAC TK-103LED 8W LED GU10 Line Voltage Track Head | 3000 |  | 470 | 58.75 | 25000 | 8 | 1 | 59.95 | 59.95 | 70.4436 | 2020Q2 | https://www.lbclighting.com/led/track-led/wac-tk-103led.html | LBC Lighting | 2020 | Yes
LED Lighting |  | WAC Lighting | True |  |  | MR16 |  | 350° horizontal rotation and 90° vertical aiming Formed metal construction Easily re-lamped from the front without the use of tools Yoke mounted gimbal ring track head 8W GU10 LED (Included) More Information Achieve the sleek look of MR16 fixtures without the need for a bulky transformer. A variety of finishes to accomodate any interior space. Features: Track System: L Track, H Track, J/J2 Track Finish: Black, White Color Temperature: 3000K Power: 8W Lumens: 470 lm CRI: 85 Input: 120 VAC, 50/60Hz ELV Dimming: 100-10% 350° horizontal rotation and 90° vertical aiming Formed metal construction Easily re-lamped from the front without the use of tools Yoke mounted gimbal ring track head Lamping: 8W GU10 LED (Included) *MFG Part Number*: HTK-104LED-BK , HTK-104LED-WT , JTK-104LED-BK , JTK-104LED-WT , LTK-104LED-BK , LTK-104LED-WT + More - Less Achieve the sleek look of MR16 fixtures without the need for a bulky transformer. A variety of finishes to accomodate any interior space. WAC TK-104LED 8W GU10 LED Line Voltage Track Head | 3000 | 85 | 470 | 58.75 |  | 8 | 1 | 59.95 | 59.95 | 70.4436 | 2020Q2 | https://www.lbclighting.com/led/track-led/wac-tk-104led.html | LBC Lighting | 2020 | Yes
LED Lighting | Downlight | Brand Green Creative |  |  |  |  | Hardwire | Commercial Downlight 6 Replacement Energy Star 120-277V Commercial Downlight Retrofit Energy Star 3 Lumen Levels Field Adjustable 5 Year Warranty, 40,000hr Lifetime Mfg #21CDLA6/835/277V 6 120-277V Commercial Downlight, Energy Star, 3500K, Package Of 6 | 3500 | 82 | 1500 | 71.4286 | 40000 | 21 | 6 | 396.83 | 66.1383 | 77.7151 | 2020Q2 | https://hdsupplysolutions.com/p/led-00-75-10-35/6-120-277v-commercial-downlight-energy-star-3500k-package-of-6-p206187 | HD Supply | 2020 | Yes
LED Lighting | Decorative | Brand Archipelago Lighting | True |  | ST19 |  | E26 | Archipelago Lighting® 3.5 Watt LED ST19 Vintage Bulb 120 Volt Medium Base 2,200 Kelvin 300 Lumens 83 CRI 15,000 Average Hour Life Dimmable Replaces 40W Incandescent Bulb Mfg #LTST19V35022MB-90 Archipelago Lighting LED Bulb 3.5W Vintage ST19 2,200K 40W Equivalent Dimmable | 2200 | 83 | 300 | 85.7143 | 15000 | 3.5 | 1 | 12.99 | 12.99 | 15.2638 | 2020Q2 | https://hdsupplysolutions.com/p/led-00-75-10-35/archipelago-lighting-led-bulb-35w-vintage-st19-2-200k-40w-equivalent-dimmable-p322845 | HD Supply | 2020 | Yes
LED Lighting | Reflector | Brand Feit |  |  | MR16 |  | Bi-Pin | LED 2.6w Mr16 20w Equivalent, 25000 Hour 2.6 Watts 12 Volts Bi-pin Base 3000 Kelvin 200 Lumens 90 CRI 25000 Hour Life Replaces 20w Incandescent Mfg #BPBAB/930CA CAC LED 2.6W MR16 20W Equivalent, 3000K, 25000 Hr | 3000 | 90 | 200 | 76.9231 | 25000 | 2.6 | 1 | 7.99 | 7.99 | 9.3886 | 2020Q2 | https://hdsupplysolutions.com/p/led-00-75-10-35/cac-led-26w-mr16-20w-equivalent-3000k-25000-hr-p143767 | HD Supply | 2020 | Yes
LED Lighting | Reflector | Brand Feit | True |  | MR16 |  | Bi-Pin | LED 4 Watt Mr16 35 Watt Equivalent, 25000 Hour 4 Watt 12 Volt Bi-Pin Base 3000 Kelvin 300 Lumens 90 CRI 25000 Hour Life Replaces 35W Incandescent Dimmable Mfg #BPFMW/930CA CAC LED 4W MR16 35W Equivalent, 3000K, 25000 Hr | 3000 | 90 | 300 | 75 | 25000 | 4 | 1 | 8.99 | 8.99 | 10.5636 | 2020Q2 | https://hdsupplysolutions.com/p/led-00-75-10-35/cac-led-4w-mr16-35w-equivalent-3000k-25000-hr-p143768 | HD Supply | 2020 | Yes
LED Lighting | Reflector | Brand Generic |  |  | MR16 |  | GU5.3 | CAC LED 6.2 Watt Mr16 50 Watt Equivalent 25,000 Hour Life 6.2 Watt 12 Volt Gu5.3 Base 5000 Kelvin 500 Lumens 90 CRI 25,000 Hour Life Replaces 50W Incandescent Mfg #BPEXN/950CA CAC LED 6.2W MR16 50W Equivalent 5000K, 25000 Hr | 5000 | 90 | 500 | 80.6452 | 25000 | 6.2 | 1 | 8.99 | 8.99 | 10.5636 | 2020Q2 | https://hdsupplysolutions.com/p/led-00-75-10-35/cac-led-62w-mr16-50w-equivalent-5000k-25000-hr-p132830 | HD Supply | 2020 | Yes
LED Lighting | Decorative | Brand Philips | True |  |  |  |  | LED 6" CorePro Recessed Retrofit 16 Watt 120 Volt White Baffle Glare-Free Acrylic Diffuser 3-5/8H x 8" Diameter 50,000 Average Hour Life Dimmable (Consult Spec Sheet) 1,200 Lumens Integrated 3,000K LED Array Included Mfg #CP6RB10830W CorePRO LED 6 Recessed Retrofit 16 Watt, 120 Volt, 1200 Lumen, 3000K, 80 CRI | 3000 | 80 | 1200 | 75 | 50000 | 16 | 1 | 41.61 | 41.61 | 48.8934 | 2020Q2 | https://hdsupplysolutions.com/p/led-00-75-10-35/corepro-led-6-recessed-retrofit-16-watt-120-volt-1200-lumen-3000k-80-cri-p227611 | HD Supply | 2020 | Yes
LED Lighting | Decorative | Brand Philips | True |  |  |  |  | LED 6" CorePro Recessed Retrofit 16 Watt 120 Volt White Baffle Glare-Free Acrylic Diffuser 3-5/8H x 8" Diameter 50,000 Average Hour Life Dimmable (Consult Spec Sheet) 1,250 Lumens Integrated Cool White LED Array Included Mfg #CP6RB10840W CorePRO LED 6 Recessed Retrofit 16 Watt, 120 Volt, 1250 Lumen, 4000K, 80 CRI | 4000 | 80 | 1250 | 78.125 | 50000 | 16 | 1 | 56.44 | 56.44 | 66.3192 | 2020Q2 | https://hdsupplysolutions.com/p/led-00-75-10-35/corepro-led-6-recessed-retrofit-16-watt-120-volt-1250-lumen-4000k-80-cri-p227612 | HD Supply | 2020 | Yes
LED Lighting | Downlight | Brand Green Creative | [5 empty] | Green Creative Round Downlight 10 Watt 4000K LED 560 100° 55 Watt Equivalent 50000 Hours. Mfg #58262 Green Creative 10 Watt 4000K Round LED Downlight 5.5" 6-PK | 4000 |  | 560 | 56 | 50000 | 10 | 1 | 158.5 | 158.5 | 186.2436 | 2020Q2 | https://hdsupplysolutions.com/p/led-00-75-10-35/green-creative-10-watt-4000k-round-led-downlight-55-6-pk-p371026 | HD Supply | 2020 | Yes
LED Lighting | Downlight | Brand Green Creative | [5 empty] | Green Creative Round Downlight 11 Watt 3000K LED 720 100° 50 Watt Equivalent 40000 Hours. Mfg #58102 Green Creative 11 Watt 3000K Round LED Downlight 6" 6-PK | 3000 |  | 720 | 65.4545 | 40000 | 11 | 1 | 158.82 | 158.82 | 186.6196 | 2020Q2 | https://hdsupplysolutions.com/p/led-00-75-10-35/green-creative-11-watt-3000k-round-led-downlight-6-6-pk-p371054 | HD Supply | 2020 | Yes
LED Lighting | Downlight | Brand Green Creative | True |  |  |  |  | Green Creative Round Downlight 11 Watt 4000K LED 750 100° 50 Watt Equivalent 40000 Hours. Mounts Using 4-inch (GREENCREATIVE-57973) And 5 To 6-inch (GREENCREATIVE-57974) Installation Accessories (Sold Separately) Fits Most 4-inch Junction Boxes And 5 to 6-inch Recessed Housing Features Dimming Capability UL Wet Location Rated Mfg #58103 Green Creative 11 Watt 4000K Round LED Downlight 6" 6-PK | 4000 |  | 750 | 68.1818 | 40000 | 11 | 1 | 176.47 | 176.47 | 207.3591 | 2020Q2 | https://hdsupplysolutions.com/p/led-00-75-10-35/green-creative-11-watt-4000k-round-led-downlight-6-6-pk-p371055 | HD Supply | 2020 | Yes
LED Lighting | Downlight | Brand Green Creative | [5 empty] | Green Creative Innofit Commercial Downlight 12 Or 19 Or 27 Watt 3000K 110° 83/79/74 Watt Equivalent LED 1000/1500/2000 Lumens 40000 Hours. Mfg #57874 Green Creative 12/19/27 Watt 3000K Innofit Commercial LED Downlight 8" 6-PK | 3000 |  | 1000 | 83.3333 | 40000 | 12 | 1 | 492.27 | 492.27 | 578.4363 | 2020Q2 | https://hdsupplysolutions.com/p/led-00-75-10-35/green-creative-12-19-27-watt-3000k-innofit-commercial-led-downlight-8-6-pk-p371015 | HD Supply | 2020 | No
LED Lighting | Downlight | Brand Green Creative | [5 empty] | Green Creative Innofit Commercial Downlight 12 Or 19 Or 27 Watt 3500K 110° 83/79/74 Watt Equivalent LED 1000/1500/2000 Lumens 40000 Hours. Mfg #57875 Green Creative 12/19/27 Watt 3500K Innofit Commercial LED Downlight 8" 6-PK | 3500 |  | 1000 | 83.3333 | 40000 | 12 | 1 | 479.8 | 479.8 | 563.7835 | 2020Q2 | https://hdsupplysolutions.com/p/led-00-75-10-35/green-creative-12-19-27-watt-3500k-innofit-commercial-led-downlight-8-6-pk-p371016 | HD Supply | 2020 | No
LED Lighting | Downlight | Brand Green Creative | True |  |  |  |  | Green Creative LED 12 Watt 120 Volt 90 CRI Warm White 2700K Color Temperature Wet Location 600 Lumens 85° Beam Angle 4" Retrofit Downlight 35,000 Hours Rated Life Dimmable. Mfg #97762 Green Creative 12 Watt 2700K Retrofit LED Downlight 4" 6-Pack | 2700 | 90 | 600 | 50 | 35000 | 12 | 1 | 102.12 | 102.12 | 119.9949 | 2020Q2 | https://hdsupplysolutions.com/p/led-00-75-10-35/green-creative-12-watt-2700k-retrofit-led-downlight-4-6-pack-p235617 | HD Supply | 2020 | Yes
LED Lighting | Downlight | Brand Green Creative | True |  |  |  |  | Green Creative LED 12 Watt 120 Volt 90 CRI Warm White 3000K Color Temperature Wet Location 650 Lumens 85° Beam Angle 4" Retrofit Downlight -35,000 Hours Rated Life Dimmable. Mfg #97763 Green Creative 12 Watt 3000K Retrofit LED Downlight 4" 6-Pack | 3000 | 90 | 650 | 54.1667 | 35000 | 12 | 1 | 129 | 129 | 151.58 | 2020Q2 | https://hdsupplysolutions.com/p/led-00-75-10-35/green-creative-12-watt-3000k-retrofit-led-downlight-4-6-pack-p235618 | HD Supply | 2020 | Yes
LED Lighting | Reflector | Brand Green Creative | True |  |  |  |  | Green Creative LED 13 Watt 120 Volt Soft White 90 CRI 1000 Lumens 2700K Color Temperature 40° Beam Angle E26 Medium Base PAR30 Bulb Shape Dimmable Refine Series. Mfg #58115 Green Creative 13 Watt 1000 Lumens PAR30 LED Light Bulb 6-Pack | 2700 | 90 | 1000 | 76.9231 | 50000 | 13 | 1 | 135.7 | 135.7 | 159.4527 | 2020Q2 | https://hdsupplysolutions.com/p/led-00-75-10-35/green-creative-13-watt-1000-lumens-par30-led-light-bulb-6-pack-p235562 | HD Supply | 2020 | No
LED Lighting | Reflector | Brand Green Creative | True |  |  |  |  | Green Creative LED 13 Watt 120 Volt Warm White 3000K Color Temperature 1050 Lumens E26 Medium Base Narrow Flood 50,000 Hours Rated Life 25° Beam Angle Indoor/Outdoor Dimmable Refine Series. Mfg #58117 Green Creative 13 Watt 1050 Lumens PAR30 LED Light Bulb 6-Pack | 3000 |  | 1050 | 80.7692 | 50000 | 13 | 1 | 155.95 | 155.95 | 183.2473 | 2020Q2 | https://hdsupplysolutions.com/p/led-00-75-10-35/green-creative-13-watt-1050-lumens-par30-led-light-bulb-6-pack-p235564 | HD Supply | 2020 | No
LED Lighting | Reflector | Brand Green Creative | True |  |  |  |  | Green Creative LED 13 Watt 120 Volt Warm White 3000K Color Temperature 1050 Lumens E26 Medium Base 90 CRI Reflector Flood 50,000 Hours Rated Life 40° Beam Angle Indoor/Outdoor Dimmable Refine Series. Mfg #58118 Green Creative 13 Watt 120 Volt 90 CRI PAR30 LED Light Bulb 6-Pack | 3000 | 90 | 1050 | 80.7692 | 50000 | 13 | 1 | 164.16 | 164.16 | 192.8943 | 2020Q2 | https://hdsupplysolutions.com/p/led-00-75-10-35/green-creative-13-watt-120-volt-90-cri-par30-led-light-bulb-6-pack-p235565 | HD Supply | 2020 | No
LED Lighting | Reflector | Brand Green Creative | True |  |  |  |  | Green Creative LED 13 Watt 120 Volt 90 CRI 870 Lumens 2700K Color Temperature 15° Beam Angle E26 Medium Base Soft White PAR30 Bulb Shape Dimmable Refine Series. Mfg #58113 Green Creative 13 Watt 2700K PAR30 LED Light Bulb 6-Pack | 2700 | 90 | 870 | 66.9231 | 50000 | 13 | 1 | 164.16 | 164.16 | 192.8943 | 2020Q2 | https://hdsupplysolutions.com/p/led-00-75-10-35/green-creative-13-watt-2700k-par30-led-light-bulb-6-pack-p235560 | HD Supply | 2020 | No
LED Lighting | Downlight | Brand Green Creative | [5 empty] | Green Creative Round Downlight 14.5 Watt 2700K LED 920 110° 75 Watt Equivalent 40000 Hours. Mfg #40842 Green Creative 14.5 Watt 2700K Round LED Downlight 6" 6-PK | 2700 |  | 950 | 65.5172 | 40000 | 14.5 | 1 | 176.47 | 176.47 | 207.3591 | 2020Q2 | https://hdsupplysolutions.com/p/led-00-75-10-35/green-creative-145-watt-2700k-round-led-downlight-6-6-pk-p371056 | HD Supply | 2020 | Yes
LED Lighting | Decorative | Brand Green Creative | [5 empty] | Green Creative 14.5 Watt 120/277 Volt LED 120° Beam Angle 3500K Color Temperature 2G11 Light Bulb Base 1550 Lumens 50,000 Hours Rated Life. Mfg #97750 Green Creative 14.5 Watt 3500K 1550 Lumens Ballast Compatible LED Light 6-Pack | 3500 |  | 530 | 58.8889 | 40000 | 9 | 1 | 134.8 | 134.8 | 158.3952 | 2020Q2 | https://hdsupplysolutions.com/p/led-00-75-10-35/green-creative-145-watt-3500k-1550-lumens-ballast-compatible-led-light-6-pack-p374163 | HD Supply | 2020 | No
LED Lighting | Downlight | Brand Green Creative | [5 empty] | Green Creative Round Downlight 14.5 Watt 4000K LED 1050 110° 75 Watt Equivalent 40000 Hours. Mfg #40847 Green Creative 14.5 Watt 4000K Round LED Downlight 6" 6-PK | 4000 |  | 1150 | 79.3103 | 40000 | 14.5 | 1 | 185.76 | 185.76 | 218.2752 | 2020Q2 | https://hdsupplysolutions.com/p/led-00-75-10-35/green-creative-145-watt-4000k-round-led-downlight-6-6-pk-p371058 | HD Supply | 2020 | Yes
LED Lighting | Downlight | Brand Green Creative | True |  |  |  |  | Green Creative 15 Watt 3000K Round LED Downlight 7" J-box 90 CRI 120 Volt Dimmable Wet Location. Mfg #97979 Green Creative 15 Watt 120 Volt 3000K Round LED Downlight 7" 6-PK | 3000 | 90 | 850 | 56.6667 | 50000 | 15 | 1 | 244.87 | 244.87 | 287.7317 | 2020Q2 | https://hdsupplysolutions.com/p/led-00-75-10-35/green-creative-15-watt-120-volt-3000k-round-led-downlight-7-6-pk-p371031 | HD Supply | 2020 | Yes
LED Lighting | Downlight | Brand Green Creative | [5 empty] | Green Creative Square Downlight 15 Watt 4000K LED 870 100° 75 Watt Equivalent 50000 Hours. Mfg #58246 Green Creative 15 Watt 120 Volt 4000K Square LED Downlight 7" 6-PK | 4000 |  | 870 | 58 | 50000 | 15 | 1 | 213.1 | 213.1 | 250.4007 | 2020Q2 | https://hdsupplysolutions.com/p/led-00-75-10-35/green-creative-15-watt-120-volt-4000k-square-led-downlight-7-6-pk-p371044 | HD Supply | 2020 | Yes
LED Lighting | Downlight | Brand Green Creative | True |  |  |  |  | Green Creative 15 Watt 2700K Round LED Downlight 7" J-box 90 CRI 120 Volt Dimmable Wet Location. Mfg #97978 Green Creative 15 Watt 2700K Round LED Downlight 7" 6-PK | 2700 | 90 | 850 | 56.6667 | 50000 | 15 | 1 | 220.38 | 220.38 | 258.955 | 2020Q2 | https://hdsupplysolutions.com/p/led-00-75-10-35/green-creative-15-watt-2700k-round-led-downlight-7-6-pk-p371030 | HD Supply | 2020 | Yes
LED Lighting | Reflector | Brand Green Creative | True |  |  |  |  | Green Creative LED 17 Watt 120 Volt PAR38 Bulb Base GU24 Bulb Type 40° Beam Angle 3000K Color Temperature 90 CRI 1430 Lumens Dimmable Refine Series. Mfg #58172 Green Creative 17 Watt 120 Volt 3000K PAR38 LED Light Bulb 6-Pack | 3000 | 90 | 1430 | 84.1176 | 50000 | 17 | 1 | 199.27 | 199.27 | 234.1499 | 2020Q2 | https://hdsupplysolutions.com/p/led-00-75-10-35/green-creative-17-watt-120-volt-3000k-par38-led-light-bulb-6-pack-p235586 | HD Supply | 2020 | No
LED Lighting | Reflector | Brand Green Creative | True |  |  |  |  | Green Creative LED 17 Watt 120 Volt Warm White 3000K 25° Beam Angle 1430 Lumens 90 CRI Dimmable 50,000 Hours Rated Life Refine Series. Mfg #58153 Green Creative 17 Watt 1430 Lumens PAR38 LED Light Bulb 6-Pack | 3000 | 90 | 1430 | 84.1176 | 50000 | 17 | 1 | 173.4 | 173.4 | 203.7517 | 2020Q2 | https://hdsupplysolutions.com/p/led-00-75-10-35/green-creative-17-watt-1430-lumens-par38-led-light-bulb-6-pack-p235582 | HD Supply | 2020 | No
LED Lighting | Decorative | Brand Green Creative | [5 empty] | Green Creative 17 Watt 120/277 Volt LED 120° Beam Angle 3500K Color Temperature 2G11 Light Bulb Base 2050 Lumens 50,000 Hours Rated Life. Mfg #97746 Green Creative 17 Watt 3500K 2050 Lumens PLL Ballast Compatible LED Light 6-Pack | 3500 |  | 2050 | 120.5882 | 50000 | 17 | 1 | 133.7 | 133.7 | 157.1027 | 2020Q2 | https://hdsupplysolutions.com/p/led-00-75-10-35/green-creative-17-watt-3500k-2050-lumens-pll-ballast-compatible-led-light-6-pack-p374161 | HD Supply | 2020 | No
LED Lighting | Decorative | Brand Green Creative | [5 empty] | Green Creative 17 Watt 120/277 Volt LED 120° Beam Angle 4000K Color Temperature 2G11 Light Bulb Base 2100 Lumens 50,000 Hours Rated Life. Mfg #97747 Green Creative 17 Watt 4000K 2100 Lumens PLL Ballast Compatible LED Light 6-Pack | 4000 |  | 2100 | 123.5294 | 50000 | 17 | 1 | 149.06 | 149.06 | 175.1513 | 2020Q2 | https://hdsupplysolutions.com/p/led-00-75-10-35/green-creative-17-watt-4000k-2100-lumens-pll-ballast-compatible-led-light-6-pack-p374162 | HD Supply | 2020 | No
LED Lighting | Downlight | Brand Green Creative | True |  |  |  |  | Green Creative LED 18 Watt 120 Volt 90 CRI Halogen White 3000K Color Temperature Wet Location 1260 Lumens 100° Beam Angle 5" or 6" Retrofit Downlight 50,000 Hours Rated Life Dimmable. Mfg #97995 Green Creative 18 Watt 3000K Retrofit LED Downlight 6-Pack | 3000 | 90 | 1260 | 70 | 50000 | 18 | 1 | 147.97 | 147.97 | 173.8705 | 2020Q2 | https://hdsupplysolutions.com/p/led-00-75-10-35/green-creative-18-watt-3000k-retrofit-led-downlight-6-pack-p235622 | HD Supply | 2020 | Yes
LED Lighting | Reflector | Brand Green Creative | False |  |  |  |  | Green Creative LED 19 Watt 120/277 Volt Cool White 4000K Color Temperature Non-Dimmable PAR38 Bulb Base 40° Beam Angle 80 CRI 1850 Lumens 40,000 Hours Rated Life. Mfg #97779 Green Creative 19 Watt 4000K PAR38 LED Light Bulb 6-Pack | 4000 | 80 | 1850 | 97.3684 | 40000 | 19 | 1 | 284.77 | 284.77 | 334.6158 | 2020Q2 | https://hdsupplysolutions.com/p/led-00-75-10-35/green-creative-19-watt-4000k-par38-led-light-bulb-6-pack-p235593 | HD Supply | 2020 | No
LED Lighting | Downlight | Brand Green Creative | [5 empty] | Green Creative Square Downlight 20 Watt 4000K LED 1250 100° 100 Watt Equivalent 50000 Hours. Mfg #58243 Green Creative 20 Watt 120 Volt 4000K Square LED Downlight 9" 6-PK | 4000 |  | 1250 | 62.5 | 50000 | 20 | 1 | 364.02 | 364.02 | 427.7376 | 2020Q2 | https://hdsupplysolutions.com/p/led-00-75-10-35/green-creative-20-watt-120-volt-4000k-square-led-downlight-9-6-pk-p371051 | HD Supply | 2020 | No
LED Lighting | Decorative | Brand Green Creative | True |  |  |  |  | Green Creative 3.5 Watt 120/277 Volt LED 320° Beam Angle 2700K Color Temperature E12 Light Bulb Base B10 Light Bulb Shape 320 Lumens 15,000 Hours Rated Life. Mfg #57886 Green Creative 3.5 Watt 2700K 320 Lumens B10 Filament Dimmable LED Light 6-Pack | 2700 |  | 320 | 91.4286 | 15000 | 3.5 | 1 | 45.6 | 45.6 | 53.5818 | 2020Q2 | https://hdsupplysolutions.com/p/led-00-75-10-35/green-creative-35-watt-2700k-320-lumens-b10-filament-dimmable-led-light-6-pack-p374244 | HD Supply | 2020 | Yes
LED Lighting | Decorative | Brand Green Creative | True |  | B11 |  | E12 | Green Creative 5 Watt B-11 LED Bulb Candelabra Base 120V Warm Dim Dimmable ENERGY STAR Mfg #5B11DIM/8CCTD Green Creative® 5 Watt B-11 LED Bulb - Cand Base - 120V - Warm Dim - Dimmable |  |  | 300 | 60 | 25000 | 5 | 1 | 13.99 | 13.99 | 16.4388 | 2020Q2 | https://hdsupplysolutions.com/p/led-00-75-10-35/green-creative-5-watt-b-11-led-bulb-cand-base-120v-warm-dim-dimmable-p133627 | HD Supply | 2020 | Yes
LED Lighting | Reflector | Brand Green Creative | True |  |  |  |  | Green Creative LED 6 Watt 120 Volt 82 CRI 500 Lumens Warm White 3000K Color Temperature E26 Bulb Base Indoor/Outdoor 35° Beam Angle 25,000 Hours Rated Life Dimmable. Mfg #57991 Green Creative 6 Watt 120 Volt 3000K MR16 LED Light Bulb 12-Pack | 3000 | 82 | 500 | 83.3333 | 25000 | 6 | 1 | 138.5 | 138.5 | 162.7429 | 2020Q2 | https://hdsupplysolutions.com/p/led-00-75-10-35/green-creative-6-watt-120-volt-3000k-mr16-led-light-bulb-12-pack-p235606 | HD Supply | 2020 | No
LED Lighting | Reflector | Brand Green Creative | True |  |  |  |  | Green Creative LED 6 Watt 120 Volt 82 CRI 500 Lumens Halogen White 3000K Color Temperature GU10 Bulb Base Indoor/Outdoor 35° Beam Angle 25,000 Hours Rated Life Dimmable. Mfg #57988 Green Creative 6 Watt 120 Volt 500 Lumens MR16 LED Light Bulb 12-Pack | 3000 | 82 | 500 | 83.3333 | 25000 | 6 | 1 | 173.78 | 173.78 | 204.1982 | 2020Q2 | https://hdsupplysolutions.com/p/led-00-75-10-35/green-creative-6-watt-120-volt-500-lumens-mr16-led-light-bulb-12-pack-p235604 | HD Supply | 2020 | No
LED Lighting | Reflector | Brand Green Creative | True |  |  |  |  | Green Creative LED 6 Watt 12 Volt 82 CRI 425 Lumens Soft White 2700K Color Temperature GU5.3 Bulb Base 35° Beam Angle 25,000 Hours Rated Life Dimmable. Mfg #58285 Green Creative 6 Watt 2700K MR16 LED Light Bulb 12-Pack | 2700 | 82 | 425 | 70.8333 | 25000 | 6 | 1 | 148 | 148 | 173.9057 | 2020Q2 | https://hdsupplysolutions.com/p/led-00-75-10-35/green-creative-6-watt-2700k-mr16-led-light-bulb-12-pack-p235602 | HD Supply | 2020 | No
LED Lighting | Reflector | Brand Green Creative | True |  |  |  |  | Green Creative LED 6 Watt 12 Volt 82 CRI 520 Lumens 35° Beam Angle Cool White 4000K Color Temperature 25,000 Hours Rated Life Dimmable. Mfg #57986 Green Creative 6 Watt 4000K MR16 LED Light Bulb 12-Pack | 4000 | 82 | 520 | 86.6667 | 25000 | 6 | 1 | 152.29 | 152.29 | 178.9466 | 2020Q2 | https://hdsupplysolutions.com/p/led-00-75-10-35/green-creative-6-watt-4000k-mr16-led-light-bulb-12-pack-p235601 | HD Supply | 2020 | No
LED Lighting | Reflector | Brand Green Creative | True |  |  |  |  | Green Creative LED 6.5 Watt 120 Volt 82 CRI 500 Lumens Warm White 2700K Color Temperature E26 Base Cloud Shape 25,000 Hours Rated Life 110° Beam Angle Dimmable. Mfg #40612 Green Creative 6.5 Watt 2700K R20 LED Light Bulb 6-Pack | 2700 | 82 | 500 | 76.9231 | 25000 | 6.5 | 1 | 64.56 | 64.56 | 75.8605 | 2020Q2 | https://hdsupplysolutions.com/p/led-00-75-10-35/green-creative-65-watt-2700k-r20-led-light-bulb-6-pack-p235608 | HD Supply | 2020 | Yes
LED Lighting | Reflector | Brand Green Creative | True |  |  |  |  | Green Creative LED 8 Watt 120 Volt 90 CRI 3000K Color Temperature Indoor Dimmable 550 Lumens 25° Beam Angle 50,000 Hours Rated Life E26 Medium Base Refine Series. Mfg #58108 Green Creative 8 Watt 3000K PAR20 LED Light Bulb 6-Pack | 3000 | 90 | 550 | 68.75 | 50000 | 8 | 1 | 102.37 | 102.37 | 120.2887 | 2020Q2 | https://hdsupplysolutions.com/p/led-00-75-10-35/green-creative-8-watt-3000k-par20-led-light-bulb-6-pack-p235557 | HD Supply | 2020 | No
LED Lighting | Reflector | Brand Green Creative | True |  |  |  |  | Green Creative LED 8 Watt 120 Volt 90 CRI 2700K Color Temperature Indoor Dimmable 535 Lumens 40° Beam Angle 50,000 Hours Rated Life E26 Medium Base Refine Series. Mfg #58106 Green Creative 8 Watt 535 Lumens PAR20 LED Light Bulb 6-Pack | 2700 | 90 | 535 | 66.875 | 50000 | 8 | 1 | 97.96 | 97.96 | 115.1068 | 2020Q2 | https://hdsupplysolutions.com/p/led-00-75-10-35/green-creative-8-watt-535-lumens-par20-led-light-bulb-6-pack-p235555 | HD Supply | 2020 | No
LED Lighting | Reflector | Brand Green Creative | True |  |  |  |  | Green Creative LED 8 Watt 120 Volt 90 CRI 4000K Color Temperature Indoor Dimmable 570 Lumens 40° Beam Angle 50,000 Hours Rated Life E26 Medium Base Refine Series. Mfg #58112 Green Creative 8 Watt 570 Lumens PAR20 LED Light Bulb 6-Pack | 4000 | 90 | 570 | 71.25 | 50000 | 8 | 1 | 102.37 | 102.37 | 120.2887 | 2020Q2 | https://hdsupplysolutions.com/p/led-00-75-10-35/green-creative-8-watt-570-lumens-par20-led-light-bulb-6-pack-p235558 | HD Supply | 2020 | No
LED Lighting | Reflector | Brand Green Creative | True |  |  |  |  | Green Creative LED 8 Watt 120 Volt 90 CRI 3000K Color Temperature Indoor Dimmable 550 Lumens 15° Beam Angle 50,000 Hours Rated Life E26 Medium Base Refine Series. Mfg #58107 Green Creative 8 Watt PAR20 Dimmable LED Light Bulb 6-Pack | 3000 | 90 | 550 | 68.75 | 50000 | 8 | 1 | 107.76 | 107.76 | 126.6222 | 2020Q2 | https://hdsupplysolutions.com/p/led-00-75-10-35/green-creative-8-watt-par20-dimmable-led-light-bulb-6-pack-p235556 | HD Supply | 2020 | No
LED Lighting | Reflector | Brand Green Creative | True |  |  |  |  | Green Creative LED 8 Watt 120 Volt 90 CRI 2700K Color Temperature Indoor Dimmable 535 Lumens 15° Beam Angle 50,000 Hours Rated Life E26 Medium Base Refine Series. Mfg #58104 Green Creative 8 Watt PAR20 LED Light Bulb 6-Pack | 2700 | 90 | 535 | 66.875 | 50000 | 8 | 1 | 107.49 | 107.49 | 126.3049 | 2020Q2 | https://hdsupplysolutions.com/p/led-00-75-10-35/green-creative-8-watt-par20-led-light-bulb-6-pack-p235553 | HD Supply | 2020 | No
LED Lighting | Reflector | Brand Generic | False |  | PAR-30L |  | E26 | LED Bulb 10.5 Watt PAR-30 Long Neck Medium Base Replaces 75W PAR-30L Halogen 120 Volt 3,000 Kelvin 750 Lumens 80+ CRI 11,000 Average Hour Life Non-Dimmable Mfg #PAR30L75/10KLED/3 LED Bulb 10.5 Watt PAR30 Long 3000K 3 Pack | 3000 |  | 750 | 71.4286 | 11000 | 10.5 | 1 | 32.97 | 32.97 | 38.741 | 2020Q2 | https://hdsupplysolutions.com/p/led-00-75-10-35/led-bulb-105-watt-par30-long-3000k-3-pack-p294404 | HD Supply | 2020 | Yes
LED Lighting | Reflector | Brand Generic | False |  | PAR-38 |  | E26 | LED Bulb 10.5 Watt PAR38 3000K Medium Base Replaces 75W PAR38 Halogen 120 Volt 3000K 750 Lumens 80+ CRI 11,000 Average Hour Life Non-Dimmable Mfg #PAR3875/10KLED/2 LED Bulb 10.5 Watt PAR38 3000K 2 Pack | 3000 |  | 750 | 71.4286 | 11000 | 10.5 | 1 | 21.98 | 21.98 | 25.8273 | 2020Q2 | https://hdsupplysolutions.com/p/led-00-75-10-35/led-bulb-105-watt-par38-3000k-2-pack-p294405 | HD Supply | 2020 | Yes
LED Lighting | Decorative | Brand Generic |  |  |  |  | G9 | 2 Watt LED G9 Bulb 120Volt G9 Base 3,000 Kelvin 160 Lumens 15,000 Average Hour Life Replaces 20W Incandescent Bulb Mfg #BP25G9/830/LED LED Bulb 2W 20W Equivalent T-3 G9 Base | 3000 | 80 | 160 | 80 | 15000 | 2 | 1 | 11.49 | 11.49 | 13.5012 | 2020Q2 | https://hdsupplysolutions.com/p/led-00-75-10-35/led-bulb-2w-20w-equivalent-t-3-g9-base-p229958 | HD Supply | 2020 | Yes
LED Lighting | Reflector | Brand Viribright | False |  | MR16 |  | GU5.3 | MR16 GU5.3 Silver GU5.3 310 lumens 80 Degree Beam Angle 12VAC-DC 25000 Hour Life Non-Dimmable ETL Listed Contains No Mercury Shatter Resistant Design Mfg #752147 LED Bulb, 4.2 Watt, MR-16, 35 Watt Equiv, 2700K Soft White, GU5.3, Pack of 12 | 2700 | 90 | 310 | 73.8095 | 25000 | 4.2 | 1 | 106.96 | 106.96 | 125.6821 | 2020Q2 | https://hdsupplysolutions.com/p/led-00-75-10-35/led-bulb-42-watt-mr-16-35-watt-equiv-2700k-soft-white-gu53-pack-of-12-p797888 | HD Supply | 2020 | No
LED Lighting | Reflector | Brand Viribright | False |  | MR16 |  | GU5.3 | MR16 GU5.3 Silver GU5.3 310 lumens 80 Degree Beam Angle 12VAC-DC 25000 Hour Life Non-Dimmable ETL Listed Contains No Mercury Shatter Resistant Design Mfg #752148 LED Bulb, 4.2 Watt, MR-16, 35 Watt Equiv, 4000K GU5.3, Pack of 12 | 4000 | 90 | 310 | 73.8095 | 25000 | 4.2 | 1 | 114.51 | 114.51 | 134.5537 | 2020Q2 | https://hdsupplysolutions.com/p/led-00-75-10-35/led-bulb-42-watt-mr-16-35-watt-equiv-4000k-gu53-pack-of-12-p797889 | HD Supply | 2020 | No
LED Lighting | Reflector | Brand Viribright | False |  | MR16 |  | GU5.3 | MR16 GU5.3 Silver GU5.3 310 lumens 80 Degree Beam Angle 12VAC-DC 25000 Hour Life Non-Dimmable ETL Listed Contains No Mercury Shatter Resistant Design Mfg #752149 LED Bulb, 4.2 Watt, MR-16, 35 Watt Equiv, 6500K GU5.3, Pack of 12 | 6500 | 90 | 310 | 73.8095 | 25000 | 4.2 | 1 | 106.96 | 106.96 | 125.6821 | 2020Q2 | https://hdsupplysolutions.com/p/led-00-75-10-35/led-bulb-42-watt-mr-16-35-watt-equiv-6500k-gu53-pack-of-12-p797890 | HD Supply | 2020 | No
LED Lighting | Reflector | Brand Generic | False |  | PAR-20 |  | E26 | LED Bulb 7 Watt PAR-20 3,000 Kelvin Medium Base Replaces 50W PAR20 Halogen 120 Volt 3,000 Kelvin 500 Lumens 80+ CRI 11,000 Average Hour Life Non-Dimmable Replaces 50W PAR20 Halogen Mfg #PAR2050/10KLED/3 LED Bulb 7 Watt PAR20 3000K 3 Pack | 3000 |  | 500 | 71.4286 | 11000 | 7 | 1 | 22.47 | 22.47 | 26.4031 | 2020Q2 | https://hdsupplysolutions.com/p/led-00-75-10-35/led-bulb-7-watt-par20-3000k-3-pack-p294403 | HD Supply | 2020 | Yes
LED Lighting | Reflector | Brand Light Efficient Design |  |  | PAR-38 |  | E26 | LED PAR-38 30 Watt Color Changing Pool Bulb Medium Base On/Off Or 5 Multicolored Light Program Option Replaces 250W Halogen Bulb 120 To 277 V 2,100 Lumens 80 CRI 50,000 Average Hour Life 120° Beam Spread 24 High Power RGB LEDs Mfg #LED-8055E27 LED Bulb Light Efficient Design LLC 30W 150W Equivalent Pool Bulb |  | 80 | 2100 | 70 | 50000 | 30 | 1 | 159.99 | 159.99 | 187.9944 | 2020Q2 | https://hdsupplysolutions.com/p/led-00-75-10-35/led-bulb-light-efficient-design-llc-30w-150w-equivalent-pool-bulb-p315153 | HD Supply | 2020 | No
LED Lighting | Reflector | Brand Philips |  |  | PAR-38 |  | E26 | Philips® 11 Watt LED PAR-38 Bulb 120 Volts Medium Base 3,000 Kelvin 950 Lumens 80 CRI 10,000 Average Hour Life Replaces 75W Halogen Bulb Mfg #11PAR38/F25/830 ND 120V LED Bulb Philips 11W PAR38 75W Equivalent F25 3000K 6/Pk | 3000 | 80 | 950 | 86.3636 | 10000 | 11 | 1 | 77.94 | 77.94 | 91.5825 | 2020Q2 | https://hdsupplysolutions.com/p/led-00-75-10-35/led-bulb-philips-11w-par38-75w-equivalent-f25-3000k-6-pk-p136168 | HD Supply | 2020 | Yes
LED Lighting | Reflector | Brand Philips | True |  | PAR-30 |  | E26 | Philips® 12 Watt LED PAR-30 Short Neck Bulb 120 Volts Medium Base 2,700 Kelvin 850 Lumens 80 CRI 50,000 Hour Rated Average Life 25° Narrow Flood Pattern Dimmable Replaces 75W Halogen Bulb Mfg #12.5PAR30S/F25 2700 DIM AF SO LED Bulb Philips 12.5W PAR30 75W Equivalent F25 2700K Dimmable | 2700 | 80 | 850 | 65.3846 | 50000 | 13 | 1 | 28.99 | 28.99 | 34.0644 | 2020Q2 | https://hdsupplysolutions.com/p/led-00-75-10-35/led-bulb-philips-125w-par30-75w-equivalent-f25-2700k-dimmable-p136158 | HD Supply | 2020 | Yes
LED Lighting | Reflector | Brand Philips | True |  | PAR-38 |  | E26 | Philips® 13 Watt LED PAR-38 Bulb 120 Volt Medium Base 3,000 Kelvin 751 Lumens 80 CRI 45,000 Average Hour Life 25° Flood Pattern Dimmable Replaces 75w Par 30 Short Halogen Bulb Mfg #13PAR30S/END/F25 3000 DIM 6/1 LED Bulb Philips 13W PAR30 Short 75W Equivalent 3000K FL25 Dim Package of 6 | 3000 | 80 | 750 | 57.6923 | 45000 | 13 | 1 | 155.15 | 155.15 | 182.3072 | 2020Q2 | https://hdsupplysolutions.com/p/led-00-75-10-35/led-bulb-philips-13w-par30-short-75w-equivalent-3000k-fl25-dim-package-of-6-p213838 | HD Supply | 2020 | No
LED Lighting | Reflector | Brand Philips | True |  | PAR-16 |  | GU10 | Philips® 4.5 Watt LED PAR-16 Bulb 120 Volt GU10 Base 3,000 Kelvin 400 Lumens 80 CRI 25,000 Average Hour Life Dimmable Replaces 50W Halogen Bulb 25° Beam Spread Mfg #4.5GU10/LED/F35/830/DIM 10/1 LED Bulb Philips 4.5W PAR16 40W Equivalent GU10 3000K | 3000 | 80 | 400 | 80 | 25000 | 5 | 1 | 11.99 | 11.99 | 14.0887 | 2020Q2 | https://hdsupplysolutions.com/p/led-00-75-10-35/led-bulb-philips-45w-par16-40w-equivalent-gu10-3000k-p136130 | HD Supply | 2020 | Yes
LED Lighting | Downlight | Brand Sylvania | True |  |  |  | E26 | Sylvania® 10 Watt LED Downlight Retrofit 120 Volt E26 Medium 2,700 Kelvin 600 Lumen 90 CRI 50,000 Average Hour Life Dimmable Replaces 50W Incandescent Fits most standard 4 inch recessed cans Mfg #LEDRT4/600/927/FL80 LED Bulb Sylvania 10W Downlight Retrofit,50W Equivalent, 2700K Dimmable | 2700 | 90 | 600 | 66.6667 | 50000 | 9 | 1 | 19.99 | 19.99 | 23.489 | 2020Q2 | https://hdsupplysolutions.com/p/led-00-75-10-35/led-bulb-sylvania-10w-downlight-retrofit-50w-equivalent-2700k-dimmable-p294511 | HD Supply | 2020 | Yes
LED Lighting | Downlight | Brand Sylvania | True |  |  |  | E26 | Sylvania® 10 Watt LED Downlight Retrofit 120 Volt E26 Medium 5,000 Kelvin 600 Lumen 90 CRI 50,000 Average Hour Life Dimmable Replaces 50W Incandescent Fits most standard 4 inch recessed cans Mfg #LEDRT4/600/950 LED Bulb Sylvania 10W Downlight Retrofit, 50W Equivalent, 5000K Dimmable | 5000 | 90 | 600 | 60 | 50000 | 10 | 1 | 21.29 | 21.29 | 25.0166 | 2020Q2 | https://hdsupplysolutions.com/p/led-00-75-10-35/led-bulb-sylvania-10w-downlight-retrofit-50w-equivalent-5000k-dimmable-p294512 | HD Supply | 2020 | Yes
LED Lighting | Reflector | Brand Sylvania | True |  | PAR-30 |  | E26 | Sylvania® 13 Watt LED PAR30LN Bulb 120 Volt E26 Medium 3,000 Kelvin 825 Lumen 82 CRI 25,000 Average Hour Life Replaces 75W Incandescent Dimmable Dimmable UL Wet Rated Long Neck Glass body Mfg #LED13PAR30LN/DIM/830/NFL25/GL1/W LED Bulb Sylvania 13W PAR30LN, 75W Equivalent, 3000K 25° Dimmable | 3000 | 82 | 825 | 63.4615 | 25000 | 13 | 1 | 17.99 | 17.99 | 21.1389 | 2020Q2 | https://hdsupplysolutions.com/p/led-00-75-10-35/led-bulb-sylvania-13w-par30ln-75w-equivalent-3000k-25-dimmable-p294458 | HD Supply | 2020 | Yes
LED Lighting | Reflector | Brand Sylvania | True |  | PAR-30 |  | E26 | Sylvania® 13 Watt LED PAR-30LN Bulb 120 Volt E26 Medium 3,000 Kelvin 825 Lumen 82 CRI 25,000 Average Hour Life Replaces 75W Incandescent Dimmable Dimmable UL Wet Rated Long Neck Glass body Mfg #LED13PAR30LN/DIM/830/FL40/GL1/W LED Bulb Sylvania 13W PAR30LN, 75W Equivalent, 3000K 40° Dimmable | 3000 | 82 | 825 | 63.4615 | 25000 | 13 | 1 | 17.99 | 17.99 | 21.1389 | 2020Q2 | https://hdsupplysolutions.com/p/led-00-75-10-35/led-bulb-sylvania-13w-par30ln-75w-equivalent-3000k-40-dimmable-p294459 | HD Supply | 2020 | Yes
LED Lighting | Reflector | Brand Sylvania | True |  | PAR-38 |  | E26 | Sylvania® 13 Watt LED PAR-38 Bulb 120 Volt Medium Base 3,000 Kelvin 900 Lumens 82 CRI 11,000 Average Hour Life 45° Flood Pattern Non Dimmable Contractor Series Replaces 90W Incandescent Mfg #LED13PAR38830FL4510YVRP2 LED Bulb Sylvania 13W PAR38 ,90W Equivalent, 3,000K FL45 Package Of 12 | 3000 | 82 | 900 | 69.2308 | 11000 | 13 | 12 | 173.92 | 14.4933 | 17.0302 | 2020Q2 | https://hdsupplysolutions.com/p/led-00-75-10-35/led-bulb-sylvania-13w-par38-90w-equivalent-3-000k-fl45-package-of-12-p229986 | HD Supply | 2020 | Yes
LED Lighting | Reflector | Brand Sylvania | True |  | PAR-38 |  | E26 | Sylvania® 14 Watt LED PAR38 Bulb 120 Volt E26 Medium 3,000 Kelvin 1050 Lumen 82 CRI 25,000 Average Hour Life Replaces 100W Incandescent Dimmable Dimmable UL Wet Rated Glass body Mfg #LED14PAR38/DIM/830/NFL25/GL1/W LED Bulb Sylvania 14W PAR38, 100W Equivalent, 3000K 25° Dimmable | 3000 | 82 | 1050 | 75 | 25000 | 14 | 1 | 19.99 | 19.99 | 23.489 | 2020Q2 | https://hdsupplysolutions.com/p/led-00-75-10-35/led-bulb-sylvania-14w-par38-100w-equivalent-3000k-25-dimmable-p294476 | HD Supply | 2020 | Yes
LED Lighting | Reflector | Brand Sylvania | True |  | PAR-38 |  | E26 | Sylvania® 17 Watt LED PAR-38 Bulb 120 Volt Medium Base 3,000 Kelvin 1,300 Lumens 82 CRI 25,000 Average Hour Life 25° Narrow Flood Pattern Dimmable Glass Body Wet Rated Replaces 120W Incandescent Mfg #LED17PAR38/DIM/830/NFL25/GL1/W LED Bulb Sylvania 17W PAR38 ,120W Equivalent, 3,000K NFL25 Dimmable Package Of 6 | 3000 | 82 | 1300 | 76.4706 | 25000 | 17 | 6 | 134.6 | 22.4333 | 26.36 | 2020Q2 | https://hdsupplysolutions.com/p/led-00-75-10-35/led-bulb-sylvania-17w-par38-120w-equivalent-3-000k-nfl25-dimmable-package-of-6-p229990 | HD Supply | 2020 | Yes
LED Lighting | Reflector | Brand Sylvania | True |  | PAR-38 |  | E26 | Sylvania® 17 Watt LED PAR38 Bulb 120 Volt E26 Medium 3,000 Kelvin 1300 Lumen 82 CRI 25,000 Average Hour Life Replaces 120W Incandescent Dimmable Dimmable UL Wet Rated Glass body Mfg #LED17PAR38/DIM830/FL40/GL1/W/RP LED Bulb Sylvania 17W PAR38, 120W Equivalent, 3000K 40° Dimmable | 3000 | 82 | 1300 | 76.4706 | 25000 | 17 | 1 | 22.99 | 22.99 | 27.0141 | 2020Q2 | https://hdsupplysolutions.com/p/led-00-75-10-35/led-bulb-sylvania-17w-par38-120w-equivalent-3000k-40-dimmable-p294479 | HD Supply | 2020 | Yes
LED Lighting | Reflector | Brand Sylvania | True |  | PAR-30 |  | E26 | Sylvania® 19 Watt LED PAR-30 Long Neck Bulb 120 277 Volt Medium Base 3,000 Kelvin 1,800 Lumens 81 CRI 25,000 Average Hour Life 15° Spot Pattern Non Dimmable Wet Rated Replaces 75W Halogen Mfg #LED19PAR30LN/HO/830/SP15/W/UNV LED Bulb Sylvania 19W PAR30LN ,75W Equivalent, 3,000K SP15 Package Of 6 | 3000 | 81 | 1800 | 94.7368 | 25000 | 19 | 6 | 161.1 | 26.85 | 31.5498 | 2020Q2 | https://hdsupplysolutions.com/p/led-00-75-10-35/led-bulb-sylvania-19w-par30ln-75w-equivalent-3-000k-sp15-package-of-6-p229993 | HD Supply | 2020 | Yes
LED Lighting | Reflector | Brand Sylvania | True |  | PAR-30 |  | E26 | Sylvania® 19 Watt LED PAR30LN Bulb 120 Volt E26 Medium 3,000 Kelvin 1800 Lumen 81 CRI 25,000 Average Hour Life Replaces 75W Incandescent Dimmable Dimmable UL Wet Rated Long Neck Glass body Mfg #LED19PAR30LN/HO/DIM/830/SP15/W/120 LED Bulb Sylvania 19W PAR30LN, 75W Equivalent, 3000K 15° Dimmable | 3000 | 81 | 1801 | 94.7895 | 25000 | 19 | 1 | 19.05 | 19.05 | 22.3845 | 2020Q2 | https://hdsupplysolutions.com/p/led-00-75-10-35/led-bulb-sylvania-19w-par30ln-75w-equivalent-3000k-15-dimmable-p294557 | HD Supply | 2020 | Yes
LED Lighting | Reflector | Brand Sylvania | True |  | PAR-38 |  | E26 | Sylvania® 26 Watt LED PAR-38 Bulb 120 Volt Medium Base 3,000 Kelvin 2,400 Lumens 81 CRI 25,000 Average Hour Life 15° Spot Pattern Non Dimmable Wet Rated Replaces 150W Halogen Mfg #LED26PAR38/HO/830/SP15/W/UNV LED Bulb Sylvania 26W PAR38 ,150W Equivalent, 3,000K SP15 Package Of 6 | 3000 | 81 | 2400 | 92.3077 | 25000 | 26 | 6 | 269.33 | 44.8883 | 52.7455 | 2020Q2 | https://hdsupplysolutions.com/p/led-00-75-10-35/led-bulb-sylvania-26w-par38-150w-equivalent-3-000k-sp15-package-of-6-p229995 | HD Supply | 2020 | Yes
LED Lighting | Reflector | Brand Sylvania | True |  | PAR-20 |  | E26 | Sylvania® 6 Watt LED PAR-20 Bulb 120 Volt Medium Base 3,000 Kelvin 425 Lumens 80 CRI 11,000 Average Hour Life 45° Flood Pattern Non Dimmable Contractor Series Replaces 50W Halogen Mfg #LED6PAR20830FL4510YVRP2 LED Bulb Sylvania 6W PAR20 ,50W Equivalent, 3,000K FL45 Package Of 12 | 3000 | 80 | 425 | 70.8333 | 11000 | 6 | 12 | 107.21 | 8.9342 | 10.498 | 2020Q2 | https://hdsupplysolutions.com/p/led-00-75-10-35/led-bulb-sylvania-6w-par20-50w-equivalent-3-000k-fl45-package-of-12-p230057 | HD Supply | 2020 | Yes
LED Lighting | Downlight | Brand Sylvania | True |  |  |  | Push Wire Adaptor | Sylvania® 8W LED Downlight Retrofit 120 277 Volt Push Wire Adaptor 2,700 Kelvin 700 Lumens 80 CRI 50,000 Average Hour Life Fits In Standard 5 & 6 Inch Mounting Frame Dimmable Dry, Damp, & Wet Location Rated Replaces 13W CFL Pin Based Bulb Mfg #LED/RT/5/6/HO/700/827 LED Bulb Sylvania 8W ,13W CFL Equivalent, DownLight Retrofit 2700K Package Of 2 | 2700 | 80 | 700 | 87.5 | 50000 | 8 | 2 | 81.98 | 40.99 | 48.1648 | 2020Q2 | https://hdsupplysolutions.com/p/led-00-75-10-35/led-bulb-sylvania-8w-13w-cfl-equivalent-downlight-retrofit-2700k-package-of-2-p230062 | HD Supply | 2020 | Yes
LED Lighting | Downlight | Brand Sylvania | True |  |  |  | E26 | Sylvania® 9 Watt LED Gimbal Downlight Retrofit 120 Volt Medium Base 600 Lumens 3,000 Kelvin 82 CRI 50,000 Hour Average Life Fits 5 & 6 Recessed Housings Dimmable Dry Damp & Wet Location Rated Replaces 50W Incandescent Bulb Mfg #LED/RT4/G/600/830 LED Bulb Sylvania 9W -50W Equivalent- Down Light Gimble 3000K Package Of 4 | 3000 | 82 | 600 | 66.6667 | 50000 | 9 | 4 | 130.24 | 32.56 | 38.2593 | 2020Q2 | https://hdsupplysolutions.com/p/led-00-75-10-35/led-bulb-sylvania-9w-50w-equivalent-down-light-gimble-3000k-package-of-4-p301609 | HD Supply | 2020 | Yes
LED Lighting | Downlight | Brand Sylvania |  |  |  |  | E26 | Sylvania® 9 Watt LED Downlight Retrofit 120 Volt Medium Base 700 Lumens 4,000 Kelvin 82 CRI 50,000 Hour Average Life Uses Existing Plastic And Porcelin Lamp Holders Replaces 65W Incandescent Bulb Mfg #LED/700/CL/840/RP LED Bulb Sylvania 9W -65W Equivalent- 4000K Down Light Retrofit Package Of 2 | 4000 | 82 | 700 | 70 | 50000 | 10 | 2 | 34.99 | 17.495 | 20.5573 | 2020Q2 | https://hdsupplysolutions.com/p/led-00-75-10-35/led-bulb-sylvania-9w-65w-equivalent-4000k-down-light-retrofit-package-of-2-p301602 | HD Supply | 2020 | Yes
LED Lighting | Downlight | Brand Sylvania | True |  |  |  | E26 | Sylvania® 9 Watt LED Downlight Retrofit 120 Volt Medium Base 2.700 Kelvin 625 Lumens 80 CRI 11,000 Average Hour Life Fits 5 And 6 Inch Recessed Housings Dimmable Dry, Damp, & Wet Location Rated Contractor Series Replaces 65W Incandescent Mfg #LED/RT/5/6/625/827 LED Bulb Sylvania 9W ,65W Equivalent, Down Light 2,700K Dimmable Package Of 4 | 2700 | 80 | 625 | 62.5 | 11000 | 10 | 4 | 77.99 | 19.4975 | 22.9103 | 2020Q2 | https://hdsupplysolutions.com/p/led-00-75-10-35/led-bulb-sylvania-9w-65w-equivalent-down-light-2-700k-dimmable-package-of-4-p230060 | HD Supply | 2020 | Yes
LED Lighting | Downlight | Brand Sylvania | True |  |  |  | E26 | Sylvania® 9 Watt LED Downlight Retrofit 120 Volt Medium Base 3,000 Kelvin 625 Lumens 80 CRI 11,000 Average Hour Life Fits 5 And 6 Inch Recessed Housings Dimmable Dry, Damp, & Wet Location Rated Replaces 65W Incandescent Mfg #LED/RT/5/6/625/830 LED Bulb Sylvania 9W ,65W Equivalent, Down Light 3,000K Dimmable Package Of 4 | 3000 | 80 | 625 | 69.4444 | 11000 | 9 | 4 | 81.52 | 20.38 | 23.9473 | 2020Q2 | https://hdsupplysolutions.com/p/led-00-75-10-35/led-bulb-sylvania-9w-65w-equivalent-down-light-3-000k-dimmable-package-of-4-p230061 | HD Supply | 2020 | Yes
LED Lighting | Reflector | Brand Sylvania | True |  | PAR-30 |  | E26 | Sylvania® 9 Watt LED PAR-30 Long Neck Bulb 120 Volt Medium Base 3,000 Kelvin 650 Lumens 80 CRI 11,000 Average Hour Life 45° Flood Pattern Non Dimmable Contractor Series Replaces 65W Halogen Mfg #LED9PAR30LN830FL4510YVRP2 LED Bulb Sylvania 9W PAR30LN ,65W Equivalent, 3,000K FL45 Package Of 12 | 3000 | 80 | 650 | 72.2222 | 11000 | 9 | 12 | 95.03 | 7.9192 | 9.3053 | 2020Q2 | https://hdsupplysolutions.com/p/led-00-75-10-35/led-bulb-sylvania-9w-par30ln-65w-equivalent-3-000k-fl45-package-of-12-p230059 | HD Supply | 2020 | Yes
LED Lighting | Reflector | Brand TCP | True |  | PAR-30 |  | E26 | TCP® 10 Watt LED PAR-30 Short Neck Bulb Medium Base Replaces 60W Incandescent Bulb 120 Volt 3,000 Kelvin 650 Lumens 82 CRI 25,000 Average Hour Life 40° Beam Spread Dimmable Mfg #LED10P30D30KNFL LED Bulb TCP 10W PAR30 60W Equivalent 3000K Dimmable | 3000 | 82 | 650 | 65 | 25000 | 10 | 1 | 14.99 | 14.99 | 17.6138 | 2020Q2 | https://hdsupplysolutions.com/p/led-00-75-10-35/led-bulb-tcp-10w-par30-60w-equivalent-3000k-dimmable-p328423 | HD Supply | 2020 | Yes
LED Lighting | Reflector | Brand TCP | True |  |  |  |  | TCP 10W Led R-20 Bulb 120 Volt Medium Base 2,400 Kelvin 650 Lumens 82 CRI 25,000 Average Hour Life Dimmable Replaces 65W Incadescent Bulb Mfg #LED10R20D24K Mfg #LED10R20D24K LED Bulb TCP 10W R20 65W Equivalent 2400K Dimmable Package Of 12 | 2400 | 82 | 520 | 52 | 25000 | 10 | 12 | 135.04 | 11.2533 | 13.2231 | 2020Q2 | https://hdsupplysolutions.com/p/led-00-75-10-35/led-bulb-tcp-10w-r20-65w-equivalent-2400k-dimmable-package-of-12-p159485 | HD Supply | 2020 | Yes
LED Lighting | Reflector | Brand TCP | True |  |  |  |  | TCP 12W Led BR-30 Bulb 120 Volt Medium Base 2,400 Kelvin 850 Lumens 82 CRI 25,000 Average Hour Life Dimmable Replaces 85W Incadescent Bulb Mfg #LED12BR30D24K Mfg #LED12BR30D24K LED Bulb TCP 12W BR30 85W Equivalent 2400K Dimmable Package Of 12 | 2400 | 82 | 850 | 70.8333 | 25000 | 12 | 12 | 185.63 | 15.4692 | 18.1769 | 2020Q2 | https://hdsupplysolutions.com/p/led-00-75-10-35/led-bulb-tcp-12w-br30-85w-equivalent-2400k-dimmable-package-of-12-p159477 | HD Supply | 2020 | Yes
LED Lighting | Reflector | Brand TCP | True |  |  |  |  | TCP 12W Led BR-40 Bulb 120 Volt Medium Base 3,000 Kelvin 875 Lumens 82 CRI 25,000 Average Hour Life Dimmable Replaces 85W Incadescent Bulb Mfg #LED12BR40D30K Mfg #LED12BR40D30K LED Bulb TCP 12W BR40 85W Equivalent 3000K Dimmable Package Of 12 | 3000 | 82 | 1060 | 75.7143 | 25000 | 14 | 12 | 447.16 | 37.2633 | 43.7859 | 2020Q2 | https://hdsupplysolutions.com/p/led-00-75-10-35/led-bulb-tcp-12w-br40-85w-equivalent-3000k-dimmable-package-of-12-p159484 | HD Supply | 2020 | Yes
LED Lighting | Reflector | Brand TCP | True |  |  |  |  | TCP 12 Watt Led PAR-30 Bulb 120 Volt Medium Base 3,000 Kelvin 825 Lumens 82 CRI 25,000 Average Hour Life 15° Spot Pattern Dimmable Replaces 75W Halogen Bulb Mfg #LED12P30SD30KSP Mfg #LED12P30SD30KSP LED Bulb TCP 12W PAR30SN 75W Equivalent 3000K SP15 Dimmable Package Of 12 | 3000 | 82 | 825 | 68.75 | 25000 | 12 | 12 | 213.32 | 17.7767 | 20.8883 | 2020Q2 | https://hdsupplysolutions.com/p/led-00-75-10-35/led-bulb-tcp-12w-par30sn-75w-equivalent-3000k-sp15-dimmable-package-of-12-p156755 | HD Supply | 2020 | Yes
LED Lighting | Reflector | Brand TCP | True |  |  |  |  | TCP 12 Watt Led PAR-30 Bulb 120 Volt Medium Base 4,100 Kelvin 875 Lumens 82 CRI 25,000 Average Hour Life 40° Flood Pattern Dimmable Replaces 75W Halogen Bulb Mfg #LED12P30SD41KFL Mfg #LED12P30SD41KFL LED Bulb TCP 12W PAR30SN 75W Equivalent 4100K FL40 Dimmable Package Of 12 | 4100 | 82 | 875 | 72.9167 | 25000 | 12 | 12 | 175.5 | 14.625 | 17.1849 | 2020Q2 | https://hdsupplysolutions.com/p/led-00-75-10-35/led-bulb-tcp-12w-par30sn-75w-equivalent-4100k-fl40-dimmable-package-of-12-p156759 | HD Supply | 2020 | Yes
LED Lighting | Reflector | Brand TCP | True |  | PAR-30 |  | E26 | TCP® 14 Watt LED PAR-30 Long Neck Bulb Medium Base Replaces 75W Halogen Bulb 120 Volt 3,000 Kelvin 1,100 Lumens 82 CRI 25,000 Average Hour Life 40° Beam Spread Dimmable Mfg #LED14P30D30KFL LED Bulb TCP 14W PAR30 75W Equivalent 3000K Dimmable | 3000 | 82 | 1100 | 78.5714 | 25000 | 14 | 1 | 17.99 | 17.99 | 21.1389 | 2020Q2 | https://hdsupplysolutions.com/p/led-00-75-10-35/led-bulb-tcp-14w-par30-75w-equivalent-3000k-dimmable-p328433 | HD Supply | 2020 | Yes
LED Lighting | Decorative | Brand TCP | True |  |  |  |  | TCP 4 Watt Flame Bulb 120 Volt Candelabra Base Flame Tip Clear 2,700 Kelvin 300 Lumens 82 CRI 25,000 Average Hour Life Dimmable Replaces 25W Incandescent Bulb Mfg #LED4E12F1127K Mfg #LED4E12F1127K LED Bulb TCP 4W Clear Flame 25W Equivalent 2700K Candelabra, Dimmable, 12pk | 2700 | 82 | 200 | 50 | 25000 | 4 | 1 | 178.52 | 178.52 | 209.7679 | 2020Q2 | https://hdsupplysolutions.com/p/led-00-75-10-35/led-bulb-tcp-4w-clear-flame-25w-equivalent-2700k-candelabra-dimmable-12pk-p159465 | HD Supply | 2020 | No
LED Lighting | Decorative | Brand TCP | True |  |  |  |  | TCP 4 Watt Flame Bulb 120 Volt Medium Base Flame Tip Clear 2,700 Kelvin 300 Lumens 82 CRI 25,000 Average Hour Life Dimmable Replaces 25W Incandescent Bulb Mfg #LED4E26F1127K Mfg #LED4E26F1127K LED Bulb TCP 4W Flame 25W Equivalent Tip 2700K Dimmable Package Of 12 | 2700 | 80 | 200 | 50 | 25000 | 4 | 12 | 178.97 | 14.9142 | 17.5247 | 2020Q2 | https://hdsupplysolutions.com/p/led-00-75-10-35/led-bulb-tcp-4w-flame-25w-equivalent-tip-2700k-dimmable-package-of-12-p159466 | HD Supply | 2020 | Yes
LED Lighting | Decorative | Brand TCP | True |  |  |  |  | TCP 5 Watt G16 Globe Bulb 120 Volt Candelabra Base 2,700 Kelvin 300 Lumens 82 CRI 25,000 Average Hour Life Dimmable Replaces 40W Incandescent Bulb Mfg #LED5E12G1627K Mfg #LED5E26G1627K LED Bulb TCP 5W Clear G16 40W Equivalent 2700K Candelabra, Dimmable, 12pk | 2700 | 82 | 300 | 60 | 25000 | 5 | 1 | 161.67 | 161.67 | 189.9685 | 2020Q2 | https://hdsupplysolutions.com/p/led-00-75-10-35/led-bulb-tcp-5w-clear-g16-40w-equivalent-2700k-candelabra-dimmable-12pk-p159459 | HD Supply | 2020 | No
LED Lighting | A-Type | Manufacturer: Satco | False |  | General Purpose Replacement | A19 | E26 (Medium) | Damp Location Rated Home > Energy Star Qualified Products > 6 Watt 480 Lumen Non-Dimmable Enclosed Fixture Rated LED A19 Light Bulb 3000K ** Non-CEC Compliant - NOT Lawful for Sale in California ** Product Specifications - Quick Reference Input Voltage: Lumens: 120 Volt 480 Lumens Dimensions: Dimmable: 4-3/16" (MOL) x 2-3/8" (MOD) NO - Not Dimmable LED Color: 3000K Warm White Life Time: 15,000 Hours Power Consumption: Luminous Efficacy: 6 Watts 80 lm/W CRI: Certifications: 80 CRI Energy Star, RoHS, cULus Satco's LED series of omni-directional non-dimmable LED A19 Lamps are here to replace your 40 watt and 60 watt incandescent light bulbs or your 9 watt and 13 watt screw-in CFLs. Within this series, Satco is exhibiting their Solid State LED Lighting for these A shaped replacement lamps. This series of A19 LED lights bulbs are not dimmable, but are approved for totally enclosed fixtures. They have a long life of 15,000 hours and possess a 3 Year Limited Warranty. This series comes in either a 6 watt model or a 9.5 watt model and the following color temperatures: 2700K, 3000K, and 5000K. This model is part number S9591, which produces 480 lumens of a 3000K warm white color. This bulb consumes just 6 watts of 120 volt energy. This bulb is Energy Star certified, RoHS compliant, cULus - damp location rated, and enclosed fixture rated. This led light bulb is NOT dimmable and has a CRI of 80, while producing zero UV or IR radiation. The innovative design of this A19 bulb features a frosted finish and a medium E26 base. When you replace your 40A19 bulbs with these 6 watt A19 LED bulbs, your energy use decreases significantly while keeping the same look and feel of your old A19 bulbs. Click here for the complete Satco S9591 LED A19 Light Bulb Specification Sheet. Satco 6 Watt 480 Lumen Non-Dimmable Enclosed Fixture Rated LED A19 Light Bulb 3000K | 3000 | 84 | 480 | 80 | 15000 | 6 | 1 | 2.95 | 2.95 | 3.4664 | 2020Q2 | https://www.greenelectricalsupply.com/6-watt-enclosed-fixture-rated-e26-a19-led-light-bulbs-3000k.aspx | Green Electrical Supply | 2020 | Yes
LED Lighting | Reflector | Brand Philips | True |  | PAR-30 |  | E26 | Philips® 12.5W Par 30 Long Neck 75W Equivalent F25 4000K Dimmable 120 Volt Medium Base E26 4000 Kelvin 950 Lumens 80 CRI 50000 Hour Rated Average Life 25 Degree Flood Pattern Dimmable Replaces 75W Par 30 Halogen Mfg #12.5PAR30L/F25 4000 DIM SO LED Bulbs Philips 12.5W Par 30 Long Neck, 75W Equivalent, F25 4000K Dimmable | 4000 | 80 | 950 | 76 | 50000 | 12.5 | 1 | 20.79 | 20.79 | 24.4291 | 2020Q2 | https://hdsupplysolutions.com/p/led-00-75-10-35/led-bulbs-philips-125w-par-30-long-neck-75w-equivalent-f25-4000k-dimmable-p340567 | HD Supply | 2020 | Yes
LED Lighting | Reflector | Brand Philips | True |  | PAR-30 |  | E26 | Philips® 12.5W Par 30 Long Neck 75W Equivalent F35 4000K Dimmable 120 Volt Medium Base E26 4000 Kelvin 950 Lumens 80 CRI 50000 Hour Rated Average Life 35 Degree Flood Pattern Dimmable Replaces 75W Par 30 Halogen Mfg #12PAR30S/AMB/F40/840/DIM ULW LED Bulbs Philips 12.5W Par 30 Long Neck, 75W Equivalent, F35 4000K Dimmable | 4000 | 80 | 850 | 68 | 50000 | 12.5 | 1 | 20.79 | 20.79 | 24.4291 | 2020Q2 | https://hdsupplysolutions.com/p/led-00-75-10-35/led-bulbs-philips-125w-par-30-long-neck-75w-equivalent-f35-4000k-dimmable-p340568 | HD Supply | 2020 | Yes
LED Lighting | Reflector | Brand Philips | True |  | PAR-30 |  | E26 | Philips® 12.5 Watt LED PAR30L 120 Volt Medium Base E26 3000 Kelvin 900 Lumens 80 CRI 50000 Hour Rated Average Life 25 Degree Flood Pattern Dimmable Replaces 75 Watt Halogen Par 30 Bulb Mfg #12.5PAR30L/F25 3000 DIM SO LED Bulbs Philips 12.5W PAR30L, 75w Equivalent, F25 3000K Dimmable | 3000 | 80 | 900 | 72 | 50000 | 12.5 | 1 | 20.49 | 20.49 | 24.0765 | 2020Q2 | https://hdsupplysolutions.com/p/led-00-75-10-35/led-bulbs-philips-125w-par30l-75w-equivalent-f25-3000k-dimmable-p294450 | HD Supply | 2020 | Yes
LED Lighting | Reflector | Brand Philips | True |  | PAR-30 |  | E26 | Philips® 12.5 Watt LED PAR30L 120 Volt Medium Base E26 3000 Kelvin 900 Lumens 80 CRI 50000 Hour Rated Average Life 35 Degree Flood Pattern Dimmable Replaces 75 Watt Halogen Par 30 Bulb Mfg #12.5PAR30L/F35 3000 DIM SO LED Bulbs Philips 12.5W PAR30L, 75w Equivalent, F35 3000K Dimmable | 3000 | 80 | 900 | 72 | 50000 | 12.5 | 1 | 20.49 | 20.49 | 24.0765 | 2020Q2 | https://hdsupplysolutions.com/p/led-00-75-10-35/led-bulbs-philips-125w-par30l-75w-equivalent-f35-3000k-dimmable-p294451 | HD Supply | 2020 | Yes
LED Lighting | Reflector | Brand Philips | True |  | PAR-30 |  | E26 | Philips® 12 Watt LED PAR30S Short Neck Bulb Medium Base Replaces 75W Halogen Par 30 Bulb 120 Volt 3000 Kelvin 900 Lumens 80 CRI 25,000 Hour Rated Average Life 35° Flood Pattern Dimmable Mfg #12PAR30S/AMB/F40/840/DIM ULW LED Bulbs Philips 12W PAR30S, 75w Equivalent, F35 4000K Dimmable | 3000 | 80 | 900 | 75 | 25000 | 12 | 1 | 17.49 | 17.49 | 20.5514 | 2020Q2 | https://hdsupplysolutions.com/p/led-00-75-10-35/led-bulbs-philips-12w-par30s-75w-equivalent-f35-4000k-dimmable-p294455 | HD Supply | 2020 | Yes
LED Lighting | Decorative | Brand Philips |  |  |  |  | 2G11 | Philips® 16.5 Watt LED PL-C Bulb 100-277, 347 Volts 2G11 Base 3,000 Kelvin 1,900 Lumens 80 CRI 40,000 Average Hour Life Replaces 40W Fluorescent PL Bulb Runs Off Existing Ballast Runs Off Existing Ballast Mfg #16.5PL-LED/24-3000 IF 10/1 LED Fluorescent Tube Replacement Philips 16.5W 2' 40W Equivalent 3000K | 3000 | 82 | 1900 | 115.1515 | 40000 | 16.5 | 1 | 24.99 | 24.99 | 29.3642 | 2020Q2 | https://hdsupplysolutions.com/p/led-00-75-10-35/led-fluorescent-tube-replacement-philips-165w-2-40w-equivalent-3000k-p455752 | HD Supply | 2020 | No
LED Lighting | Downlight | Brand Philips | True |  |  |  |  | Philips®led Luminaire 15w Surface Mount Downlight 7" Round (replaces 75w Par 38 Halogen) 120 Volt 3000 Kelvin 1000 Lumens 90 Cri L70 50,000 Hours Dimmable Replaces 75w Par 38 Halogen Bulb Mfg #PSS7R099301W LED Philips 15w Surface Mount Downlight 7" Round Replaces 75w Par 38 Halogen | 3000 |  | 1000 | 66.6667 | 50000 | 15 | 1 | 50.99 | 50.99 | 59.9152 | 2020Q2 | https://hdsupplysolutions.com/p/led-00-75-10-35/led-philips-15w-surface-mount-downlight-7-round-replaces-75w-par-38-halogen-p280481 | HD Supply | 2020 | Yes
LED Lighting | Downlight | Brand Lithonia Lighting | [5 empty] | Lithonia Lighting Speaker Downlight White Finish 6 LED Module 700 Lumens 3,000K 90CRI Wirelessly stream audio from Bluetooth Pair up to 8 units together Retrofit into most standard 6" recessed housings or new constructions Aluminum die cast trim Polycarbonate housing Round fixture with integral LED's LED module maintains at least 70% light output for 35,000 hours Accomodates 120V DC at 60Hz E26 socket adaptor ships standard Mfg #6SL RD 07LM 30K 90CRI MW M6 Lithonia Lighting 6" Speaker Downlight, Round, 700 Lumens, 3000K , 90CRI, White | 3000 | 90 | 700 | 58.3333 | 35000 | 12 | 1 | 129 | 129 | 151.58 | 2020Q2 | https://hdsupplysolutions.com/p/led-00-75-10-35/lithonia-lighting-6-speaker-downlight-round-700-lumens-3000k-90cri-white-p117752 | HD Supply | 2020 | Yes
LED Lighting | Reflector | Brand Generic |  |  | MR16 |  | GU5.3 | MR-16 LED Bulb 5 Watt 12 Volt GU5.3 Base 3,000 Kelvin 350 Lumens 80+ CRI 25,000 Average Hour Life Replaces 35W Halogen Mfg #BPFMW/LEDG2 MR-16 LED Bulb, 5 Watt, 3,000 Kelvin, GU5.3 Base | 3000 | 80 | 350 | 70 | 25000 | 5 | 1 | 10.79 | 10.79 | 12.6787 | 2020Q2 | https://hdsupplysolutions.com/p/led-00-75-10-35/mr-16-led-bulb-5-watt-3-000-kelvin-gu53-base-p113295 | HD Supply | 2020 | Yes
LED Lighting | Reflector | Brand Generic |  |  | MR16 |  | GU5.3 | MR-16 LED Bulb 7 Watt 12 Volt GU5.3 Base 3,000 Kelvin 500 Lumens 80+ CRI 25,000 Average Hour Life Replaces 50W Halogen - MR-16 LED Bulb, 7 Watt, 3,000 Kelvin, GU5.3 Base | 3000 | 80 | 500 | 71.4286 | 25000 | 7 | 1 | 11.49 | 11.49 | 13.5012 | 2020Q2 | https://hdsupplysolutions.com/p/led-00-75-10-35/mr-16-led-bulb-7-watt-3-000-kelvin-gu53-base-p112666 | HD Supply | 2020 | Yes
LED Lighting | Reflector | Brand Generic |  |  | MR16 |  | GU5.3 | MR-16 LED Bulb 7 Watt 12 Volt GU5.3 Base 5,000 Kelvin 500 Lumens 80+ CRI 25,000 Average Hour Life Replaces 50W Halogen Mfg #BPEXN/500/850/LEDG2 MR-16 LED Bulb, 7 Watt, 5,000 Kelvin, GU5.3 Base | 5000 | 80 | 500 | 71.4286 | 25000 | 7 | 1 | 11.79 | 11.79 | 13.8537 | 2020Q2 | https://hdsupplysolutions.com/p/led-00-75-10-35/mr-16-led-bulb-7-watt-5-000-kelvin-gu53-base-p113298 | HD Supply | 2020 | Yes
LED Lighting | Decorative | Brand Newhouse Lighting | True |  |  |  | G9 | Newhouse Lighting LED Blb 5W 40W Equivalnt G9 Bse Dim Package Of 4 120 Volt G9 Base 3,000 Kelvin 475 Lumens 35,000 Average Hour Life Dimmable Replaces 40W Halogen Mfg #G9-5050D-4 Newhouse Lighting LED Blb 5W 40W Equivalnt G9 Bse Dim Package Of 4 | 3000 | 80 | 475 | 95 | 35000 | 5 | 4 | 51.16 | 12.79 | 15.0287 | 2020Q2 | https://hdsupplysolutions.com/p/led-00-75-10-35/newhouse-lighting-led-blb-5w-40w-equivalnt-g9-bse-dim-package-of-4-p313810 | HD Supply | 2020 | Yes
LED Lighting | Decorative | Brand Newhouse Lighting |  |  |  |  | G9 | Newhouse Lighting LED Bulb 3W 30W Equivalent G9 Base Package Of 4 120 Volt G9 Base 3,000 Kelvin 300 Lumens 35,000 Average Hour Life Replaces 30W Halogen Mfg #G9-3025-4 Newhouse Lighting LED Bulb 3W 30W Equivalent G9 Base Package Of 4 | 3000 | 80 | 300 | 100 | 35000 | 3 | 4 | 37.16 | 9.29 | 10.9161 | 2020Q2 | https://hdsupplysolutions.com/p/led-00-75-10-35/newhouse-lighting-led-bulb-3w-30w-equivalent-g9-base-package-of-4-p313809 | HD Supply | 2020 | Yes
LED Lighting | Decorative | Brand Philips | False |  |  |  | 2G11 | Philips® 16.5 Watt PL-L LED Bulb 120-277 Volt 2G11 Base 4,000 Kelvin 2,100 Lumens 80 CRI 40,000 Hour Rated Average Life Non-Dimmable Replaces 40W 2G11 4-Pin Compact Fluorescent Mfg #16.5PL-LED/24-4000 IF 10/1 Philips® 16.5 Watt PL-L LED Bulb, 40W Equiv, 4,000K, Package Of 10 | 4000 | 80 | 2100 | 127.2727 | 40000 | 16.5 | 10 | 229.9 | 22.99 | 27.0141 | 2020Q2 | https://hdsupplysolutions.com/p/led-00-75-10-35/philips-165-watt-pl-l-led-bulb-40w-equiv-4-000k-package-of-10-p837901 | HD Supply | 2020 | No
LED Lighting | Reflector | Brand Philips | True |  |  |  |  | Philips MR16 Dimmable LED lamps provide ambient level light to illuminate hard to maintain applications. Increased transformer compatibility allows for operation on a wider range of transformers. These lamps are ideal for track and open recessed fixtures in retail, hospitality and residential spaces. Mfg #470336 Philips 35W Equivalent MR16 Soft White 450 Lumens LED Light Bulb Package Of 10 |  |  | 430 | 61.4286 | 40000 | 7 | 10 | 110 | 11 | 12.9254 | 2020Q2 | https://hdsupplysolutions.com/p/led-00-75-10-35/philips-35w-equivalent-mr16-soft-white-450-lumens-led-light-bulb-package-of-10-p539199 | HD Supply | 2020 | Yes
LED Lighting | A-Type | Manufacturer: Satco | False | Daylighting/Photocell, | General Purpose Replacement | A19 | E26 (Medium) | Damp Location Rated Home > Energy Star Qualified Products > 6 Watt 480 Lumen Non-Dimmable Enclosed Fixture Rated LED A19 Light Bulb 5000K ** Non-CEC Compliant - NOT Lawful for Sale in California ** Product Specifications - Quick Reference Input Voltage: Lumens: 120 Volt 480 Lumens Dimensions: Dimmable: 4-3/16" (MOL) x 2-3/8" (MOD) NO - Not Dimmable LED Color: 5000K Daylight Life Time: 15,000 Hours Power Consumption: Luminous Efficacy: 6 Watts 80 lm/W CRI: Certifications: 80 CRI Energy Star, RoHS, cULus Satco's LED series of omni-directional non-dimmable LED A19 Lamps are here to replace your 40 watt and 60 watt incandescent light bulbs or your 9 watt and 13 watt screw-in CFLs. Within this series, Satco is exhibiting their Solid State LED Lighting for these A shaped replacement lamps. This series of A19 LED lights bulbs are not dimmable, but are approved for totally enclosed fixtures. They have a long life of 15,000 hours and possess a 3 Year Limited Warranty. This series comes in either a 6 watt model or a 9.5 watt model and the following color temperatures: 2700K, 3000K, and 5000K. This model is part number S9592, which produces 480 lumens of a 5000K daylight color. This bulb consumes just 6 watts of 120 volt energy. This bulb is Energy Star certified, RoHS compliant, cULus - damp location rated, and enclosed fixture rated. This led light bulb is NOT dimmable and has a CRI of 80, while producing zero UV or IR radiation. The innovative design of this A19 bulb features a frosted finish and a medium E26 base. When you replace your 40A19 bulbs with these 6 watt A19 LED bulbs, your energy use decreases significantly while keeping the same look and feel of your old A19 bulbs. Click here for the complete Satco S9592 LED A19 Light Bulb Specification Sheet. Satco 6 Watt 480 Lumen Non-Dimmable Enclosed Fixture Rated LED A19 Light Bulb 5000K | 5000 | 85 | 480 | 80 | 15000 | 6 | 1 | 2.95 | 2.95 | 3.4664 | 2020Q2 | https://www.greenelectricalsupply.com/6-watt-enclosed-fixture-rated-e26-a19-led-light-bulbs-5000k.aspx | Green Electrical Supply | 2020 | Yes
LED Lighting | A-Type | Manufacturer: Satco | True |  | General Purpose Replacement | A19 | E26 (Medium) | Damp Location Rated,Recessed Fixtures Home > Energy Star Qualified Products > 6 Watt 480 Lumen Dimmable LED A19 Enclosed Fixture Rated Light Bulb 2700K ** Non-CEC Compliant - NOT Lawful for Sale in California ** Product Specifications - Quick Reference Input Voltage: Lumens: 120 Volt 480 Lumens Dimensions: Dimmable: 4-3/16" (MOL) x 2-3/8" (MOD) Yes LED Color: 2700K Warm White Life Time: 25,000 Hours Power Consumption: Luminous Efficacy: 6 Watts 80 lm/W CRI: Certifications: 80 CRI Energy Star, RoHS, cULus Satco's LED series of omni-directional LED A19 Lamps are here to replace your 40 watt and 60 watt incandescent light bulbs. Within this series, Satco is exhibiting their Solid State LED Lighting for these A shaped replacement lamps. This series of A19 LED light bulbs are not only dimmable, but also are approved for totally enclosed fixtures. They have a long life of 25,000 hours and possess a 3 Year Limited Warranty. This series comes in either a 6 watt model or a 9.8 watt model and the following color temperatures: 2700K, 3000K, 3500K, 4000K and 5000K. This model is part number S29830, a replacement of S9830, which produces 480 lumens of a 2700K warm white color. This bulb consumes just 6 watts of 120 volt energy. This bulb is Energy Star certified, RoHS compliant, cULus - damp location rated, and enclosed fixture rated. This led light bulb is dimmable and has a CRI of 80, while producing zero UV or IR radiation. The innovative design of this A19 bulb features a smooth heat sink design to resemble traditional incandescent lamps. When you replace your 40A19 bulbs with these 6 watt A19 LED bulbs, your energy use decreases significantly while keeping the same look and feel of your old A19 bulbs. Click here for the complete Satco S29830 LED A19 Light Bulb Specification Sheet. Satco 6 Watt 480 Lumen Dimmable LED A19 Enclosed Fixture Rated Light Bulb 2700K | 2700 | 83 | 480 | 80 | 25000 | 6 | 1 | 2.95 | 2.95 | 3.4664 | 2020Q2 | https://www.greenelectricalsupply.com/6-watt-enclosed-rated-led-a19-light-bulbs-2700k.aspx | Green Electrical Supply | 2020 | Yes
LED Lighting | A-Type | Manufacturer: Satco | True |  | General Purpose Replacement | A19 | E26 (Medium) | Damp Location Rated,Recessed Fixtures Home > Energy Star Qualified Products > 6 Watt 480 Lumen Dimmable LED A19 Enclosed Fixture Rated Light Bulb 3000K ** Non-CEC Compliant - NOT Lawful for Sale in California ** Product Specifications - Quick Reference Input Voltage: Lumens: 120 Volt 480 Lumens Dimensions: Dimmable: 4-3/16" (MOL) x 2-3/8" (MOD) Yes LED Color: 3000K Warm White Life Time: 25,000 Hours Power Consumption: Luminous Efficacy: 6 Watts 80 lm/W CRI: Certifications: 80 CRI Energy Star, RoHS, cULus Satco's LED series of omni-directional LED A19 Lamps are here to replace your 40 watt and 60 watt incandescent light bulbs. Within this series, Satco is exhibiting their Solid State LED Lighting for these A shaped replacement lamps. This series of A19 LED lights bulbs are not only dimmable, but also are approved for totally enclosed fixtures. They have a long life of 25,000 hours and possess a 3 Year Limited Warranty. This series comes in either a 6 watt model or a 9.8 watt model and the following color temperatures: 2700K, 3000K, 3500K, 4000K and 5000K. This model is part number S29831, a replacement of S9831, which produces 480 lumens of a 3000K warm white color. This bulb consumes just 6 watts of 120 volt energy. This bulb is Energy Star certified, RoHS compliant, cULus - damp location rated, and enclosed fixture rated. This led light bulb is dimmable and has a CRI of 80, while producing zero UV or IR radiation. The innovative design of this A19 bulb features a smooth heat sink design to resemble traditional incandescent lamps. When you replace your 40A19 bulbs with these 6 watt A19 LED bulbs, your energy use decreases significantly while keeping the same look and feel of your old A19 bulbs. Click here for the complete Satco S29831 LED A19 Light Bulb Specification Sheet. Satco 6 Watt 480 Lumen Dimmable LED A19 Enclosed Fixture Rated Light Bulb 3000K | 3000 | 84 | 480 | 80 | 25000 | 6 | 1 | 2.95 | 2.95 | 3.4664 | 2020Q2 | https://www.greenelectricalsupply.com/6-watt-enclosed-rated-led-a19-light-bulbs-3000k.aspx | Green Electrical Supply | 2020 | Yes
LED Lighting | Reflector | Brand Philips | True |  |  |  |  | Philips® 7 Watt Par-16 Led Bulb, 45w Equivalent, 3,000 Kelvin, Case Of 4 120 Volts Medium Base E26 3000 Kelvin 400 Lumens 80 Cri 25,000 Rated Average Life 40 Degree Beam Pattern Dimmable Replaces 50w Par 16 Halogen Mfg #5.5PAR16/AMB/F40/830/E26/DIM120V BC 1PK Philips® 7 Watt PAR-16 LED Bulb, 45W Equivalent, 3,000 Kelvin, Case Of 4 | 3000 |  | 650 | 118.1818 | 25000 | 5.5 | 1 | 35.96 | 35.96 | 42.2544 | 2020Q2 | https://hdsupplysolutions.com/p/led-00-75-10-35/philips-7-watt-par-16-led-bulb-45w-equivalent-3-000-kelvin-case-of-4-p532901 | HD Supply | 2020 | Yes
LED Lighting | Reflector | Brand Philips | True |  |  |  |  | Philips® 7 Watt Par-20 Led Bulb, 50w Equivalent, F25, 2,700 Kelvin, Case Of 6 120 Volts Medium Base E26 2200-2700 Kelvin 500 Lumens 80 Cri 25,000 Rated Average Life 25 Degree Beam Pattern Dimmable Replaces 50w Par 20 Halogen Mfg #7PAR20/LED/F25/827-822/E26/GL/DIM 120V Philips® 7 Watt PAR-20 LED Bulb, 50W Equivalent, F25, 2,700 Kelvin, Case Of 6 | 2700 |  | 500 | 71.4286 | 25000 | 7 | 1 | 53.94 | 53.94 | 63.3816 | 2020Q2 | https://hdsupplysolutions.com/p/led-00-75-10-35/philips-7-watt-par-20-led-bulb-50w-equivalent-f25-2-700-kelvin-case-of-6-p532903 | HD Supply | 2020 | Yes
LED Lighting | Reflector | Brand Philips | True |  |  |  |  | Philips® 7 Watt Par-20 Led Bulb, 50w Equivalent, F25, 3,000 Kelvin, Case Of 6 120 Volt Medium Base E26 3000 Kelvin 500 Lumens 80 Cri 25,000 Hours Rated Average Life 25 Degree Beam Pattern Dimmable Replaces 50 Watt Par 20 Halogen Mfg #7PAR20/LED/F25/830/E26/GL/DIM 120V Philips® 7 Watt Par-20 Led Bulb, 50w Equivalent, F25, 3,000 Kelvin, Case Of 6 | 3000 |  | 500 | 71.4286 | 25000 | 7 | 1 | 53.94 | 53.94 | 63.3816 | 2020Q2 | https://hdsupplysolutions.com/p/led-00-75-10-35/philips-7-watt-par-20-led-bulb-50w-equivalent-f25-3-000-kelvin-case-of-6-p128796 | HD Supply | 2020 | Yes
LED Lighting | Reflector | Brand Philips | True |  |  |  |  | Philips® 7 Watt Par-20 Led Bulb, 50w Equivalent, F40, 3,000 Kelvin, Case Of 6 120 Volts Medium Base E26 3000 Kelvin 500 Lumens 80 Cri 25,000 Rated Average Life 40 Degree Beam Pattern Dimmable Replaces 50 Watt Par 20 Halogen Mfg #7PAR20/LED/F40/830/E26/GL/DIM 120V Philips® 7 Watt PAR-20 LED Bulb, 50W Equivalent, F40, 3,000 Kelvin, Case Of 6 | 3000 |  | 1000 | 142.8571 | 25000 | 7 | 1 | 53.94 | 53.94 | 63.3816 | 2020Q2 | https://hdsupplysolutions.com/p/led-00-75-10-35/philips-7-watt-par-20-led-bulb-50w-equivalent-f40-3-000-kelvin-case-of-6-p532908 | HD Supply | 2020 | Yes
LED Lighting | Reflector | Brand Philips | True |  |  |  |  | Philips® 7 Watt Par-20 Led Bulb, 50w Equivalent, F40, 4,000 Kelvin, Case Of 6 120 Volts Medium Base E26 4000 Kelvin 500 Lumens 80 Cri 25,000 Rated Average Life 40 Degree Beam Pattern Dimmable Replaces 50 Watt Par 20 Halogen Mfg #7PAR20/LED/F40/840/E26/GL/DIM 120V Philips® 7 Watt PAR-20 LED Bulb, 50W Equivalent, F40, 4,000 Kelvin, Case Of 6 | 4000 |  | 1000 | 142.8571 | 25000 | 7 | 1 | 53.94 | 53.94 | 63.3816 | 2020Q2 | https://hdsupplysolutions.com/p/led-00-75-10-35/philips-7-watt-par-20-led-bulb-50w-equivalent-f40-4-000-kelvin-case-of-6-p532911 | HD Supply | 2020 | Yes
LED Lighting | Reflector | Brand Philips | True |  | MR16 |  | GU5.3 | Philips® 6.6 Watt MR-16 LED Bulb 12 Volt GU5.3 Base 4,000 Kelvin 420 Lumens 80 CRI 25,000 Average Hour Life 35° Flood Pattern Dimmable Replaces 35 Watt MR-16 Halogen Bulb Mfg #6.4MR16/F35/3000 DIM 12V Philips® LED Bulb, 6.6 Watt, MR-16, 35 Watt Equivalent, FL35, 3,000K, Dimmable | 4000 | 80 | 420 | 65.625 | 25000 | 6.4 | 1 | 12.29 | 12.29 | 14.4412 | 2020Q2 | https://hdsupplysolutions.com/p/led-00-75-10-35/philips-led-bulb-66-watt-mr-16-35-watt-equivalent-fl35-3-000k-dimmable-p294520 | HD Supply | 2020 | Yes
LED Lighting | Reflector | Brand Philips | True |  | MR16 |  | GU5.3 | Philips® AirFlux 7 Watt MR-16 LED Bulb GU5.3 Base 12 Volt 3,000 Kelvin 500 Lumens 40,000 Average Hour Life 25° Beam Spread Mfg #7MR16/LED/F25/830/DIM AF2 10/1 Philips® LED Bulb, 7 Watt, MR-16, 35 Watt Equivalent, 3,000K, Dimmable | 3000 | 80 | 500 | 71.4286 | 40000 | 7 | 1 | 19.99 | 19.99 | 23.489 | 2020Q2 | https://hdsupplysolutions.com/p/led-00-75-10-35/philips-led-bulb-7-watt-mr-16-35-watt-equivalent-3-000k-dimmable-p321913 | HD Supply | 2020 | Yes
LED Lighting | Reflector | Brand Philips | True |  | MR16 |  | GU5.3 | Philips® 8.5 Watt MR-16 LED Bulb 12 Volt GU5.3 Base 2,700 Kelvin 635 Lumens 80 CRI 25,000 Average Hour Life 25° Narrow Flood Pattern Dimmable Replaces 50W Halogen Bulb Mfg #8.5MRX16/F25 2700 DIM AF 10/1 Philips® LED Bulb, 8.5 Watt, MRX-16, 50 Watt Equivalent, FL25, 2,700K, Dimmable | 2700 | 80 | 635 | 74.7059 | 25000 | 8.5 | 1 | 16.99 | 16.99 | 19.9639 | 2020Q2 | https://hdsupplysolutions.com/p/led-00-75-10-35/philips-led-bulb-85-watt-mrx-16-50-watt-equivalent-fl25-2-700k-dimmable-p136151 | HD Supply | 2020 | Yes
LED Lighting | Reflector | Brand Philips | True |  | MR16 |  | GU10 | Led Bulb Philips 4.5w Par16 40w Equivalent Gu10 3000k, Case Of 10 120 Volts Gu10 Base 3000 Kelvin 380 Lumens 80 Cri 25,000 Rated Average Life 35 Degree Beam Pattern Dimmable Replaces 50w Gu 10 Base Halogen Mfg #4.5GU10/LEDCLA/F35/830/DIM 10/1 Phillips® LED Bulb 4.5W PAR16 40W Equivalent GU10 3000K, Case Of 10 | 3000 | 80 | 380 | 84.4444 | 25000 | 4.5 | 1 | 59.99 | 59.99 | 70.4906 | 2020Q2 | https://hdsupplysolutions.com/p/led-00-75-10-35/phillips-led-bulb-45w-par16-40w-equivalent-gu10-3000k-case-of-10-p532902 | HD Supply | 2020 | Yes
LED Lighting | A-Type | Manufacturer: Satco | True |  | General Purpose Replacement | A19 | E26 (Medium) | Damp Location Rated,Recessed Fixtures Home > Energy Star Qualified Products > 6 Watt 480 Lumen Dimmable LED A19 Enclosed Fixture Rated Light Bulb 3500K ** Non-CEC Compliant - NOT Lawful for Sale in California ** Product Specifications - Quick Reference Input Voltage: Lumens: 120 Volt 480 Lumens Dimensions: Dimmable: 4-3/16" (MOL) x 2-3/8" (MOD) Yes LED Color: 3500K Bright White Life Time: 25,000 Hours Power Consumption: Luminous Efficacy: 6 Watts 80 lm/W CRI: Certifications: 80 CRI Energy Star, RoHS, cULus Satco's LED series of omni-directional LED A19 Lamps are here to replace your 40 watt and 60 watt incandescent light bulbs. Within this series, Satco is exhibiting their Solid State LED Lighting for these A shaped replacement light bulbs. This series of A19 LED lights bulbs are not only dimmable, but also are approved for totally enclosed fixtures. They have a long life of 25,000 hours and possess a 3 Year Limited Warranty. This series comes in either a 6 watt model or a 9.8 watt model and the following color temperatures: 2700K, 3000K, 3500K, 4000K and 5000K. This model is part number S29832, Satco's replacement of S9832, which produces 480 lumens of a 3500K bright white color. This bulb consumes just 6 watts of 120 volt energy. This light bulb is Energy Star certified, RoHS compliant, cULus - damp location rated, and enclosed fixture rated. This led light bulb is dimmable and has a CRI of 80, while producing zero UV or IR radiation. The innovative design of this A19 bulb features a smooth heat sink design to resemble traditional incandescent lamps. When you replace your 40A19 bulbs with these 6 watt A19 LED bulbs, your energy use decreases significantly while keeping the same look and feel of your old A19 bulbs. Click here for the complete Satco S29832 LED A19 Light Bulb Specification Sheet. Satco 6 Watt 480 Lumen Dimmable LED A19 Enclosed Fixture Rated Light Bulb 3500K | 3500 | 84 | 480 | 80 | 25000 | 6 | 1 | 2.95 | 2.95 | 3.4664 | 2020Q2 | https://www.greenelectricalsupply.com/6-watt-enclosed-rated-led-a19-light-bulbs-3500k.aspx | Green Electrical Supply | 2020 | Yes
LED Lighting | A-Type | Manufacturer: Satco | True |  | General Purpose Replacement | A19 | E26 (Medium) | Damp Location Rated,Recessed Fixtures Home > Energy Star Qualified Products > 6 Watt 480 Lumen Dimmable LED A19 Enclosed Fixture Rated Light Bulb 4000K ** Non-CEC Compliant - NOT Lawful for Sale in California ** Product Specifications - Quick Reference Input Voltage: Lumens: 120 Volt 480 Lumens Dimensions: Dimmable: 4-3/16" (MOL) x 2-3/8" (MOD) Yes LED Color: 4000K Cool White Life Time: 25,000 Hours Power Consumption: Luminous Efficacy: 6 Watts 80 lm/W CRI: Certifications: 80 CRI Energy Star, RoHS, cULus Satco's LED series of omni-directional LED A19 Lamps are here to replace your 40 watt and 60 watt incandescent light bulbs. Within this series, Satco is exhibiting their Solid State LED Lighting for these A shaped replacement lamps. This series of A19 LED lights bulbs are not only dimmable, but also are approved for totally enclosed fixtures. They have a long life of 25,000 hours and possess a 3 Year Limited Warranty. This series comes in either a 6 watt model or a 9.8 watt model and the following color temperatures: 2700K, 3000K, 3500K, 4000K and 5000K. This model is part number S29833, a replacement of S9833, which produces 480 lumens of a 4000K cool white color. This bulb consumes just 6 watts of 120 volt energy. This light bulb is Energy Star certified, RoHS compliant, cULus - damp location rated, and enclosed fixture rated. This led light bulb is dimmable and has a CRI of 80, while producing zero UV or IR radiation. The innovative design of this A19 bulb features a smooth heat sink design to resemble traditional incandescent lamps. When you replace your 40A19 bulbs with these 6 watt A19 LED bulbs, your energy use decreases significantly while keeping the same look and feel of your old A19 bulbs. Click here for the complete Satco S29833 LED A19 Light Bulb Specification Sheet. Satco 6 Watt 480 Lumen Dimmable LED A19 Enclosed Fixture Rated Light Bulb 4000K | 4000 | 86 | 480 | 80 | 25000 | 6 | 1 | 2.95 | 2.95 | 3.4664 | 2020Q2 | https://www.greenelectricalsupply.com/6-watt-enclosed-rated-led-a19-light-bulbs-4000k.aspx | Green Electrical Supply | 2020 | Yes
LED Lighting | A-Type | Manufacturer: Satco | True | Daylighting/Photocell, | General Purpose Replacement | A19 | E26 (Medium) | Damp Location Rated,Recessed Fixtures Home > Energy Star Qualified Products > 6 Watt 480 Lumen Dimmable LED A19 Enclosed Fixture Rated Light Bulb 5000K ** Non-CEC Compliant - NOT Lawful for Sale in California ** Product Specifications - Quick Reference Input Voltage: Lumens: 120 Volt 480 Lumens Dimensions: Dimmable: 4-3/16" (MOL) x 2-3/8" (MOD) Yes LED Color: 5000K Daylight Life Time: 25,000 Hours Power Consumption: Luminous Efficacy: 6 Watts 80 lm/W CRI: Certifications: 80 CRI Energy Star, RoHS, cULus Satco's LED series of omni-directional LED A19 Lamps are here to replace your 40 watt and 60 watt incandescent light bulbs. Within this series, Satco is exhibiting their Solid State LED Lighting for these A shaped replacement light bulbs. This series of A19 LED lights bulbs are not only dimmable, but also are approved for totally enclosed fixtures. They have a long life of 25,000 hours and possess a 3 Year Limited Warranty. This series comes in either a 6 watt model or a 9.8 watt model and the following color temperatures: 2700K, 3000K, 3500K, 4000K and 5000K. This model is part number S29834, a replacement of S9834, which produces 480 lumens of a 5000K daylight color. This bulb consumes just 6 watts of 120 volt energy. This light bulb is Energy Star certified, RoHS compliant, cULus - damp location rated, and enclosed fixture rated. This led light bulb is dimmable and has a CRI of 80, while producing zero UV or IR radiation. The innovative design of this A19 bulb features a smooth heat sink design to resemble traditional incandescent lamps. When you replace your 40A19 bulbs with these 6 watt A19 LED bulbs, your energy use decreases significantly while keeping the same look and feel of your old A19 bulbs. Click here for the complete Satco S29834 LED A19 Light Bulb Specification Sheet. Satco 6 Watt 480 Lumen Dimmable LED A19 Enclosed Fixture Rated Light Bulb 5000K | 5000 | 84 | 480 | 80 | 25000 | 6 | 1 | 2.95 | 2.95 | 3.4664 | 2020Q2 | https://www.greenelectricalsupply.com/6-watt-enclosed-rated-led-a19-light-bulbs-5000k.aspx | Green Electrical Supply | 2020 | Yes
LED Lighting | Downlight | Brand Sylvania | True |  |  |  | E26 | Sylvania® 13 Watt Frosted LED Downlight Kit 120 Volt Medium Base 3,000 Kelvin 900 Lumens 50,000 Average Hour Life 90 CRI Compatible with 4" round junction boxes or select recessed cans Dimmable Wet Location Rated Replaces 100W Incandescent Bulb Mfg #LEDLD900930FL120 Sylvania® 13 Watt Frosted LED Downlight Kit, 3,000 Kelvin, Package Of 2 | 3000 | 90 | 900 | 75 | 50000 | 12 | 2 | 54.99 | 27.495 | 32.3077 | 2020Q2 | https://hdsupplysolutions.com/p/led-00-75-10-35/sylvania-13-watt-frosted-led-downlight-kit-3-000-kelvin-package-of-2-p703712 | HD Supply | 2020 | Yes
LED Lighting | Downlight | Brand Sylvania | True |  |  |  | Medium Screw | Sylvania® 13 Watt Frosted LED Downlight Kit 120 Volt Medium Base 5,000 Kelvin 1,100 Lumens 50,000 Average Hour Life 90 CRI Compatible with 4" round junction boxes or select recessed cans Dimmable Wet Location Rated Replaces 120W Incandescent Bulb Mfg #LEDLD1100950FL120 Sylvania® 13 Watt Frosted LED Downlight Kit, 5,000 Kelvin, Package Of 2 | 5000 | 90 | 1100 | 84.6154 | 50000 | 13 | 2 | 39.99 | 19.995 | 23.4949 | 2020Q2 | https://hdsupplysolutions.com/p/led-00-75-10-35/sylvania-13-watt-frosted-led-downlight-kit-5-000-kelvin-package-of-2-p703713 | HD Supply | 2020 | Yes
LED Lighting | Downlight | Brand Sylvania | True |  |  |  | E26 | Sylvania® 13 Watt Frosted LED Recessed Downlight 120 Volt Medium Base 2,700 Kelvin 900 Lumens 50,000 Average Hour Life 90 CRI Fits select 5 and 6" Recessed Cans Dimmable Wet Location Rated Replaces 75W Incandescent Bulb Mfg #LEDRT56900927FL80 Sylvania® 13 Watt Frosted LED Recessed Downlight, 2,700 Kelvin, Package Of 2 | 2700 | 90 | 900 | 69.2308 | 50000 | 13 | 2 | 83.52 | 41.76 | 49.0696 | 2020Q2 | https://hdsupplysolutions.com/p/led-00-75-10-35/sylvania-13-watt-frosted-led-recessed-downlight-2-700-kelvin-package-of-2-p703709 | HD Supply | 2020 | Yes
LED Lighting | A-Type | Manufacturer: Keystone Technologies | False |  | General Purpose Replacement | A19 | E26 (Medium) | Recessed Fixtures,Damp Location Rated Home > LED Light Bulbs > LED A19 Bulbs > Under 500 Lumens (40W Equal) > 2700K Warm White > 6 Watt Essential Series LED General Purpose A19 Light Bulb Non-Dimmable 480 Lumens 80 CRI 120V 2700K Product Specifications - Quick Reference Lamp Wattage: Working Voltage: 6 Watts 120 Volt Dimensions: Dimmability: 2.36" W x 4.33" (MOL) NO CRI: Delivered Lumens: 80 CRI 480 Lumens Replaces: Certifications: 40 Watt Incandescent ENERGY STAR, UL, RoHS Light Color: 2700K Warm White Warranty: 2 Year Limited Keystone’s Essential Series A Shape Bulbs are designed for general purpose lighting needs. They’re suitable for new construction applications or replacing incandescent and halogen bulbs. Offering substantially longer lifespans and higher efficiencies, our A Shape Bulbs minimize energy and replacement costs. Keystone’s extensive line of Essential Series omnidirectional LED bulbs provide solutions for a variety of application needs. There is a wide range of wattage and lumen outputs available, as well as both 80 and 90 CRI options for a majority of the line. Color temperature choices include 2700K, 3000K, and 5000K, offering more aesthetic flexibility over incandescent bulbs. This Keystone Technologies KT-LED6A19-O-827-ND Essential Series Non-Dimmable LED A19 Light Bulb produces a color temperature of 2700K warm white, operates on your existing 120V circuit and consumes just 6 watts of energy. These LED A19 A lamps 40 watt incandescent equivalent retrofit lights generate 480 lumens and have a Color Rendering Index (CRI) of 80. These 120 volt LED light bulbs fit fixtures with an E26 medium base. These LED A19 bulbs are dimmable but are NOT CEC Title 20 Compliant. For Dimmable versions, or CEC compliant versions, please refer to the related products below. Can't find what you are looking for or need a quote for a large job? Give our customer service a call at 248-276-9640. The bulb's dimensions are 2.36 inches wide by 4.33 inches MOL. The lens conceals the LEDs from sight and evenly distributes the light and with a durable plastic housing that lowers the risk for breakage. They can be used with LED compatible controls and dimmers and are also rated for use in enclosed fixtures. Click here to see the complete Keystone 6 Watt 80CRI General Purpose Non-Dimmable A19 Specification Sheet. These bulbs are damp location rated, Energy Star qualified, and have a rated life of 15,000 hours or a 2 Year limited warranty. Typical Applications Typical applications for these omni-directional LED A19 lamps include table and floor lamps, chandeliers, pendants, corridor light and sconce fixtures and general decorative outdoor lighting in residential, office, retail, restaurant, school, hospital and hotel/motel locations. Keystone Technologies 6 Watt Essential Series LED General Purpose A19 Light Bulb Non-Dimmable 480 Lumens 80 CRI 120V 2700K | 2700 | 81 | 480 | 80 | 15000 | 6 | 1 | 1.46 | 1.46 | 1.7156 | 2020Q2 | https://www.greenelectricalsupply.com/6-watt-essential-series-led-general-purpose-a19-light-bulb-non-dimmable-480-lumens-80-cri-120v-2700k.aspx | Green Electrical Supply | 2020 | Yes
LED Lighting | A-Type | Manufacturer: Keystone Technologies | False |  | General Purpose Replacement | A19 | E26 (Medium) | Recessed Fixtures,Damp Location Rated Home > LED Light Bulbs > LED A19 Bulbs > Under 500 Lumens (40W Equal) > 3000K Warm White > 6 Watt Essential Series LED General Purpose A19 Light Bulb Non-Dimmable 480 Lumens 80 CRI 120V 3000K Product Specifications - Quick Reference Lamp Wattage: Working Voltage: 6 Watts 120 Volt Dimensions: Dimmability: 2.36" W x 4.33" (MOL) NO CRI: Delivered Lumens: 80 CRI 480 Lumens Replaces: Certifications: 40 Watt Incandescent ENERGY STAR, UL, RoHS Light Color: 3000K Warm White Warranty: 2 Year Limited Keystone’s Essential Series A Shape Bulbs are designed for general purpose lighting needs. They’re suitable for new construction applications or replacing incandescent and halogen bulbs. Offering substantially longer lifespans and higher efficiencies, our A Shape Bulbs minimize energy and replacement costs. Keystone’s extensive line of Essential Series omnidirectional LED bulbs provide solutions for a variety of application needs. There is a wide range of wattage and lumen outputs available, as well as both 80 and 90 CRI options for a majority of the line. Color temperature choices include 2700K, 3000K, and 5000K, offering more aesthetic flexibility over incandescent bulbs. This Keystone Technologies KT-LED6A19-O-830-ND Essential Series Non-Dimmable LED A19 Light Bulb produces a color temperature of 3000K warm white, operates on your existing 120V circuit and consumes just 6 watts of energy. These LED A19 A lamps 40 watt incandescent equivalent retrofit lights generate 480 lumens and have a Color Rendering Index (CRI) of 80. These 120 volt LED light bulbs fit fixtures with an E26 medium base. These LED A19 bulbs are dimmable and CEC Title 20 Compliant. For Non-Dimmable versions, or Non-CEC compliant versions, please refer to the related products below. Can't find what you are looking for or need a quote for a large job? Give our customer service a call at 248-276-9640. The bulb's dimensions are 2.36 inches wide by 4.33 inches MOL. The lens conceals the LEDs from sight and evenly distributes the light and with a durable plastic housing that lowers the risk for breakage. They can be used with LED compatible controls and dimmers and are also rated for use in enclosed fixtures. Click here to see the complete Keystone 6 Watt 80CRI General Purpose Non-Dimmable A19 Specification Sheet. These bulbs are damp location rated, Energy Star qualified, and have a rated life of 15,000 hours or a 2 Year limited warranty. Typical Applications Typical applications for these omni-directional LED A19 lamps include table and floor lamps, chandeliers, pendants, corridor light and sconce fixtures and general decorative outdoor lighting in residential, office, retail, restaurant, school, hospital and hotel/motel locations. Keystone Technologies 6 Watt Essential Series LED General Purpose A19 Light Bulb Non-Dimmable 480 Lumens 80 CRI 120V 3000K | 3000 | 83 | 480 | 80 | 15000 | 6 | 1 | 1.46 | 1.46 | 1.7156 | 2020Q2 | https://www.greenelectricalsupply.com/6-watt-essential-series-led-general-purpose-a19-light-bulb-non-dimmable-480-lumens-80-cri-120v-3000k.aspx | Green Electrical Supply | 2020 | Yes
LED Lighting | A-Type | Manufacturer: Keystone Technologies | False | Daylighting/Photocell, | General Purpose Replacement | A19 | E26 (Medium) | Recessed Fixtures,Damp Location Rated Home > LED Light Bulbs > LED A19 Bulbs > Under 500 Lumens (40W Equal) > 5000K Daylight > 6 Watt Essential Series LED General Purpose A19 Light Bulb Non-Dimmable 480 Lumens 80 CRI 120V 5000K Product Specifications - Quick Reference Lamp Wattage: Working Voltage: 6 Watts 120 Volt Dimensions: Dimmability: 2.36" W x 4.33" (MOL) NO CRI: Delivered Lumens: 80 CRI 480 Lumens Replaces: Certifications: 40 Watt Incandescent ENERGY STAR, UL, RoHS Light Color: 5000K Daylight Warranty: 2 Year Limited Keystone’s Essential Series A Shape Bulbs are designed for general purpose lighting needs. They’re suitable for new construction applications or replacing incandescent and halogen bulbs. Offering substantially longer lifespans and higher efficiencies, our A Shape Bulbs minimize energy and replacement costs. Keystone’s extensive line of Essential Series omnidirectional LED bulbs provide solutions for a variety of application needs. There is a wide range of wattage and lumen outputs available, as well as both 80 and 90 CRI options for a majority of the line. Color temperature choices include 2700K, 3000K, and 5000K, offering more aesthetic flexibility over incandescent bulbs. This Keystone Technologies KT-LED6A19-O-850-ND Essential Series Non-Dimmable LED A19 Light Bulb produces a color temperature of 5000K daylight, operates on your existing 120V circuit and consumes just 6 watts of energy. These LED A19 A lamps 40 watt incandescent equivalent retrofit lights generate 480 lumens and have a Color Rendering Index (CRI) of 80. These 120 volt LED light bulbs fit fixtures with an E26 medium base. These LED A19 bulbs are dimmable and CEC Title 20 Compliant. For Non-Dimmable versions, or Non-CEC compliant versions, please refer to the related products below. Can't find what you are looking for or need a quote for a large job? Give our customer service a call at 248-276-9640. The bulb's dimensions are 2.36 inches wide by 4.33 inches MOL. The lens conceals the LEDs from sight and evenly distributes the light and with a durable plastic housing that lowers the risk for breakage. They can be used with LED compatible controls and dimmers and are also rated for use in enclosed fixtures. Click here to see the complete Keystone 6 Watt 80CRI General Purpose Non-Dimmable A19 Specification Sheet. These bulbs are damp location rated, Energy Star qualified, and have a rated life of 15,000 hours or a 2 Year limited warranty. Typical Applications Typical applications for these omni-directional LED A19 lamps include table and floor lamps, chandeliers, pendants, corridor light and sconce fixtures and general decorative outdoor lighting in residential, office, retail, restaurant, school, hospital and hotel/motel locations. Keystone Technologies 6 Watt Essential Series LED General Purpose A19 Light Bulb Non-Dimmable 480 Lumens 80 CRI 120V 5000K | 5000 | 84 | 480 | 80 | 15000 | 6 | 1 | 1.46 | 1.46 | 1.7156 | 2020Q2 | https://www.greenelectricalsupply.com/6-watt-essential-series-led-general-purpose-a19-light-bulb-non-dimmable-480-lumens-80-cri-120v-5000k.aspx | Green Electrical Supply | 2020 | Yes
LED Lighting | Downlight | Brand Sylvania | True |  |  |  | E26 | Sylvania® 16 Watt Frosted LED Recessed Downlight 120 Volt Medium Base 3,000 Kelvin 1,200 Lumens 50,000 Average Hour Life 90 CRI Fits select 5 and 6" Recessed Cans Dimmable Wet Location Rated Replaces 100W Incandescent Bulb Mfg #LEDRT561200930 Sylvania® 16 Watt Frosted LED Recessed Downlight, 3,000 Kelvin, Package Of 2 | 3000 | 90 | 1200 | 75 | 50000 | 16 | 2 | 119.66 | 59.83 | 70.3026 | 2020Q2 | https://hdsupplysolutions.com/p/led-00-75-10-35/sylvania-16-watt-frosted-led-recessed-downlight-3-000-kelvin-package-of-2-p703710 | HD Supply | 2020 | Yes
LED Lighting | Decorative | Brand Sylvania | True |  |  |  |  | Sylvania Ultra A15 LED Antique Reproduction Light Bulb 3.5 Watt Dimmable 80 CRI 300 Lumen Candle Base 2200K Color Temperature Clear 120 Volt 15,000 Hours Average Rated Life. Mfg #75345 Sylvania 3.5 Watt 2200K A15 Antique Reproduction LED Light Bulb 5-Pack | 2200 | 80 | 300 | 85.7143 | 15000 | 3.5 | 1 | 34.22 | 34.22 | 40.2098 | 2020Q2 | https://hdsupplysolutions.com/p/led-00-75-10-35/sylvania-35-watt-2200k-a15-antique-reproduction-led-light-bulb-5-pack-p205643 | HD Supply | 2020 | Yes
LED Lighting | Decorative | Brand Sylvania | True |  |  |  |  | Sylvania B10 LED Decorative Light Bulb 3.5 Watt Dimmable 80 CRI 360 Lumens 2200K Color Temperature 15,000 Hours Average Rated Life Amber Finish 120 Volt E12 Candelebra Base. Mfg #79582 Sylvania 3.5 Watt 2200K B10 Decorative LED Light Bulb 6-Pack | 2200 | 80 | 360 | 102.8571 | 15000 | 3.5 | 1 | 41.78 | 41.78 | 49.0931 | 2020Q2 | https://hdsupplysolutions.com/p/led-00-75-10-35/sylvania-35-watt-2200k-b10-decorative-led-light-bulb-6-pack-p205680 | HD Supply | 2020 | Yes
LED Lighting | Decorative | Brand Sylvania | [5 empty] | Sylvania T4 LED Light Bulb G9 Bi-Pin Base 3.5 Watt 80CRI 250 Lumen 3000K Color Temperature 120 Volt 15,000 Hours Average Rated Life -20 To 45°C Operating Temperature. Mfg #74663 Sylvania 3.5 Watt 3000K 250 Lumens T4 LED Light Bulb 6-Pack | 3000 | 80 | 250 | 71.4286 | 250 | 3.5 | 1 | 36.41 | 36.41 | 42.7832 | 2020Q2 | https://hdsupplysolutions.com/p/led-00-75-10-35/sylvania-35-watt-3000k-250-lumens-t4-led-light-bulb-6-pack-p205637 | HD Supply | 2020 | Yes
LED Lighting | Decorative | Brand Sylvania | True |  |  |  |  | Sylvania B10 LED Decorative Light Bulb 4.5 Watt Dimmable 80 CRI 360 Lumens 2200K Color Temperature 15,000 Hours Average Rated Life Amber Finish E26 Medium Base 120 Volt. Mfg #79580 Sylvania 4.5 Watt 2200K B10 Decorative LED Light Bulb 6-Pack | 2200 | 80 | 330 | 66 | 25000 | 5 | 1 | 41.04 | 41.04 | 48.2236 | 2020Q2 | https://hdsupplysolutions.com/p/led-00-75-10-35/sylvania-45-watt-2200k-b10-decorative-led-light-bulb-6-pack-p205684 | HD Supply | 2020 | Yes
LED Lighting | Decorative | Brand Sylvania | True |  |  |  |  | Sylvania ST19 LED General Purpose Light Bulb 4.5 Watt Dimmable 80 CRI E26 Medium Base 380 Lumens 2200K Color Temperature 15,000 Hours Average Rated Life 120 Volt Medium Base. Mfg #75351 Sylvania 4.5 Watt 2200K ST19 General Purpose LED Light Bulb 6-Pack | 2200 | 81 | 320 | 64 | 15000 | 5 | 1 | 48.72 | 48.72 | 57.2479 | 2020Q2 | https://hdsupplysolutions.com/p/led-00-75-10-35/sylvania-45-watt-2200k-st19-general-purpose-led-light-bulb-6-pack-p205703 | HD Supply | 2020 | Yes
LED Lighting | Decorative | Brand Sylvania | True |  |  |  |  | Sylvania B10 LED Light Bulb 4.5 Watt Dimmable E12 Candelabra Base 80 CRI 450 Lumens Clear 120 Volt 2700K Color Temperature 15,000 Hours Average Rated Life. Mfg #LED4B10CBENTDIM827FILG2BL2 Sylvania 4.5 Watt 2700K B10 LED Light Bulb 6-Pack | 2700 | 80 | 350 | 87.5 | 15000 | 4 | 1 | 35.81 | 35.81 | 42.0781 | 2020Q2 | https://hdsupplysolutions.com/p/led-00-75-10-35/sylvania-45-watt-2700k-b10-led-light-bulb-6-pack-p205685 | HD Supply | 2020 | Yes
LED Lighting | A-Type | Manufacturer: TCP | False |  | General Purpose Replacement | A19 | E26 (Medium) | Damp Location Rated Home > Energy Star Qualified Products > 6 Watt 480 Lumen Non-Dimmable LED A19 Light Bulb 3000K Product Specifications - Quick Reference Input Voltage: Lumens: 120 Volt AC 480 Lumens Dimensions: Dimmable: 2.4" W x 4.3" MOL NO - Not Dimmable LED Color: 3000K Warm White Life Time: 15,000 Hours Power Consumption: Luminous Efficacy: 6 Watts 80 lm/W CRI: Certifications: 80 CRI UL listed, Energy Star Built off a 20-year history of producing energy efficient lighting, Technical Consumer Products, Inc. (TCP) is excited to announce its most advanced and comprehensive lineup of LED lamps: the LED Elite Series. With TCPs dedication to manufacturing high quality, state-of-the-art lighting, combined with excellent high color rendering index (CRI) and new shatterproof smooth housing (which gives the appearance of traditional halogen bulbs), the LED Elite Series bulbs are a perfect choice to transform nearly every lighted environment into something extraordinary. This is the TCP, LED Elite All-Purpose NON-Dimmable A19 lamp with 230 Degree Beam Angle, and it comes with a color temperature of 3000 Kelvin (K). UL approved, the TCP L6A19N1530K offers a very durable, solid state lighting technology that significantly reduces lighting service and maintenance costs. This item is a replacement of the TCP LED5A1930K product. These NON-Dimmable LED A19 bulbs consume up to 80% LESS energy than a standard 40A19 40-watt incandescent light bulb. These LED A19 bulbs do not contain Mercury or any other harmful substance, generate no IR or UV rays and carry a 3 Year Limited Warranty. TCPs LED A19 lamps have the highest light output and are the most efficient LED A19 lamps available today. Consuming just 6 watts of 120 volt energy, this A19 bulb generates 480 lumens thats 80 Lumens per watt. This LED A19 40 watt equivalent bulb can be used in outdoor fixtures when protected from the elements, in enclosed fixtures, has a rated life of 15,000 hours with a minimum starting temperature of -30 degrees Celsius and measures 4.4" MOL and 2.4" in diameter. Click here to see the TCP LED Elite Omni Directional A19 Series Specification Sheet. Typical Applications Typical applications for the TCP L6A19N1530K, Elite non-dimmable A19 LED light bulbs include general indoor or outdoor lighting, table lamps, sconces, floor lamps and ceiling fixtures. TCP 6 Watt 480 Lumen Non-Dimmable LED A19 Light Bulb 3000K | 3000 | 83 | 480 | 80 | 15000 | 6 | 1 | 1.87 | 1.87 | 2.1973 | 2020Q2 | https://www.greenelectricalsupply.com/6-watt-led-non-dimmable-a19-3000k.aspx | Green Electrical Supply | 2020 | Yes
LED Lighting | A-Type | Manufacturer: TCP | False |  | General Purpose Replacement | A19 | E26 (Medium) | Damp Location Rated Home > Energy Star Qualified Products > 6 Watt 480 Lumen Non-Dimmable LED A19 Light Bulb 2700K Product Specifications - Quick Reference Input Voltage: Lumens: 120 Volt AC 480 Lumens Dimensions: Dimmable: 2.4" W x 4.3" MOL NO - Not Dimmable LED Color: 2700K Warm White Life Time: 15,000 Hours Power Consumption: Luminous Efficacy: 6 Watts 80 lm/W CRI: Certifications: 80 CRI UL listed, Energy Star Built off a 20-year history of producing energy efficient lighting, Technical Consumer Products, Inc. (TCP) is excited to announce its most advanced and comprehensive lineup of LED lamps: the LED Elite Series. With TCPs dedication to manufacturing high quality, state-of-the-art lighting, combined with excellent high color rendering index (CRI) and new shatterproof smooth housing (which gives the appearance of traditional halogen bulbs), the LED Elite Series bulbs are a perfect choice to transform nearly every lighted environment into something extraordinary. This is the TCP, LED Elite All-Purpose NON-Dimmable A19 lamp with 230 Degree Beam Angle, and it comes with a color temperature of 2700K (Kelvin). UL approved, the TCP L6A19N1527K offers a very durable, solid state lighting technology that significantly reduces lighting service and maintenance costs. This item is a replacement of the TCP LED5A1927K product. These NON-Dimmable LED A19 light bulbs consume up to 80% LESS energy than a standard 40A19 40-watt incandescent light bulb. These LED A19 bulbs do not contain Mercury or any other harmful substance, generate no IR or UV rays and carry a 3 Year Limited Warranty. TCPs LED A19 lamps have the highest light output and are the most efficient LED A19 lamps available today. Consuming just 6 watts of 120 volt energy, this A19 bulb generates 480 lumens thats 80 Lumens per watt. This LED A19 40 watt equivalent bulb can be used in outdoor fixtures when protected from the elements, in enclosed fixtures, has a rated life of 15,000 hours with a minimum starting temperature of -30 degrees Celsius and measures 4.4" MOL and 2.4" in diameter. Click here to see the TCP LED Elite Omni Directional A19 Series Specification Sheet. Typical Applications Typical applications for the TCP L6A19N1527K, Elite non-dimmable A19 LED light bulbs include general indoor or outdoor lighting, table lamps, sconces, floor lamps and ceiling fixtures. TCP 6 Watt 480 Lumen Non-Dimmable LED A19 Light Bulb 2700K | 2700 | 83 | 480 | 80 | 15000 | 6 | 1 | 1.87 | 1.87 | 2.1973 | 2020Q2 | https://www.greenelectricalsupply.com/6-watt-non-dimmable-led-a19-2700k.aspx | Green Electrical Supply | 2020 | Yes
LED Lighting | A-Type | Manufacturer: TCP | False |  | General Purpose Replacement | A19 | E26 (Medium) | Damp Location Rated Home > Energy Star Qualified Products > 6 Watt 500 Lumen Non-Dimmable LED A19 Light Bulb 4100K Product Specifications - Quick Reference Input Voltage: Lumens: 120 Volt AC 480 Lumens Dimensions: Dimmable: 2.4" W x 4.3" MOL NO - Not Dimmable LED Color: 4100K Cool White Life Time: 15,000 Hours Power Consumption: Luminous Efficacy: 6 Watts 83.3 lm/W CRI: Certifications: 80 CRI UL listed, Energy Star Built off a 20-year history of producing energy efficient lighting, Technical Consumer Products, Inc. (TCP) is excited to announce its most advanced and comprehensive lineup of LED lamps: the LED Elite Series. With TCPs dedication to manufacturing high quality, state-of-the-art lighting, combined with excellent high color rendering index (CRI) and new shatterproof smooth housing (which gives the appearance of traditional halogen bulbs), the LED Elite Series bulbs are a perfect choice to transform nearly every lighted environment into something extraordinary. This is the TCP, LED Elite All-Purpose NON-Dimmable A19 lamp with 230 Degree Beam Angle, and it comes with a color temperature of 3000 Kelvin (K). UL approved, the TCP L6A19N1541K offers a very durable, solid state lighting technology that significantly reduces lighting service and maintenance costs. This item is a replacement of the TCP LED5A1941K product. These NON-Dimmable LED A19 bulbs consume up to 80% LESS energy than a standard 40A19 40-watt incandescent light bulb. These LED A19 bulbs do not contain Mercury or any other harmful substance, generate no IR or UV rays and carry a 3 Year Limited Warranty. TCPs LED A19 lamps have the highest light output and are the most efficient LED A19 lamps available today. Consuming just 6 watts of 120 volt energy, this A19 bulb generates 500 lumens thats 83.3 Lumens per watt. This LED A19 40 watt equivalent bulb can be used in outdoor fixtures when protected from the elements, in enclosed fixtures, has a rated life of 15,000 hours with a minimum starting temperature of -30 degrees Celsius and measures 4.4" MOL and 2.4" in diameter. Click here to see the TCP LED Elite Omni Directional A19 Series Specification Sheet. Typical Applications Typical applications for the TCP L6A19N1541K, Elite non-dimmable A19 LED light bulbs include general indoor or outdoor lighting, table lamps, sconces, floor lamps and ceiling fixtures. TCP 6 Watt 500 Lumen Non-Dimmable LED A19 Light Bulb 4100K | 4000 | 82 | 480 | 80 | 15000 | 6 | 1 | 1.87 | 1.87 | 2.1973 | 2020Q2 | https://www.greenelectricalsupply.com/6-watt-non-dimmable-led-a19-4100k.aspx | Green Electrical Supply | 2020 | Yes
LED Lighting | A-Type | Green Creative | True |  | General Purpose Replacement | A19 | E26 (Medium) | Damp Location Rated,Not for Use in Recessed Fixtures Suitable to replace 40W Incandescent Comfortable diffused light Smooth dimming with existing dimmers More Information 6W Dimmable LED Bulb - E26 Base, 120V Features: Wattage: 6W LED Bulb Base: E26 Base Bulb Shape: A19 Voltage: 120V Rated Life: 25,000 hours Color Temperature: 2700K, 3000K CRI: 82 Lumens: 480 Suitable to replace 40W Incandescent Comfortable diffused light Smooth dimming with existing dimmers Models: 97985 , 97986 *MFG Part Number*: 97985 , 97986 6W Dimmable LED Bulb - E26 Base, 120V Green Creative 6W Dimmable LED Bulb - E26 Base, 120V | 2700 | 82 | 480 | 80 | 25000 | 6 | 1 | 3.42 | 3.42 | 4.0186 | 2020Q2 | https://www.lbclighting.com/led/light-bulb-led/grnc-97985.html | LBC Lighting | 2020 | Yes
LED Lighting | A-Type | Green Creative | True |  | General Purpose Replacement | A19 | E26 (Medium) | Not for Use in Recessed Fixtures,Damp Location Rated HomeLamps, Bulbs, BallastsBulbs - LEDLED - TraditionalLamps - A-Type Non-Dimmable LED Lamp, 6W, 120V, Bulb: A-Type (A19), Base: Medium Screw (E26), Lumens: 480, CRI: 82, Color Temperature: 2700K. Rated Average Life: 25,000 Hrs., Dimmable Green Creative 97986 97986 6A19DIM/830 | 3000 | 83 | 480 | 80 | 25000 | 6 | 1 | 3.33 | 3.33 | 3.9129 | 2020Q2 | https://www.platt.com/platt-electric-supply/LED-Traditional-Lamps-A-Type/Green-Creative/97986/product.aspx?zpid=968704 | Platt | 2020 | Yes
LED Lighting | Decorative | Brand Sylvania | True |  |  |  |  | Sylvania ST19 LED Light Bulb 6.5 Watt Dimmable 80 CRI Clear 590 Lumens 2200K Color Temperature 15,000 Hours Average Rated Life 120 Volt E26 Medium Base Amber. Mfg #75353 Sylvania 6.5 Watt 2200K ST19 LED Light Bulb 6-Pack | 2200 | 80 | 350 | 53.8462 | 15000 | 6.5 | 1 | 48.72 | 48.72 | 57.2479 | 2020Q2 | https://hdsupplysolutions.com/p/led-00-75-10-35/sylvania-65-watt-2200k-st19-led-light-bulb-6-pack-p205707 | HD Supply | 2020 | Yes
LED Lighting | A-Type | Satco | True |  | General Purpose Replacement | A19 | E26 (Medium) | Damp Location Rated,Recessed Fixtures HomeLamps, Bulbs, BallastsBulbs - LEDLED - TraditionalLamps - A-Type 6A19/OMNI/220/LED/35K, LED Lamp, 6 Watt, A19, 3500K, Medium Base, 120 Volt Satco S29832 LED Lamp, 6 Watt, A19, 3500K, Medium Base, 120 Volt | 3500 | 84 | 480 | 80 | 25000 | 6 | 1 | 3.41 | 3.41 | 4.0069 | 2020Q2 | https://www.platt.com/platt-electric-supply/LED-Traditional-Lamps-A-Type/Satco/S29832/product.aspx?zpid=568301 | Platt | 2020 | Yes
LED Lighting | A-Type | Satco | False |  | General Purpose Replacement | A19 | E26 (Medium) | Damp Location Rated HomeLamps, Bulbs, BallastsBulbs - LEDLED - TraditionalLamps - A-Type SATCO S9590 - 6 watt; A19 LED; Frosted; 2700K Medium base; 220' beam spread; 120 volts; Non-Dimmable Satco S9590 6.5 WATT; A19 LED; FROSTED; 2700K MEDIUM BASE | 2700 | 82 | 480 | 80 | 15000 | 6 | 1 | 2.93 | 2.93 | 3.4429 | 2020Q2 | https://www.platt.com/platt-electric-supply/LED-Traditional-Lamps-A-Type/Satco/S9590/product.aspx?zpid=216166 | Platt | 2020 | Yes
LED Lighting | A-Type | Satco | False |  | General Purpose Replacement | A19 | E26 (Medium) | Damp Location Rated HomeLamps, Bulbs, BallastsBulbs - LEDLED - TraditionalLamps - A-Type SATCP S9591 6A19/LED/3000K/12 0V Satco S9591 6 watt; A19 LED; Frosted; 3000K Medium base; 220' beam spread; 120 volts; Non-Dimmable | 3000 | 84 | 480 | 80 | 15000 | 6 | 1 | 2.93 | 2.93 | 3.4429 | 2020Q2 | https://www.platt.com/platt-electric-supply/LED-Traditional-Lamps-A-Type/Satco/S9591/product.aspx?zpid=947412 | Platt | 2020 | Yes
LED Lighting | A-Type | TCP | True |  | General Purpose Replacement | A19 | E26 (Medium) | Damp Location Rated HomeLamps, Bulbs, BallastsBulbs - LEDLED - TraditionalLamps - A-Type TCP L40A19D2527K LED 6W A19 Dimmable 2700K 120V TCP L40A19D2527K 6 watt LED bulb, A19, 480 lumens, 2700K | 2700 | 82 | 480 | 80 | 25000 | 6 | 1 | 3.73 | 3.73 | 4.3829 | 2020Q2 | https://www.platt.com/platt-electric-supply/LED-Traditional-Lamps-A-Type/TCP/L40A19D2527K/product.aspx?zpid=1445241 | Platt | 2020 | Yes
LED Lighting | A-Type | TCP |  |  | General Purpose Replacement | A19 | E26 (Medium) | Damp Location Rated HomeLamps, Bulbs, BallastsBulbs - LEDLED - TraditionalLamps - A-Type TCP L6A19N1530K LED 6W A19 ND TCP L6A19N1530K TCP L6A19N1530K | 3000 | 83 | 480 | 80 | 15000 | 6 | 1 | 2.74 | 2.74 | 3.2196 | 2020Q2 | https://www.platt.com/platt-electric-supply/LED-Traditional-Lamps-A-Type/TCP/L6A19N1530K/product.aspx?zpid=445741 | Platt | 2020 | Yes
LED Lighting | A-Type | TCP |  |  | General Purpose Replacement | A19 | E26 (Medium) | Damp Location Rated HomeLamps, Bulbs, BallastsBulbs - LEDLED - TraditionalLamps - A-Type TCP L6A19N1550K LED 6W A19 ND TCP L6A19N1550K TCP L6A19N1550K | 5000 | 86 | 480 | 80 | 15000 | 6 | 1 | 2.74 | 2.74 | 3.2196 | 2020Q2 | https://www.platt.com/platt-electric-supply/LED-Traditional-Lamps-A-Type/TCP/L6A19N1550K/product.aspx?zpid=445744 | Platt | 2020 | Yes
LED Lighting | A-Type | GE Lighting | True |  | General Purpose Replacement | A19 | E26 (Medium) | Damp Location Rated,Not for Use in Recessed Fixtures Topbulb » LED Bulbs » LED Standard Shape » 40W Equal » GE 69115 LED6DA19/827 ¦ 6W LED A19 E26 (Medium) Base - 2700K Use this GE 6 watt LED as a direct replacement for 40 watt incandescent light bulbs. Dimmable. Energy Star qualified. LED Technology Notice Due to constantly evolving nature of LED technology, manufacturers will reserve the right to replace this product with next generation technology. We appreciate your understanding and acceptance of this policy. Utility/Government Incentives Documents GE 69115 Spec Sheet About GE Lighting Started over 130 years ago, General Electric began with Thomas Edison's invention of the world's first affordable incandescent light bulb. More than a century later, the company still brings light to the world through its products. Its modern new light technologies, such as fluorescent and LED light bulbs, cost less and are more energy efficient and environmentally friendly. GE currently works to make nearly all of their lighting products Energy Star certified. 15,000 Hours • Warm White Light • Dimmable GE 69115 LED6DA19/827 ¦ 6W LED A19 E26 (Medium) Base - 2700K | 2700 | 81 | 480 | 80 | 15000 | 6 | 1 | 4.95 | 4.95 | 5.8164 | 2020Q2 | https://www.topbulb.com/ge-69115-6w-led-a19-e26-medium-base-2700k | Top Bulb | 2020 | Yes
LED Lighting | A-Type | GE Lighting | True |  | General Purpose Replacement | A19 | E26 (Medium) | Damp Location Rated,Not for Use in Recessed Fixtures Topbulb » LED Bulbs » LED Standard Shape » 40W Equal » GE 69132 LED6DA19/840 ¦ 6W LED - 40W Equal - A19 - 4000K Use this GE 6 watt, medium base LED as a direct replacement for 40 watt incandescent equivalent light sources where cool white light is desired. LED Technology Notice Due to constantly evolving nature of LED technology, manufacturers will reserve the right to replace this product with next generation technology. We appreciate your understanding and acceptance of this policy. Utility/Government Incentives Documents GE 69132 Spec Sheet About GE Lighting Started over 130 years ago, General Electric began with Thomas Edison's invention of the world's first affordable incandescent light bulb. More than a century later, the company still brings light to the world through its products. Its modern new light technologies, such as fluorescent and LED light bulbs, cost less and are more energy efficient and environmentally friendly. GE currently works to make nearly all of their lighting products Energy Star certified. 15,000 Hours • 480 Lumens • Dimmable GE 69132 LED6DA19/840 ¦ 6W LED - 40W Equal - A19 - 4000K | 4000 | 84 | 480 | 80 | 15000 | 6 | 1 | 4.95 | 4.95 | 5.8164 | 2020Q2 | https://www.topbulb.com/ge-69132-6w-led-a19-4000k | Top Bulb | 2020 | Yes
LED Lighting | A-Type | GE Lighting | True | Daylighting/Photocell, | General Purpose Replacement | A19 | E26 (Medium) | Damp Location Rated,Not for Use in Recessed Fixtures Topbulb » LED Bulbs » LED Standard Shape » 40W Equal » GE 69144 LED6DA19/850 ¦ 6W LED - 40W Equal - 5000K Use this GE 6 watt LED as a direct replacement for a 40 watt incandescent in application where very cool white light, similar to daylight, is required. Dimmable. Energy Star qualified. LED Technology Notice Due to constantly evolving nature of LED technology, manufacturers will reserve the right to replace this product with next generation technology. We appreciate your understanding and acceptance of this policy. Utility/Government Incentives Documents GE 69144 Spec Sheet About GE Lighting Started over 130 years ago, General Electric began with Thomas Edison's invention of the world's first affordable incandescent light bulb. More than a century later, the company still brings light to the world through its products. Its modern new light technologies, such as fluorescent and LED light bulbs, cost less and are more energy efficient and environmentally friendly. GE currently works to make nearly all of their lighting products Energy Star certified. 15,000 Hours • Very Cool White Light • Dimmable GE 69144 LED6DA19/850 ¦ 6W LED - 40W Equal - 5000K | 5000 | 82 | 480 | 80 | 15000 | 6 | 1 | 4.95 | 4.95 | 5.8164 | 2020Q2 | https://www.topbulb.com/ge-69144-6w-led-a19-e26-medium-base-5000k | Top Bulb | 2020 | Yes
LED Lighting | Decorative | Brand Sylvania | True |  |  |  | B10 | Sylvania® B-10 LED Bulb Medium Base 4.5 Watt 2,700 Kelvin 15,000 Average Hour Life 350 Lumens 120 Volt 80 CRI Dimmable Mfg #LED4.5B10BLUNTDIM827FILBL2 Sylvania® B-10 LED Bulb, 4.5 Watt, 120 Volt, 2,700K, Medium Base, Package Of 12 | 2700 | 80 | 350 | 70 | 15000 | 5 | 12 | 52.68 | 4.39 | 5.1584 | 2020Q2 | https://hdsupplysolutions.com/p/led-00-75-10-35/sylvania-b-10-led-bulb-45-watt-120-volt-2-700k-medium-base-package-of-12-p112792 | HD Supply | 2020 | Yes
LED Lighting | Reflector | Brand Sylvania | True |  |  |  | BR40 | Sylvania® BR-40 LED Bulb Medium Base 12 Watt 5,000 Kelvin 25,000 Average Hour Life 1,250 Lumens 120 Volt 80 CRI Dimmable Mfg #LED12BR40DIMHO850G5RP Sylvania® BR-40 LED Bulb, 12 Watt, 120 Volt, 5,000K, Medium Base, Package Of 6 | 5000 | 80 | 1250 | 104.1667 | 25000 | 12 | 6 | 89.94 | 14.99 | 17.6138 | 2020Q2 | https://hdsupplysolutions.com/p/led-00-75-10-35/sylvania-br-40-led-bulb-12-watt-120-volt-5-000k-medium-base-package-of-6-p112794 | HD Supply | 2020 | Yes
LED Lighting | A-Type | MaxLite | True |  | LED | A19 | Medium (E26) | Wattage11 Watt15 Watt6 Watt9 WattColor Temp.2700K3000K4000KBase TypeGU24Medium (E26) Product Description The Maxlite E6A19DLED30/G6 (14099392) 6W LED A19 is a great energy efficient alternative to a 40W incandescent bulb. Each LED enclosed rated omnidirectional A lamp bulb is designed to last up to 25,0000-hours and a five-year warranty to provide a low maintenance experience. Its 3000K color temperature provides your rooms with a soft white light that can be useful in a wide range of situations. Maxlite 14099392 Features: Traditional A-Shape Dimmable to 10% Usable in full enclosures Suitable for dry and damp locations Maxlite 14099392 Applications: For residential and commercial use Table and floor lamps Sconces and pendants Alternate Product Versions $3.90 add Maxlite 14099402 - 15W LED A19 Bulb - 2700K - E26 Base E15A19DLED27/G6 - 1,600 Lumens - 82 CRI - 100W Incandescent Equivalent - 300° - 120V $2.13 add Maxlite 14099393 - 6W LED A19 Bulb - 2700K - E26 Base E6A19DLED40/G6 - 480 Lumens - 83 CRI - 40W Incandescent Equivalent - 300° - 120V $3.65 add Maxlite 14099399 - 11W LED A19 Bulb - 2700K - E26 Base E11A19DLED27/G6 - 1,100 Lumens - 82 CRI - 75W Incandescent Equivalent - 300° - 120V $2.40 add Maxlite 14099407 - 6W LED A19 Bulb - 4000K E6A19GUDLED40/G6 - 480 Lumens - 83 CRI - 40W Incandescent Equivalent - 300° - 120V $4.00 add Maxlite 14099400 - 11W LED A19 Bulb - 3000K E11A19DLED30/G6 - 1,100 Lumens - 80 CRI - 75W Incandescent Equivalent - 300° - 120V $4.35 add Maxlite 14099415 - 15W LED A19 Bulb - 3000K E15A19GUDLED30/G7 - 1,600 Lumens - 80 CRI - 100W Incandescent Equivalent - 120V $4.45 add Maxlite 14099416 - 15W LED A19 Bulb - 4000K E15A19GUDLED40/G7 - 1,600 Lumens - 80 CRI - 100W Incandescent Equivalent - 120V - BACKORDER UNTIL 2ND WEEK OF MAY 2020 $2.45 add Maxlite 14099405 - 6W LED A19 Bulb - 2700K E6A19GUDLED27/G7 - 480 Lumens - 80 CRI - 40W Incandescent Equivalent - 120V $3.78 add Maxlite 14099411 - 11W LED A19 - 2700K E11A19GUDLED27/G6 - 75W Incandescent Equivalent - GU24 - 1100 Lumens - 120V $4.35 add Maxlite 14099414 - 15W LED A19 - 2700K - GU24 E15A19GUDLED27/G6 - 100W Incandescent Equivalent - 1600 Lumens - 82 CRI - 300 Degree Beam Angle - 120V $2.50 add Maxlite 14099406 - 6W LED A19 - 3000K E6A19GUDLED30/G6 - 40W Incandescent Equivalent - GU24 - 480 Lumens - 120V $2.45 add Maxlite 14099394 - 9W LED A19 - 2700K - E26 E9A19DLED27/G6 - 60W Incandescent Equivalent - 800 Lumens - 81 CRI - 300 Degree Beam Angle - 120V $4.13 add Maxlite 14099397 - 9W LED A19 - 3000K - A19 E9A19DLED30/G6 - 60W Incandescent Equivalent - 800 Lumens - 82 CRI - 300° Beam Angle - 120V $2.50 add Maxlite 14099408 - 9W LED A19 - 2700K E9A19GUDLED27/G6 - 60W Incandescent Equivalent - GU24 - 800 Lumens - 120V $2.71 add Maxlite 14099409 - 9W LED A19 - 3000K E9A19GUDLED30/G6 - 60W Incandescent Equivalent - GU24 - 800 Lumens - 120V E6A19DLED30/G6 - 40W Incandescent Equivalent - 480 Lumens - 80 CRI - 120V Maxlite 14099392 - 6W LED A19 - 3000K - E26 | 3000 | 80 | 480 | 80 | 25000 | 6 | 1 | 2.25 | 2.25 | 2.6438 | 2020Q2 | https://www.energyavenue.com/MaxLite/14099392 | Energy Avenue | 2020 | Yes
LED Lighting | Reflector | Brand Sylvania | True |  |  |  |  | Sylvania® LED 14 Watt PAR-38 Lamp Dimmable Medium Base 1,050 Lumen Not CA Title 20 Compliant 82 CRI 25,000 Average Life Hours Mfg #LED14PAR38DIM827FL4022YGL3WRP Sylvania® LED 14 Watt PAR-38, 1,050 Lumen, 2700k, Case Of 6 | 2700 | 82 | 1050 | 75 | 25000 | 14 | 1 | 57.75 | 57.75 | 67.8585 | 2020Q2 | https://hdsupplysolutions.com/p/led-00-75-10-35/sylvania-led-14-watt-par-38-1-050-lumen-2700k-case-of-6-p923955 | HD Supply | 2020 | Yes
LED Lighting | Downlight | Brand Sylvania | True |  |  |  | E26 | Sylvania® 10 Watt LED Downlight Retrofit Medium Base UL Wet Location Listed 120 Volt 2,700 Kelvin 700 Lumens 90 CRI 50,000 Average Hour Life Dimmable Replaces 65W Incandescent Bulb Fits Most Standard 5" And 6" Recessed Cans Mfg #LEDRT56700927FL80 Sylvania® LED Bulb 10W Downlight Retrofit, 65W Equivalent, 2700K Package Of 2 | 2700 | 90 | 700 | 70 | 50000 | 10 | 2 | 43.18 | 21.59 | 25.3691 | 2020Q2 | https://hdsupplysolutions.com/p/led-00-75-10-35/sylvania-led-bulb-10w-downlight-retrofit-65w-equivalent-2700k-package-of-2-p108597 | HD Supply | 2020 | Yes
LED Lighting | Downlight | Brand Sylvania | True |  |  |  | E26 | Sylvania® 10 Watt LED Downlight Retrofit Medium Base UL Wet Location Listed 120 Volt 4,000 Kelvin 700 Lumens 90 CRI 50,000 Average Hour Life Dimmable Replaces 65W Incandescent Bulb Fits Most Standard 5" And 6" Recessed Cans Mfg #LEDRT56700940FL80 Sylvania® LED Bulb 10W Downlight Retrofit, 65W Equivalent, 4000K Package Of 2 | 4000 | 90 | 700 | 70 | 50000 | 10 | 2 | 43.83 | 21.915 | 25.751 | 2020Q2 | https://hdsupplysolutions.com/p/led-00-75-10-35/sylvania-led-bulb-10w-downlight-retrofit-65w-equivalent-4000k-package-of-2-p108598 | HD Supply | 2020 | Yes
LED Lighting | Downlight | Brand Sylvania | True |  |  |  | E26 | Sylvania® 16 Watt LED Downlight Retrofit Medium Base UL Wet Location Listed 120 Volt 2,700 Kelvin 1,200 Lumens 90 CRI 50,000 Average Hour Life Dimmable Replaces 100W Incandescent Bulb Fits Most Standard 5" And 6" Recessed Cans Mfg #LEDRT561200927 Sylvania® LED Bulb 16W Downlight Retrofit, 100W Equivalent, 2700K Package Of 2 | 2700 | 90 | 1200 | 75 | 50000 | 16 | 2 | 59.98 | 29.99 | 35.2394 | 2020Q2 | https://hdsupplysolutions.com/p/led-00-75-10-35/sylvania-led-bulb-16w-downlight-retrofit-100w-equivalent-2700k-package-of-2-p108599 | HD Supply | 2020 | Yes
LED Lighting | Reflector | Brand Sylvania | True |  | MR16 |  | GU5.3 | Sylvania® 9 Watt MR-16 LED Bulb 12 Volt GU5.3 Base 3,000 Kelvin 700 Lumens 83 CRI 25,000 Average Hour Life Dimmable 25° Narrow Flood Replaces 50W Halogen Bulb Mfg #LED9MR16/DIM/830/NFL/25 Sylvania® LED Bulb, 9 Watt, MR-16, 50 Watt Equiv, 3000K, NFL25, GU5.3, Pkg Of 6 | 3000 | 83 | 700 | 77.7778 | 25000 | 9 | 6 | 129.79 | 21.6317 | 25.418 | 2020Q2 | https://hdsupplysolutions.com/p/led-00-75-10-35/sylvania-led-bulb-9-watt-mr-16-50-watt-equiv-3000k-nfl25-gu53-pkg-of-6-p301674 | HD Supply | 2020 | Yes
LED Lighting | Reflector | Brand Sylvania | True |  | MR16 |  | GU 5.3 | Sylvania® 9 Watt LED MR16 Lamp Dimmable 2,700 Kelvin 700 Lumen 80 CRI 25,000 Average Hour Life Narrow Beam Spread Mfg #LED9MR16DIM827NFL25 Sylvania® LED MR16, 9 Watt Dimmable, 2700K Case Of 6 | 2700 | 80 | 700 | 77.7778 | 25000 | 9 | 1 | 49.99 | 49.99 | 58.7402 | 2020Q2 | https://hdsupplysolutions.com/p/led-00-75-10-35/sylvania-led-mr16-9-watt-dimmable-2700k-case-of-6-p117834 | HD Supply | 2020 | Yes
LED Lighting | Reflector | Brand Sylvania | True |  | MR16 |  | GU5.3 | Sylvania® MR-16 LED Bulb GU5.3 Base 6 Watt 3,000 Kelvin 25,000 Average Hour Life 450 Lumens 12 Volt 82 CRI Dimmable 35° Beam Spread Mfg #LED6MR16DIM830FL35GLRP Sylvania® MR-16 LED Bulb, 6 Watt, 12 Volt, GU5.3, 3,000K, GU5.3 Base, Pack Of 6 | 3000 | 82 | 450 | 75 | 25000 | 6 | 1 | 71.94 | 71.94 | 84.5323 | 2020Q2 | https://hdsupplysolutions.com/p/led-00-75-10-35/sylvania-mr-16-led-bulb-6-watt-12-volt-gu53-3-000k-gu53-base-pack-of-6-p112796 | HD Supply | 2020 | Yes
LED Lighting | Reflector | Brand Sylvania | True |  |  |  | PAR16 | Sylvania® PAR16 LED Bulb 4 Watt 3,000 Kelvin 11,000 Average Hour Life 350 Lumens GU10 Base 120 Volt 81 CRI Dimmable 35° Beam Spread Mfg #LED4PAR16GU10DIM830FL3510YVRP Sylvania® PAR-16 LED Bulb, 4 Watt, 120 Volt, GU10, 3,000K, GU10 Base, Pack Of 3 | 3000 | 81 | 650 | 162.5 | 11000 | 4 | 1 | 38.94 | 38.94 | 45.756 | 2020Q2 | https://hdsupplysolutions.com/p/led-00-75-10-35/sylvania-par-16-led-bulb-4-watt-120-volt-gu10-3-000k-gu10-base-pack-of-3-p112795 | HD Supply | 2020 | Yes
LED Lighting | A-Type | MaxLite | True |  | LED | A19 | Medium (E26) | Wattage11 Watt15 Watt6 Watt9 WattColor Temp.2700K3000K4000KBase TypeGU24Medium (E26) Product Description The Maxlite E6A19DLED40/G6 A-line bulb mimics A19 incandescent bulbs while replaces 40W incandescent equivalents. It's due to its 2700K yellowish warm white radiance, a dimming feature, an omni-directional beam, and a 5-year warranty. The LED A19 fits in open and enclosed fixtures too due to the standard E26 base. Maxlite E6A19DLED40/G6 14099393 Features: Dimmable down to 10% 25,000 life hours Energy-saving benefits Maxlite E6A19DLED40/G6 14099393 Applications: Residential use Commercial use Dry and damp locations Alternate Product Versions $3.90 add Maxlite 14099402 - 15W LED A19 Bulb - 2700K - E26 Base E15A19DLED27/G6 - 1,600 Lumens - 82 CRI - 100W Incandescent Equivalent - 300° - 120V $3.65 add Maxlite 14099399 - 11W LED A19 Bulb - 2700K - E26 Base E11A19DLED27/G6 - 1,100 Lumens - 82 CRI - 75W Incandescent Equivalent - 300° - 120V $2.40 add Maxlite 14099407 - 6W LED A19 Bulb - 4000K E6A19GUDLED40/G6 - 480 Lumens - 83 CRI - 40W Incandescent Equivalent - 300° - 120V $4.00 add Maxlite 14099400 - 11W LED A19 Bulb - 3000K E11A19DLED30/G6 - 1,100 Lumens - 80 CRI - 75W Incandescent Equivalent - 300° - 120V $4.35 add Maxlite 14099415 - 15W LED A19 Bulb - 3000K E15A19GUDLED30/G7 - 1,600 Lumens - 80 CRI - 100W Incandescent Equivalent - 120V $4.45 add Maxlite 14099416 - 15W LED A19 Bulb - 4000K E15A19GUDLED40/G7 - 1,600 Lumens - 80 CRI - 100W Incandescent Equivalent - 120V - BACKORDER UNTIL 2ND WEEK OF MAY 2020 $2.45 add Maxlite 14099405 - 6W LED A19 Bulb - 2700K E6A19GUDLED27/G7 - 480 Lumens - 80 CRI - 40W Incandescent Equivalent - 120V $3.78 add Maxlite 14099411 - 11W LED A19 - 2700K E11A19GUDLED27/G6 - 75W Incandescent Equivalent - GU24 - 1100 Lumens - 120V $4.35 add Maxlite 14099414 - 15W LED A19 - 2700K - GU24 E15A19GUDLED27/G6 - 100W Incandescent Equivalent - 1600 Lumens - 82 CRI - 300 Degree Beam Angle - 120V $2.25 add Maxlite 14099392 - 6W LED A19 - 3000K - E26 E6A19DLED30/G6 - 40W Incandescent Equivalent - 480 Lumens - 80 CRI - 120V $2.50 add Maxlite 14099406 - 6W LED A19 - 3000K E6A19GUDLED30/G6 - 40W Incandescent Equivalent - GU24 - 480 Lumens - 120V $2.45 add Maxlite 14099394 - 9W LED A19 - 2700K - E26 E9A19DLED27/G6 - 60W Incandescent Equivalent - 800 Lumens - 81 CRI - 300 Degree Beam Angle - 120V $4.13 add Maxlite 14099397 - 9W LED A19 - 3000K - A19 E9A19DLED30/G6 - 60W Incandescent Equivalent - 800 Lumens - 82 CRI - 300° Beam Angle - 120V $2.50 add Maxlite 14099408 - 9W LED A19 - 2700K E9A19GUDLED27/G6 - 60W Incandescent Equivalent - GU24 - 800 Lumens - 120V $2.71 add Maxlite 14099409 - 9W LED A19 - 3000K E9A19GUDLED30/G6 - 60W Incandescent Equivalent - GU24 - 800 Lumens - 120V E6A19DLED40/G6 - 480 Lumens - 83 CRI - 40W Incandescent Equivalent - 300° - 120V Maxlite 14099393 - 6W LED A19 Bulb - 2700K - E26 Base | 4000 | 83 | 480 | 80 | 25000 | 6 | 1 | 2.13 | 2.13 | 2.5028 | 2020Q2 | https://www.energyavenue.com/MaxLite/14099393 | Energy Avenue | 2020 | Yes
LED Lighting | Reflector | Brand TCP | True |  | MR16 |  | GU5.3 | TCP® 5 Watt MR-16 LED Bulb GU5.3 Base 12 Volt 3,000 Kelvin 370 Lumens 80 CRI 25,000 Average Hour Life 25° Flood Pattern Dimmable Replaces 35W Halogen Bulb Mfg #LED512VMR1630KNFL TCP® 5 Watt MR-16 LED Bulb, GU5.3 Base, 3000 Kelvin, 370 Lumens | 3000 | 80 | 370 | 74 | 25000 | 5 | 1 | 11.29 | 11.29 | 13.2662 | 2020Q2 | https://hdsupplysolutions.com/p/led-00-75-10-35/tcp-5-watt-mr-16-led-bulb-gu53-base-3000-kelvin-370-lumens-p112937 | HD Supply | 2020 | Yes
LED Lighting | Downlight | Brand TCP | True |  |  |  | Wire Terminal (Down Position) | Tcp® 6 Inch Round 14 Watt Led Snap-In Do Wattnlight, Dimmable, Pack Of 6 Tcp 6" 14w Easy To Install Led Snap-In Downlight Snap-In Mounting Springs, For Use Without Junction Box Or Recessed Can 120 Volt Pkg Of 6 4000k 1100 Lumens 6" Round Replaces 85 Watt Incandescent 40,000 Average Hour Life Dimmable Damp Location Rated Energy Star Rated Mfg # Ddr60140 Mfg #DDR60140 Tcp® 6 Inch Round 14 Watt Led Snap-In Do Wattnlight, Dimmable, Pack Of 6 | 4000 |  | 1100 | 78.5714 | 40000 | 14 | 6 | 134.32 | 22.3867 | 26.3052 | 2020Q2 | https://hdsupplysolutions.com/p/led-00-75-10-35/tcp-6-inch-round-14-watt-led-snap-in-do-wattnlight-dimmable-pack-of-6-p103917 | HD Supply | 2020 | Yes
LED Lighting | Downlight | Brand TCP | True |  |  |  | Wire Terminal (Down Position) | Tcp® 6 Inch Round 14 Watt Led Snap-In Do Wattnlight, Dimmable, Pack Of 6 Tcp 6" 14w Easy To Install Led Snap-In Downlight Snap-In Mounting Springs, For Use Without Junction Box Or Recessed Can 120 Volt Pkg Of 6 3000k 1100 Lumens 6" Round Replaces 85 Watt Incandescent 40,000 Average Hour Life Dimmable Damp Location Rated Energy Star Rated Mfg # Ddr60130 Mfg #DDR60130 Tcp® 6 Inch Round 14 Watt Led Snap-In Do Wattnlight, Dimmable, Pack Of 6 | 3000 |  | 1100 | 78.5714 | 40000 | 14 | 6 | 134.32 | 22.3867 | 26.3052 | 2020Q2 | https://hdsupplysolutions.com/p/led-00-75-10-35/tcp-6-inch-round-14-watt-led-snap-in-do-wattnlight-dimmable-pack-of-6-p103926 | HD Supply | 2020 | Yes
LED Lighting | Reflector | Brand TCP | True |  | MR16 |  | GU10 | TCP® 7 Watt MR-16 LED Bulb GU10 Base 120 Volt 3,000 Kelvin 525 Lumens 80 CRI 25,000 Average Hour Life 40° Flood Pattern Dimmable Replaces 50W Halogen Bulb Mfg #LED7MR16GU1030KFL TCP® 7 Watt MR-16 LED Bulb, GU10 Base, 3000 Kelvin, 525 Lumens | 3000 | 80 | 525 | 87.5 | 25000 | 6 | 1 | 11.29 | 11.29 | 13.2662 | 2020Q2 | https://hdsupplysolutions.com/p/led-00-75-10-35/tcp-7-watt-mr-16-led-bulb-gu10-base-3000-kelvin-525-lumens-p112938 | HD Supply | 2020 | Yes
LED Lighting | Downlight | Brand TCP | True |  |  |  | Wire Terminal (Down Position) | Tcp® Led 5-6 Inch Round J-Box Downlight 3000k 120v 3000k 1100 Lumens Dimmable Tcp 14w Led 5"-6" Surface Mount Downlight Easy Wiring For A Quick Install To Junction Box 120 Volt Pkg Of 6 3000k 1100 Lumens Mounts To Junction Box Replaces 80 Watt Incandescent 50,000 Average Hour Life Dimmable Damp Location Rated Energy Star Rated Mfg # Sdl61d30k Mfg #SDL61D30K Tcp® Led 5-6 Inch Round J-Box Downlight 3000k 120v 3000k 1100 Lumens Dimmable | 3000 |  | 1100 | 78.5714 | 50000 | 14 | 6 | 73.68 | 12.28 | 14.4295 | 2020Q2 | https://hdsupplysolutions.com/p/led-00-75-10-35/tcp-led-5-6-inch-round-j-box-downlight-3000k-120v-3000k-1100-lumens-dimmable-p103514 | HD Supply | 2020 | Yes
LED Lighting | Downlight | Brand TCP | True |  |  |  | Wire Terminal (Down Position) | Tcp® Led 5-6 Inch Round J-Box Downlight 4100k 120v 4100k 1100 Lumens Dimmable Tcp 14w Led 5"-6" Surface Mount Downlight Easy Wiring For A Quick Install To Junction Box 120 Volt Pkg Of 6 4100k 1100 Lumens Mounts To Junction Box Replaces 80 Watt Incandescent 50,000 Average Hour Life Dimmable Damp Location Rated Energy Star Rated Mfg # Sdl61d41k Mfg #SDL61D41K Tcp® Led 5-6 Inch Round J-Box Downlight 4100k 120v 4100k 1100 Lumens Dimmable | 4100 |  | 1100 | 78.5714 | 50000 | 14 | 6 | 73.68 | 12.28 | 14.4295 | 2020Q2 | https://hdsupplysolutions.com/p/led-00-75-10-35/tcp-led-5-6-inch-round-j-box-downlight-4100k-120v-4100k-1100-lumens-dimmable-p103516 | HD Supply | 2020 | Yes
LED Lighting | Reflector | Brand TCP | True |  | MR16 |  | GU5.3 | TCP® 5 Watt MR-16 LED Bulb 12 Volt GU5.3 Base 2,700 Kelvin 350 Lumens 25,000 Average Hour Life 20° Narrow Flood Pattern Dimmable Replaces 35W Halogen Bulb Mfg #LED512VMR1627KNFL TCP® LED Bulb, 5 Watt, MR-16, 35 Watt Equivalent, 2,700K, NFL20, Dimmable | 2700 | 82 | 350 | 70 | 25000 | 5 | 1 | 18.75 | 18.75 | 22.032 | 2020Q2 | https://hdsupplysolutions.com/p/led-00-75-10-35/tcp-led-bulb-5-watt-mr-16-35-watt-equivalent-2-700k-nfl20-dimmable-p110945 | HD Supply | 2020 | Yes
LED Lighting | Reflector | Brand TCP | True |  | MR16 |  | GU5.3 | TCP® 7 Watt MR-16 LED Bulb 12 Volt GU5.3 Base 2,400 Kelvin 500 Lumens 82 CRI 25,000 Average Hour Life 20° Narrow Flood Pattern Dimmable Replaces 50W Halogen Bulb Mfg #LED712VMR1624KNFL TCP® LED Bulb, 7 Watt, MR-16, 50 Watt Equivalent, 2,400K, NFL20, Package Of 12 | 2400 | 82 | 500 | 71.4286 | 25000 | 7 | 12 | 198.7 | 16.5583 | 19.4567 | 2020Q2 | https://hdsupplysolutions.com/p/led-00-75-10-35/tcp-led-bulb-7-watt-mr-16-50-watt-equivalent-2-400k-nfl20-package-of-12-p159418 | HD Supply | 2020 | Yes
LED Lighting | Reflector | Brand TCP | True |  | MR16 |  | GU10 | TCP® 7 Watt MR-16 LED Bulb 120 Volt GU10 Base 2,700 Kelvin 500 Lumens 82 CRI 25,000 Average Hour Life 40° Flood Pattern Dimmable Replaces 50W Halogen Bulb Mfg #LED7MR16GU1027KFL TCP® LED Bulb, 7 Watt, MR-16, 50 Watt Equivalent, 2,700K, GU10, FL40, Pkg Of 12 | 2700 | 82 | 500 | 83.3333 | 25000 | 6 | 12 | 348.57 | 29.0475 | 34.1319 | 2020Q2 | https://hdsupplysolutions.com/p/led-00-75-10-35/tcp-led-bulb-7-watt-mr-16-50-watt-equivalent-2-700k-gu10-fl40-pkg-of-12-p159415 | HD Supply | 2020 | Yes
LED Lighting | Reflector | Brand TCP | True |  | MR16 |  | GU10 | TCP® 7 Watt MR-16 LED Bulb 120 Volt GU10 Base 2,700 Kelvin 500 Lumens 82 CRI 25,000 Average Hour Life 20° Narrow Flood Pattern Dimmable Replaces 50W Halogen Bulb Mfg #LED7MR16GU1027KNFL TCP® LED Bulb, 7 Watt, MR-16, 50 Watt Equivalent, 2,700K, GU10, NFL20, Pkg Of 12 | 2700 | 82 | 500 | 90.9091 | 25000 | 5.5 | 12 | 265.74 | 22.145 | 26.0212 | 2020Q2 | https://hdsupplysolutions.com/p/led-00-75-10-35/tcp-led-bulb-7-watt-mr-16-50-watt-equivalent-2-700k-gu10-nfl20-pkg-of-12-p159414 | HD Supply | 2020 | Yes
LED Lighting | Reflector | Brand TCP | True |  | MR16 |  | GU5.3 | TCP® 7 Watt MR-16 LED Bulb 12 Volt GU5.3 Base 4,100 Kelvin 550 Lumens 82 CRI 25,000 Average Hour Life 40° Flood Pattern Dimmable Replaces 50W Halogen Bulb Mfg #LED712VMR1641KFL TCP® LED Bulb, 7 Watt, MR-16, 50 Watt Equivalent, 4,100K, FL40, Package Of 12 | 4100 | 82 | 550 | 78.5714 | 25000 | 7 | 12 | 156.19 | 13.0158 | 15.2941 | 2020Q2 | https://hdsupplysolutions.com/p/led-00-75-10-35/tcp-led-bulb-7-watt-mr-16-50-watt-equivalent-4-100k-fl40-package-of-12-p159423 | HD Supply | 2020 | Yes
LED Lighting | Reflector | Brand TCP | True |  | MR16 |  | GU10 | TCP® 7 Watt MR-16 LED Bulb 120 Volt GU10 Base 4,100 Kelvin 550 Lumens 82 CRI 25,000 Average Hour Life 20° Narrow Flood Pattern Dimmable Replaces 50W Halogen Bulb Mfg #LED7MR16GU1041KNFL TCP® LED Bulb, 7 Watt, MR-16, 50 Watt Equivalent, 4,100K, GU10, NFL20, Pkg Of 12 | 4100 | 82 | 550 | 78.5714 | 25000 | 7 | 12 | 147.51 | 12.2925 | 14.4442 | 2020Q2 | https://hdsupplysolutions.com/p/led-00-75-10-35/tcp-led-bulb-7-watt-mr-16-50-watt-equivalent-4-100k-gu10-nfl20-pkg-of-12-p159416 | HD Supply | 2020 | Yes
LED Lighting | Downlight | Brand Viribright | True |  |  |  | E26 | Viribright 6" Downlight 2700K E26 Medium Screw Base Adaptor 1200 lumens 90 Degree Beam Angle 100-285V 25000 Hour Life Dimmable ETL Listed High 90+ CRI 75 Watt Replacement Mfg #756147 Viribright 6" Surface LED DownLight, 90+ CRI, 2700K Warm White, Pack of 6 | 2700 | 90 | 1000 | 66.6667 | 25000 | 15 | 1 | 117.95 | 117.95 | 138.5958 | 2020Q2 | https://hdsupplysolutions.com/p/led-00-75-10-35/viribright-6-surface-led-downlight-90-cri-2700k-warm-white-pack-of-6-p797872 | HD Supply | 2020 | Yes
LED Lighting | Downlight | Brand Viribright | True |  |  |  | E26 | Viribright 6" Downlight 4000K E26 Medium Screw Base Adaptor 1200 lumens 90 Degree Beam Angle 100-285V 25000 Hour Life Dimmable ETL Listed High 90+ CRI 75 Watt Replacement Mfg #756148 Viribright 6" Surface LED DownLight, 90+ CRI, 4000K Cool White, Pack of 6 | 4000 | 90 | 1000 | 66.6667 | 25000 | 15 | 1 | 109.15 | 109.15 | 128.2555 | 2020Q2 | https://hdsupplysolutions.com/p/led-00-75-10-35/viribright-6-surface-led-downlight-90-cri-4000k-cool-white-pack-of-6-p797873 | HD Supply | 2020 | Yes
LED Lighting | Downlight | Brand Viribright | True | Daylighting/Photocell, |  |  | E26 | Viribright 6" Downlight 6500K E26 Medium Screw Base Adaptor 1200 lumens 90 Degree Beam Angle 100-285V 25000 Hour Life Dimmable ETL Listed High 90+ CRI 75 Watt Replacement Mfg #756149 Viribright 6" Surface LED DownLight, 90+ CRI, 6500K DayLight White, Pack of 6 | 6500 | 90 | 1000 | 66.6667 | 25000 | 15 | 1 | 137.53 | 137.53 | 161.6031 | 2020Q2 | https://hdsupplysolutions.com/p/led-00-75-10-35/viribright-6-surface-led-downlight-90-cri-6500k-daylight-white-pack-of-6-p797874 | HD Supply | 2020 | Yes
LED Lighting | Reflector | Brand Viribright | True |  | MR16 |  | GU10 | Viribright MR16 GU10 2700K Silver Casing GU10 Base 310 lumens 80 Degree Beam Angle 100-120V 25000 Hour Life Dimmable UL Listed Contains No Mercury Shatter Resistant Design Mfg #750045 Viribright MR16 LED GU10 Base, Dimmable, 2700K Warm White, Pack of 12 | 2700 | 90 | 310 | 73.8095 | 25000 | 4.2 | 1 | 61.17 | 61.17 | 71.8771 | 2020Q2 | https://hdsupplysolutions.com/p/led-00-75-10-35/viribright-mr16-led-gu10-base-dimmable-2700k-warm-white-pack-of-12-p797875 | HD Supply | 2020 | Yes
LED Lighting | Reflector | Brand Viribright | True |  | MR16 |  | GU10 | Viribright MR16 GU10 4000K Silver Casing GU10 Base 310 lumens 80 Degree Beam Angle 100-120V 25000 Hour Life Dimmable UL Listed Contains No Mercury Shatter Resistant Design Mfg #750046 Viribright MR16 LED GU10 Base, Dimmable, 4000K Cool Silver, Pack of 12 | 4000 | 92.5 | 310 | 73.8095 | 25000 | 4.2 | 1 | 61.34 | 61.34 | 72.0769 | 2020Q2 | https://hdsupplysolutions.com/p/led-00-75-10-35/viribright-mr16-led-gu10-base-dimmable-4000k-cool-silver-pack-of-12-p797876 | HD Supply | 2020 | Yes
LED Lighting | Reflector | Brand Viribright | True | Daylighting/Photocell, | MR16 |  | GU10 | Viribright MR16 GU10 6500K Silver Casing GU10 Base 310 lumens 80 Degree Beam Angle 100-120V 25000 Hour Life Dimmable UL Listed Contains No Mercury Shatter Resistant Design Mfg #750047 Viribright MR16 LED GU10 Base, Dimmable, 6000K DayLight White, Pack of 12 | 6500 | 90 | 310 | 73.8095 | 25000 | 4.2 | 1 | 79.35 | 79.35 | 93.2393 | 2020Q2 | https://hdsupplysolutions.com/p/led-00-75-10-35/viribright-mr16-led-gu10-base-dimmable-6000k-daylight-white-pack-of-12-p797877 | HD Supply | 2020 | Yes
LED Lighting | Decorative | Brand Generic | [5 empty] | LED Globe Ceiling Fixture 10 Watt 120 Volt Brushed Nickel 6" White Glass Globe 6" Diameter x 7"H 50,000 Average Hour Life Replaces 60W Incandescent 715 Lumens Integrated Warm White LED Array Included 3,000 Kelvin Mfg #K-CSD-003 6" 1-Light, LED Globe w/ 10W, White Glass in Brushed Nickel Detail | 4000 |  | 700 | 53.8462 | 36000 | 13 | 1 | 25.99 | 25.99 | 30.5393 | 2020Q2 | https://hdsupplysolutions.com/p/lighting-and-ceiling-fans-00-75/light-fixtures-00-75-15/6-1-light-led-globe-w-10w-white-glass-in-brushed-nickel-detail-p326636 | HD Supply | 2020 | Yes
LED Lighting | Decorative | Brand Generic | [5 empty] | 6" LED Surface Mount 8 Watt 120 Volt Brushed Nickel Finish White Alabaster Style Glass Globe 710 Lumens 10,000 Average Hour Life Replaces One 60W Incandescent One 8W 3,000K LED Included ETL Listed - 6" 1-Light, LED Globe w/ 8W, Alabaster Glass in Brushed Nickel Detail | 3000 |  | 500 | 62.5 | 10000 | 8 | 1 | 21.99 | 21.99 | 25.8391 | 2020Q2 | https://hdsupplysolutions.com/p/lighting-and-ceiling-fans-00-75/light-fixtures-00-75-15/6-1-light-led-globe-w-8w-alabaster-glass-in-brushed-nickel-detail-p111290 | HD Supply | 2020 | Yes
LED Lighting | Decorative | Brand Generic | [5 empty] | LED One-Light Flush Mount Fixture 8 Watt 120 Volt White Finish White Alabaster Style Glass 710 Lumens 10,000 Average Hour Life Replaces One 60W Incandescent One 8W 3,000K LED Included ETL Listed - 6" LED Globe w/ 8W, 1-Light, Alabaster Glass in White Detail | 3000 |  | 500 | 62.5 | 10000 | 8 | 1 | 22.99 | 22.99 | 27.0141 | 2020Q2 | https://hdsupplysolutions.com/p/lighting-and-ceiling-fans-00-75/light-fixtures-00-75-15/6-led-globe-w-8w-1-light-alabaster-glass-in-white-detail-p111289 | HD Supply | 2020 | Yes
LED Lighting | Decorative | Brand AFX Lighting | [5 empty] | AFX Lighting 12 Watt LED Outdoor Wall Sconce, White 120 Volt White Die Cast Housing Frosted Glass Lens 9.5 x 7.75 x 4.5" 50,000 Average Hour Life Replaces 75W Incandescent Bulb 700 Lumens Integrated Warm White LED Array Included 3,000 Kelvin Mfg #OW0303G-12DB-830-120-BKFP AFX Lighting 12Watt LED Outdoor Wall Sconce, White | 3000 |  | 700 | 58.3333 | 50000 | 12 | 1 | 39.99 | 39.99 | 46.9898 | 2020Q2 | https://hdsupplysolutions.com/p/lighting-and-ceiling-fans-00-75/light-fixtures-00-75-15/afx-lighting-12watt-led-outdoor-wall-sconce-white-p112253 | HD Supply | 2020 | Yes
LED Lighting | A-Type | Philips Lighting | True |  | A19 (Arbitrary) |  | E26 (Medium Screw) | HomeLamps, Bulbs, BallastsBulbs - LEDLED - TraditionalLamps - A-Type Dimmable LED Lamp, 6W, 120V, Bulb: A-Type (A19), Base: Medium Screw (E26), Lumens: 450, CRI: 80, Color Temperature: 2700K-2200K (WarmGlow), Rated Average Life: 25,000 Hrs, Replaces 40W Incandescent, * Philips P/N 46251-5, Material # 929001215104 * Box Qty.: 10. Philips Lighting 6A19/LED/827-22/CL/DIM 120V Dimmable LED Lamp, 6W, 120V, Type A19 | 2700 | 80 | 480 | 80 |  | 6 | 1 | 6.73 | 6.73 | 7.908 | 2020Q2 | https://www.platt.com/platt-electric-supply/LED-Traditional-Lamps-A-Type/Philips-Lighting/6A19-LED-827-22-CL-DIM-120V/product.aspx?zpid=201828 | Platt | 2020 | Yes
LED Lighting | Decorative | Brand Good Earth Lighting | [5 empty] | Good Earth Lighting® LED Square Ceiling Fixture 24 Watt 120 Volt Brushed Nickel White Acrylic Diffuser 12" Square x 2-3/4"D 50,000 Average Hour Life Replaces Two 26W Fluorescent 2400 Lumens Integrated Warm White LED Array Included 3000 Kelvin Mfg #LF1058-SSP-12LF0-G Good Earth Lighting® 12" Rounded Square LED w/ 24W in Brushed Nickel | 3000 |  | 2400 | 100 | 50000 | 24 | 1 | 79.99 | 79.99 | 93.9913 | 2020Q2 | https://hdsupplysolutions.com/p/lighting-and-ceiling-fans-00-75/light-fixtures-00-75-15/good-earth-lighting-12-rounded-square-led-w-24w-in-brushed-nickel-p326656 | HD Supply | 2020 | Yes
LED Lighting | Decorative | Brand Generic | True |  |  |  |  | LED 24" Undercabinet Fixture 9 Watt 120 Volt White Steel Housing White Acrylic Lens 24 x 3-1/2 x 1" On/Off Rocker Switch 50,000 Average Hour Life Replaces F20T12 Dimmable (Consult Spec Sheet) Integrated Warm White LED Array Included 630 Lumens 3000 Kelvin Damp Location Listed Mfg #HDS#326704 LED 24" Undercabinet Fixture, 9 Watt, 120-277 Volt, Direct-Wire | 3000 |  | 630 | 70 | 50000 | 9 | 1 | 69.99 | 69.99 | 82.241 | 2020Q2 | https://hdsupplysolutions.com/p/lighting-and-ceiling-fans-00-75/light-fixtures-00-75-15/led-24-undercabinet-fixture-9-watt-120-277-volt-direct-wire-p326704 | HD Supply | 2020 | Yes
LED Lighting |  | Brand Generic | True |  |  |  |  | LED Bella Track Light 30 Watt 120 Volt Brushed Nickel Frosted Acrylic Diffusers 36-5/8L x 6W x 9-1/2"H Dimmable (Consult Spec Sheet) 50,000 Average Hour Life Each Head Replaces 35W Halogen MR-16 1600 Lumens Integrated Warm White LED Array Included 3000 Kelvin Mfg #HDS#326724 LED Bella Track Light, 18 Watt, 120 Volt, Brushed Nickel | 3000 |  | 1600 | 88.8889 | 50000 | 18 | 1 | 109.99 | 109.99 | 129.2425 | 2020Q2 | https://hdsupplysolutions.com/p/lighting-and-ceiling-fans-00-75/light-fixtures-00-75-15/led-bella-track-light-18-watt-120-volt-brushed-nickel-p326724 | HD Supply | 2020 | Yes
LED Lighting | Downlight | Brand Lithonia Lighting | [5 empty] | 6RLS Series 6 LED Surface Mount 3000K 700 Lumens White Finish 90 CRI 700 Lumens 3000K 10 Watts 120 V Wet Location listed ENERGY STAR® certified 50,000 Life Hours 5-Year Limited Warranty Mfg #6RLS G2 07LM 30K 90CRI 120 FRPC WH M6 Lithonia Lighting® 6LRS Downlight™ 6" LED Surface Light w/ 10W, 3000K in White Finish | 3000 | 90 | 700 | 70 | 50000 | 10 | 1 | 43.99 | 43.99 | 51.6899 | 2020Q2 | https://hdsupplysolutions.com/p/lighting-and-ceiling-fans-00-75/light-fixtures-00-75-15/lithonia-lighting-6lrs-downlight-6-led-surface-light-w-10w-3000k-in-white-finish-p158930 | HD Supply | 2020 | Yes
LED Lighting | Downlight | Brand Lithonia Lighting | True |  |  |  |  | 4 LED Module White Finish 65Watt Incandescent 700 Lumens Wet Location listed for indoor and outdoor installations. E26 adapter included. Wide flood beam angle at > 45°. 90 CRI Dimming down to 10% ENERGY STAR® certified 5-Year Limited Warranty Mfg #4BEMW LED 35K 90CRI M6 Lithonia Lighting® E-Series LED 4" Downlight, 3500K, Matte White | 3500 | 90 | 700 | 70 | 35000 | 10 | 1 | 15.99 | 15.99 | 18.7889 | 2020Q2 | https://hdsupplysolutions.com/p/lighting-and-ceiling-fans-00-75/light-fixtures-00-75-15/lithonia-lighting-e-series-led-4-downlight-3500k-matte-white-p158997 | HD Supply | 2020 | Yes
LED Lighting | Reflector | Brand Lithonia Lighting | [5 empty] | 16" Lithonia Lighting® Saturn Flush™ Round Semi-Flush Ceiling Fixture 24 Watt 120 Volt Brushed Nickel White Acrylic Diffuser 16" Diameter x 3-5/8"H 50,000 Average Hour Life Replaces Two 60W Incandescent 1,500 Lumens Integrated Cool White LED Array Included 4,000 Kelvin Mfg #FMSATL 16 20840 BN M4 Lithonia Lighting® Saturn Flush™ 16" Round w/ 24W, White Acrylic Diffuser in Brushed NIckel Detail | 4000 |  | 1600 | 69.5652 | 50000 | 23 | 1 | 129 | 129 | 151.58 | 2020Q2 | https://hdsupplysolutions.com/p/lighting-and-ceiling-fans-00-75/light-fixtures-00-75-15/lithonia-lighting-saturn-flush-16-round-w-24w-white-acrylic-diffuser-in-brushed-nickel-detail-p326884 | HD Supply | 2020 | No
LED Lighting | Reflector | Brand Generic | [5 empty] | LED Madrid G-Rail Ceiling Fixture 21 Watt 120 Volt Oil-Rubbed Bronze Clear Acrylic Diffuser 17" Diameter x 7-1/2"H 50,000 Average Hour Life Each Head Replaces 50W Halogen MR-16 1400 Lumens Integrated Warm White LED Array Included 3000 Kelvin Mfg #MDFG3300L30RB Madrid™ 17" 3-Light, Round, LED G-Rail w/ 17W, Clear Acrylic Diffusers in Oil-Rubbed Bronze Detail | 3000 |  | 1400 | 112 | 50000 | 12.5 | 1 | 92.99 | 92.99 | 109.2668 | 2020Q2 | https://hdsupplysolutions.com/p/lighting-and-ceiling-fans-00-75/light-fixtures-00-75-15/madrid-17-3-light-round-led-g-rail-w-17w-clear-acrylic-diffusers-in-oil-rubbed-bronze-detail-p326628 | HD Supply | 2020 | No
LED Lighting | Reflector | Brand Generic | [5 empty] | LED Madrid G-Rail Ceiling Fixture 21 Watt 120 Volt Satin Nickel Clear Acrylic Diffuser 17" Diameter x 7-1/2"H 50,000 Average Hour Life Each Head Replaces 50W Halogen MR-16 1400 Lumens Integrated Warm White LED Array Included 3000 Kelvin Mfg #MDFG3300L30SN Madrid™ 17" 3-Light, Round, LED G-Rail w/ 17W, Clear Acrylic Diffusers in Satin Nickel Detail | 3000 |  | 1400 | 93.3333 | 50000 | 15 | 1 | 92.99 | 92.99 | 109.2668 | 2020Q2 | https://hdsupplysolutions.com/p/lighting-and-ceiling-fans-00-75/light-fixtures-00-75-15/madrid-17-3-light-round-led-g-rail-w-17w-clear-acrylic-diffusers-in-satin-nickel-detail-p326630 | HD Supply | 2020 | No
LED Lighting | Decorative | Brand Pixi | True |  |  |  |  | Pixi® 1 x 2' LED Flat Light 23-1/2 Watt 90-130 Volt White Beveled Steel Housing 24L x 12W x Ultra Low 1/2" Depth 50,000 Average Hour Life 2000 Lumens, Replaces Two F20T12 Integrated Warm White LED Array Included Mfg #FLT12R27MD1622A Pixi® LED 1' x 2' Edge-Lit Flat Light w/ 24W, 2700K, Dimmable in White Housing | 2700 |  | 2000 | 83.3333 | 50000 | 24 | 1 | 115.77 | 115.77 | 136.0342 | 2020Q2 | https://hdsupplysolutions.com/p/lighting-and-ceiling-fans-00-75/light-fixtures-00-75-15/pixi-led-1-x-2-edge-lit-flat-light-w-24w-2700k-dimmable-in-white-housing-p326526 | HD Supply | 2020 | No
LED Lighting | Reflector | Brand Seasons | [5 empty] | Seasons® Haswell™ LED Four-Light Vanity Fixture 24 Watt 120 Volt Chrome Finish Etched Acrylic Lens Mounts Up Or Down 6-1/8 x 30 x 3-5/8" 50,000 Average Hour Life Replaces Four 40 Watt Incandescent 1600 Lumens Integrated Warm White LED Array Included 3,000 Kelvin Mfg #K-VLED010 Seasons® 326426 Haswell™ Vanity Fixture, (4) 120 V 24 W LED Bulbs, Polished Chrome | 3000 |  | 1500 | 62.5 | 50000 | 24 | 1 | 159 | 159 | 186.8311 | 2020Q2 | https://hdsupplysolutions.com/p/lighting-and-ceiling-fans-00-75/light-fixtures-00-75-15/seasons-326426-haswell-vanity-fixture-%284%29-120-v-24-w-led-bulbs-polished-chrome-p326426 | HD Supply | 2020 | No
LED Lighting |  | Brand Seasons | [5 empty] | Seasons® LED Track Head 11 Watt 120 Volt Brushed Nickel Frosted Polycarbonate Diffuser 5-1/2 x 3-1-2 x 6-1/2" 50,000 Average Hour Life Replaces One 65W R30 Integrated Warm White LED Array Included Mfg #AFX837835 Seasons® AFX837835 Track Head, (1) 11 W 120 V 50000 Hr LED Bulb, Brushed Nickel, 5.5L x 3.5W x 6.5"D | 3000 |  | 1010 | 101 | 50000 | 10 | 1 | 43.99 | 43.99 | 51.6899 | 2020Q2 | https://hdsupplysolutions.com/p/lighting-and-ceiling-fans-00-75/light-fixtures-00-75-15/seasons-afx837835-track-head-%281%29-11-w-120-v-50000-hr-led-bulb-brushed-nickel-55l-x-35w-x-65d-p837835 | HD Supply | 2020 | Yes
LED Lighting |  | Brand AFX Lighting | True |  |  |  |  | Seasons® LED Bella 4-Light Track Light Fixture 30 Watt 120 Volt Brushed Nickel Frosted Acrylic Diffusers 36-5/8 x 6 x 9-1/2" Dimmable (Consult Spec Sheet) 50,000 Average Hour Life Each Head Replaces 50W Halogen MR-16 Integrated Warm White LED Array Included 1,600 Lumens 3,000 Kelvin Mfg #BERF4400L30SN Seasons® BERF4400L30SN Bella™ Dimmable Track Light Fixture, (4) 120 V 30 W LED Bulbs, Brushed Nickel | 3000 |  | 1600 | 53.3333 | 50000 | 30 | 4 | 125 | 31.25 | 36.72 | 2020Q2 | https://hdsupplysolutions.com/p/lighting-and-ceiling-fans-00-75/light-fixtures-00-75-15/seasons-berf4400l30sn-bella-dimmable-track-light-fixture-%284%29-120-v-30-w-led-bulbs-brushed-nickel-p295326 | HD Supply | 2020 | Yes
LED Lighting | A-Type | Philips | True |  | A19/21 | E26 (Medium) | E26 (Medium) | Home / Light Bulbs / LED / Philips - 462515 - 6A19/LED/827-22/CL/DIM 120V Energy Star Rated; Enclosed Fixture Rated; Damp Location Rated; Warm Glow 6W A19 LED Lamp - Universal - 480 Lumens - Warm White (2200 to 2700K) - 80 CRI - 25000 Hours - E26 (Medium) - 120 to 130V - Clear Philips - 462515 - 6A19/LED/827-22/CL/DIM 120V | 2200 | 80 | 480 | 80 | 25000 | 6 | 10 | 66.4 | 6.64 | 7.8023 | 2020Q2 | https://shop.regencylighting.com/lamps/led/6a19-led-827-22-cl-dim-120v-46251-5.html | Regency Lighting | 2020 | Yes
LED Lighting | A-Type | Philips | True |  | A19/21 | E26 (Medium) | E26 (Medium) | Home / Light Bulbs / LED / LED A-Line / Philips - 462515 - 6A19/LED/827-22/CL/DIM 120V Energy Star Rated; Enclosed Fixture Rated; Damp Location Rated; Warm Glow 6W A19 LED Lamp - Universal - 480 Lumens - Warm White (2200 to 2700K) - 80 CRI - 25000 Hours - E26 (Medium) - 120 to 130V - Clear Philips - 462515 - 6A19/LED/827-22/CL/DIM 120V | 2200 | 80 | 480 | 80 | 25000 | 6 | 10 | 66.4 | 6.64 | 7.8023 | 2020Q2 | https://shop.regencylighting.com/lamps/led/a-line/6a19-led-827-22-cl-dim-120v-46251-5.html | Regency Lighting | 2020 | Yes
LED Lighting | A-Type | Green Creative | True |  |  | A19 |  | 60W Incandescent replacement Vintage look fits all decorative applications Comfortable warm diffused light Smooth dimming with existing installations More Information 7.5W A19 Filament LED Bulb - E26 Base, 120V Features: Wattage: 7.5W LED Bulb Base: E26 Base Bulb Shape: A19 Finish: Amber Voltage: 120V Rated Life: 15,000 hours Color Temperature: 2000K CRI: 82 Lumens: 600 Beam Angle: 300° 60W Incandescent replacement Vintage look fits all decorative applications Comfortable warm diffused light Smooth dimming with existing installations Model: 98448 *MFG Part Number*: 98448 7.5W A19 Filament LED Bulb - E12 Base, 120V Green Creative 7.5W A19 Filament LED Bulb - E26 Base, 120V | 2000 | 82 | 600 | 80 | 15000 | 7.5 | 1 | 5.67 | 5.67 | 6.6625 | 2020Q2 | https://www.lbclighting.com/led/light-bulb-led/grnc-98448.html | LBC Lighting | 2020 | Yes
LED Lighting | A-Type | Brand TCP | True |  | General Purpose Replacement | A19 | E26 (Medium) | Damp Location Rated Damp Location Rated CAC LED Bulb TCP 10W A19 60W Equivalent 2700K Dimmable 10 Watt 2,700 Kelvin 15,000 Average Hour Life 800 Lumens Medium Base 120 Volt 90 CRI Dimmable Replaces 60W Incandescent Bulb Mfg #L60A19D2527KCQ Mfg #L60A19D2527KCQ CAC LED Bulb TCP 10W A19 60W Equivalent 2700K Dimmable | 2700 | 92 | 800 | 80 | 25000 | 10 | 1 | 3.99 | 3.99 | 4.6884 | 2020Q3 | https://hdsupplysolutions.com/p/led-00-75-10-35/cac-led-bulb-tcp-10w-a19-60w-equivalent-2700k-dimmable-p238227 | HD Supply | 2020 | Yes
LED Lighting | Decorative | Brand Seasons | [5 empty] | LED Outdoor Oval Wall Fixture Black White Acrylic Shade 9 Watt 120 Volt Integrated 9W LED Array Included 4,000 Kelvin 10-1/2 x 6-1/2 x 4-1/2” 50,000 Average Hour Life Mfg #HDS111210 Seasons® LED Outdoor Oval Wall Fixture, Black, White Acrylic Shade | 4000 |  | 750 | 83.3333 | 50000 | 9 | 1 | 41.09 | 41.09 | 48.2823 | 2020Q2 | https://hdsupplysolutions.com/p/lighting-and-ceiling-fans-00-75/light-fixtures-00-75-15/seasons-led-outdoor-oval-wall-fixture-black-white-acrylic-shade-p111210 | HD Supply | 2020 | Yes
LED Lighting | Decorative | Brand Seasons | [5 empty] | LED Outdoor Oval Wall Fixture White White Acrylic Shade 9 Watt 120 Volt Integrated 9W LED Array Included 4,000 Kelvin 10-1/2 x 6-1/2 x 4-1/2” 50,000 Average Hour Life Mfg #HDS111208 Seasons® LED Outdoor Oval Wall Fixture, White, White Acrylic Shade | 4000 |  | 750 | 83.3333 | 50000 | 9 | 1 | 41.09 | 41.09 | 48.2823 | 2020Q2 | https://hdsupplysolutions.com/p/lighting-and-ceiling-fans-00-75/light-fixtures-00-75-15/seasons-led-outdoor-oval-wall-fixture-white-white-acrylic-shade-p111208 | HD Supply | 2020 | Yes
LED Lighting | Decorative | Brand Seasons | [5 empty] | LED Outdoor Porch Fixture Black Clear Prismatic Globe 7 Watt 120 Volt Integrated 7W LED Array Included 4,000 Kelvin 7-1/2H x 6W x 6-3/4"D 50,000 Average Hour Life Mfg #HDS111211 Seasons® LED Outdoor Porch Fixture, Black, Clear Prismatic Globe | 4000 |  | 800 | 114.2857 | 50000 | 7 | 1 | 34.59 | 34.59 | 40.6446 | 2020Q2 | https://hdsupplysolutions.com/p/lighting-and-ceiling-fans-00-75/light-fixtures-00-75-15/seasons-led-outdoor-porch-fixture-black-clear-prismatic-globe-p111211 | HD Supply | 2020 | Yes
LED Lighting | Decorative | Brand Seasons | [5 empty] | Seasons® LED Outdoor Round Wall Fixture White White Acrylic Shade 9 Watt 120 Volt Integrated 9W LED Array Included 4,000 Kelvin 9-1/2" Dia x 4-3/4" 50,000 Average Hour Life Mfg #HDS111209 Seasons® LED Outdoor Round Wall Fixture, White, White Acrylic Shade | 4000 |  | 750 | 83.3333 | 50000 | 9 | 1 | 44.29 | 44.29 | 52.0425 | 2020Q2 | https://hdsupplysolutions.com/p/lighting-and-ceiling-fans-00-75/light-fixtures-00-75-15/seasons-led-outdoor-round-wall-fixture-white-white-acrylic-shade-p111209 | HD Supply | 2020 | Yes
LED Lighting |  | Brand AFX Lighting | True |  |  |  |  | Seasons® LED Turk Four-Light Track Light Fixture 30 Watt 120 Volt Satin Nickel White Opal Glass 37-3/4 x 5-1/4 x 9" Dimmable (Consult Spec Sheet) 50,000 Average Hour Life Each Head Replaces 50W Halogen MR-16 Integrated Warm White LED Array Included 1,600 Lumens 3,000 Kelvin Mfg #TUF41200L30SN Seasons® LED Turk Four-Light Track Light Fixture, Satin Nickel | 3000 |  | 1600 | 59.2593 | 50000 | 27 | 4 | 129 | 32.25 | 37.895 | 2020Q2 | https://hdsupplysolutions.com/p/lighting-and-ceiling-fans-00-75/light-fixtures-00-75-15/seasons-led-turk-four-light-track-light-fixture-satin-nickel-p294541 | HD Supply | 2020 | Yes
LED Lighting | Decorative | Brand Seasons | [5 empty] | Seasons® 2' 18W LED Vanity Fixture 18 Watt 1,800 Lumens 24 x 5-3/4 x 4-1/4" 120 Volt Brushed Nickel White Acrylic Lens 50,000 Average Hour Life Replaces Two F20T12 Integrated Warm White LED Array Included 3,000 Kelvin - Seasons® MXL1039-LED17K830 Linear Vanity, 120 V 18 W 1800 Lumens 50000 Hr LED Bulb, Brushed Nickel | 3000 |  | 1800 | 100 | 50000 | 18 | 1 | 79.99 | 79.99 | 93.9913 | 2020Q2 | https://hdsupplysolutions.com/p/lighting-and-ceiling-fans-00-75/light-fixtures-00-75-15/seasons-mxl1039-led17k830-linear-vanity-120-v-18-w-1800-lumens-50000-hr-led-bulb-brushed-nickel-p326957 | HD Supply | 2020 | Yes
LED Lighting | Downlight | Kichler | [5 empty] | Home Fixtures Outdoor Lighting Landscape Lighting Landscape Flood Lights 5.25W - LED Flood Light - Aluminum - Textured Bronze - 400 Lumens - 15 Degree Spot - 2700K Back Description This LED accent flood light 16018AZT27 from Kichler can be used for various landscape residential and commercial applications. This outdoor LED small accent floodlight operates between 9V – 15V with Variable Lumen Outputs (400,600, 835 lumens) that allows you to easily switch between three lumen outputs without mechanically adjusting the settings on the fixture.The adjustable lumen large upward LED accent floodlights in textured architectural bronze and 2700K warm white color temperature from Kichler are built with Cast Aluminum. The Kichler 16018AZT27 is the ideal exterior up lights or downlight option for your outdoor lighting needs. High performance sealed led Bullet floodlights enhance beautiful Landscaping in your yard or your outside housing at night. The landscape led bullet floodlights 16018AZT27 has a 15 Degree spot light. The Large Accent spotlight is easy to install on the ground using a stake or a junction box. Suitable for Surface mounting or Junction box mounting. Replaces the equivalent of a 35W. 50,000-hour LED lifespan. Comes with 15-year warranty. The VLO combines advanced LED, Driver & Optic technology with premium materials. High lumens in small body. Variable lumen output. Advanced ESD protection (6 kV). Includes 8” slotted in-ground stake, 2 gel-filled wire nuts and lumen switching magnetic key. IP66 rated. UL and ETL Listed. Level 1 = 5.25W/8.5VA, 400 lm, 76 lm/W Level 2 = 8.5W/12.5VA, 600 lm, 70 lm/W Level 3 = 12W/17VA, 835 lm, 69 lm/W Factory set at Level 1 (400 lm/35W Equivalent) Lumen levels are the same for 2700K and 3000K 5.25W - LED Flood Light - Aluminum - Textured Bronze - 400 Lumens - 15 Degree Spot - 2700K | 2700 |  | 400 | 80 | 50000 | 5 | 1 | 196 | 196 | 230.3076 | 2020Q2 | https://www.beeslighting.com/16018AZT27 | Bee's Lighting | 2020 | No
LED Lighting | Downlight | Kichler | [5 empty] | Home Fixtures Outdoor Lighting Landscape Lighting Landscape Flood Lights 5.25W - LED Flood Light - Aluminum - Bronze - 400 Lumens - 15 Degree Spot - 3000K Back Description This LED accent flood light 16018AZT30 from Kichler can be used for various landscape residential and commercial applications. This outdoor LED small accent floodlight operates between 9V – 15V with Variable Lumen Outputs (400,600, 835 lumens) that allows you to easily switch between three lumen outputs without mechanically adjusting the settings on the fixture.The adjustable lumen large upward LED accent floodlights in Textured Architectural bronze Finish and 3000K warm white color temperature from Kichler are built with Cast Aluminum. The Kichler 16018AZT30 is the ideal exterior up lights or downlight option for your outdoor lighting needs. High performance sealed led Bullet floodlights enhance beautiful Landscaping in your yard or your outside housing at night. The landscape led bullet floodlights 16018AZT30 has a 15 Degree spot light. The Large Accent spotlight is easy to install on the ground using a stake or a junction box. Suitable for Surface mounting or Junction box mounting. Replaces the equivalent of a 35W. 50,000-hour LED lifespan. Comes with 15-year warranty. The VLO combines advanced LED, Driver & Optic technology with premium materials. High lumens in small body. Variable lumen output. Advanced ESD protection (6 kV). Includes 8” slotted in-ground stake, 2 gel-filled wire nuts and lumen switching magnetic key. IP66 rated. UL and ETL Listed. Level 1 = 5.25W/8.5VA, 400 lm, 76 lm/W Level 2 = 8.5W/12.5VA, 600 lm, 70 lm/W Level 3 = 12W/17VA, 835 lm, 69 lm/W Factory set at Level 1 (400 lm/35W Equivalent) Lumen levels are the same for 2700K and 3000K 5.25W - LED Flood Light - Aluminum - Bronze - 400 Lumens - 15 Degree Spot - 3000K | 3000 |  | 400 | 80 | 50000 | 5 | 1 | 196 | 196 | 230.3076 | 2020Q2 | https://www.beeslighting.com/16018AZT30 | Bee's Lighting | 2020 | No
LED Lighting | Downlight | Kichler | [5 empty] | Home Fixtures Outdoor Lighting Landscape Lighting Landscape Flood Lights 5.25W - LED Flood Light - Brass - Centennial Brass - 400 Lumens - 15 Degree Spot - 2700K Back Description This LED accent flood light 16018CBR27 from Kichler can be used for various landscape residential and commercial applications. This outdoor LED small accent floodlight operates between 9V – 15V with Variable Lumen Outputs (400,600, 835 lumens) that allows you to easily switch between three lumen outputs without mechanically adjusting the settings on the fixture.The adjustable lumen large upward LED accent floodlights in Centennial Brass and 2700K warm white color temperature from Kichler are built with Cast Brass. The Kichler 16018CBR27 is the ideal exterior up lights or downlight option for your outdoor lighting needs. High performance sealed led Bullet floodlights enhance beautiful Landscaping in your yard or your outside housing at night. The landscape led bullet floodlights 16018CBR27 has a 15 Degree spot light. The Large Accent spotlight is easy to install on the ground using a stake or a junction box. Suitable for Surface mounting or Junction box mounting. Replaces the equivalent of a 35W. 50,000-hour LED lifespan. Comes with 15-year warranty. The VLO combines advanced LED, Driver & Optic technology with premium materials. High lumens in small body. Variable lumen output. Advanced ESD protection (6 kV). Includes 8” slotted in-ground stake, 2 gel-filled wire nuts and lumen switching magnetic key. IP66 rated. UL and ETL Listed. Level 1 = 5.25W/8.5VA, 400 lm, 76 lm/W Level 2 = 8.5W/12.5VA, 600 lm, 70 lm/W Level 3 = 12W/17VA, 835 lm, 69 lm/W Factory set at Level 1 (400 lm/35W Equivalent) Lumen levels are the same for 2700K and 3000K 5.25W - LED Flood Light - Brass - Centennial Brass - 400 Lumens - 15 Degree Spot - 2700K | 2700 |  | 400 | 80 | 50000 | 5 | 1 | 218 | 218 | 256.1584 | 2020Q2 | https://www.beeslighting.com/16018CBR27 | Bee's Lighting | 2020 | No
LED Lighting | Downlight | Kichler | [5 empty] | Home Fixtures Outdoor Lighting Landscape Lighting Landscape Flood Lights 5.25W - LED Flood Light - Aluminum - Bronze - 400 Lumens - 35 Degree Flood - 2700K Back Description This LED accent flood light 16019AZT27 from Kichler can be used for various landscape residential and commercial applications. This outdoor LED small accent floodlight operates between 9V – 15V with Variable Lumen Outputs (400,600, 835 lumens) that allows you to easily switch between three lumen outputs without mechanically adjusting the settings on the fixture.The adjustable lumen large upward LED accent floodlights in Textured Architectural Bronze Finish and 2700K warm white color temperature from Kichler are built with Cast Aluminum. The Kichler 16019AZT27 is the ideal exterior up lights or downlight option for your outdoor lighting needs. High performance sealed led Bullet floodlights enhance beautiful Landscaping in your yard or your outside housing at night. The landscape led bullet floodlights 16019AZT27has a 35 Degree spot light. The Large Accent spotlight is easy to install on the ground using a stake or a junction box. Suitable for Surface mounting or Junction box mounting. Replaces the equivalent of a 35W. 50,000-hour LED lifespan. Comes with 15-year warranty. The VLO combines advanced LED, Driver & Optic technology with premium materials. High lumens in small body. Variable lumen output. Advanced ESD protection (6 kV). Includes 8” slotted in-ground stake, 2 gel-filled wire nuts and lumen switching magnetic key. IP66 rated. UL and ETL Listed. Level 1 = 5.25W/8.5VA, 400 lm, 76 lm/W Level 2 = 8.5W/12.5VA, 600 lm, 70 lm/W Level 3 = 12W/17VA, 835 lm, 69 lm/W Factory set at Level 1 (400 lm/35W Equivalent) Lumen levels are the same for 2700K and 3000K 5.25W - LED Flood Light - Aluminum - Bronze - 400 Lumens - 35 Degree Flood - 2700K | 2700 |  | 400 | 80 | 50000 | 5 | 1 | 196 | 196 | 230.3076 | 2020Q2 | https://www.beeslighting.com/16019AZT27 | Bee's Lighting | 2020 | No
LED Lighting | Downlight | Kichler | [5 empty] | Home Fixtures Outdoor Lighting Landscape Lighting Landscape Flood Lights 5.25W - LED Flood Light - Aluminum - Textured Bronze - 400 Lumens - 60 Degree Wide Flood - 3000K Back Description This LED accent flood light 16020AZT30 from Kichler can be used for various landscape residential and commercial applications. This outdoor LED small accent floodlight operates between 9V – 15V with Variable Lumen Outputs (400,600, 835 lumens) that allows you to easily switch between three lumen outputs without mechanically adjusting the settings on the fixture.The adjustable lumen large upward LED accent floodlights in Textured Architectural Bronze Finish and 3000K warm white color temperature from Kichler are built with Cast Aluminum. The Kichler 16020AZT30 is the ideal exterior up lights or downlight option for your outdoor lighting needs. High performance sealed led Bullet floodlights enhance beautiful Landscaping in your yard or your outside housing at night. The landscape led bullet floodlights 16020AZT30has a 60 Degree wide Flood light. The Large Accent spotlight is easy to install on the ground using a stake or a junction box. Suitable for Surface mounting or Junction box mounting. Replaces the equivalent of a 35W. 50,000-hour LED lifespan. Comes with 15-year warranty. The VLO combines advanced LED, Driver & Optic technology with premium materials. High lumens in small body. Variable lumen output. Advanced ESD protection (6 kV). Includes 8” slotted in-ground stake, 2 gel-filled wire nuts and lumen switching magnetic key. IP66 rated. UL and ETL Listed. Level 1 = 5.25W/8.5VA, 400 lm, 76 lm/W Level 2 = 8.5W/12.5VA, 600 lm, 70 lm/W Level 3 = 12W/17VA, 835 lm, 69 lm/W Factory set at Level 1 (400 lm/35W Equivalent) Lumen levels are the same for 2700K and 3000K 5.25W - LED Flood Light - Aluminum - Textured Bronze - 400 Lumens - 60 Degree Wide Flood - 3000K | 3000 |  | 400 | 80 | 50000 | 5 | 1 | 196 | 196 | 230.3076 | 2020Q2 | https://www.beeslighting.com/16020AZT30 | Bee's Lighting | 2020 | No
LED Lighting | Downlight | Kichler | [5 empty] | Home Fixtures Outdoor Lighting Landscape Lighting Landscape Flood Lights 5.25W - LED Flood Light - Brass - Centennial Brass - 400 Lumens - 60 Degree Wide Flood - 2700K Back Description This LED accent flood light 16020CBR27 from Kichler can be used for various landscape residential and commercial applications. This outdoor LED small accent floodlight operates between 9V – 15V with Variable Lumen Outputs (400,600, 835 lumens) that allows you to easily switch between three lumen outputs without mechanically adjusting the settings on the fixture.The adjustable lumen large upward LED accent floodlights in Centennial Brass Finish and 2700K warm white color temperature from Kichler are built with Cast Brass. The Kichler 16020CBR27 is the ideal exterior up lights or downlight option for your outdoor lighting needs. High performance sealed led Bullet floodlights enhance beautiful Landscaping in your yard or your outside housing at night. The landscape led bullet floodlights 16020CBR27has a 60 Degree wide Flood light. The Large Accent spotlight is easy to install on the ground using a stake or a junction box. Suitable for Surface mounting or Junction box mounting. Replaces the equivalent of a 35W. 50,000-hour LED lifespan. Comes with 15-year warranty. The VLO combines advanced LED, Driver & Optic technology with premium materials. High lumens in small body. Variable lumen output. Advanced ESD protection (6 kV). Includes 8” slotted in-ground stake, 2 gel-filled wire nuts and lumen switching magnetic key. IP66 rated. UL and ETL Listed. Level 1 = 5.25W/8.5VA, 400 lm, 76 lm/W Level 2 = 8.5W/12.5VA, 600 lm, 70 lm/W Level 3 = 12W/17VA, 835 lm, 69 lm/W Factory set at Level 1 (400 lm/35W Equivalent) Lumen levels are the same for 2700K and 3000K 5.25W - LED Flood Light - Brass - Centennial Brass - 400 Lumens - 60 Degree Wide Flood - 2700K | 2700 |  | 400 | 80 | 50000 | 5 | 1 | 218 | 218 | 256.1584 | 2020Q2 | https://www.beeslighting.com/16020CBR27 | Bee's Lighting | 2020 | No
LED Lighting | Downlight | Kichler | [5 empty] | Home Fixtures Outdoor Lighting Landscape Lighting Landscape Flood Lights 5.25W - LED Flood Light - Brass - Centennial Brass - 400 Lumens - 60 Degree Wide Flood - 3000K Back Description This LED accent flood light 16020CBR30 from Kichler can be used for various landscape residential and commercial applications. This outdoor LED small accent floodlight operates between 9V – 15V with Variable Lumen Outputs (400,600, 835 lumens) that allows you to easily switch between three lumen outputs without mechanically adjusting the settings on the fixture.The adjustable lumen large upward LED accent floodlights in Centennial BrassFinish and 3000K warm white color temperature from Kichler are built with Cast Brass. The Kichler 16020CBR30 is the ideal exterior up lights or downlight option for your outdoor lighting needs. High performance sealed led Bullet floodlights enhance beautiful Landscaping in your yard or your outside housing at night. The landscape led bullet floodlights 16020CBR30has a 60 Degree wide Flood light. The Large Accent spotlight is easy to install on the ground using a stake or a junction box. Suitable for Surface mounting or Junction box mounting. Replaces the equivalent of a 35W. 50,000-hour LED lifespan. Comes with 15-year warranty. The VLO combines advanced LED, Driver & Optic technology with premium materials. High lumens in small body. Variable lumen output. Advanced ESD protection (6 kV). Includes 8” slotted in-ground stake, 2 gel-filled wire nuts and lumen switching magnetic key. IP66 rated. UL and ETL Listed. Level 1 = 5.25W/8.5VA, 400 lm, 76 lm/W Level 2 = 8.5W/12.5VA, 600 lm, 70 lm/W Level 3 = 12W/17VA, 835 lm, 69 lm/W Factory set at Level 1 (400 lm/35W Equivalent) Lumen levels are the same for 2700K and 3000K 5.25W - LED Flood Light - Brass - Centennial Brass - 400 Lumens - 60 Degree Wide Flood - 3000K | 3000 |  | 400 | 80 | 50000 | 5 | 1 | 218 | 218 | 256.1584 | 2020Q2 | https://www.beeslighting.com/16020CBR30 | Bee's Lighting | 2020 | No
LED Lighting | Downlight | Kichler | [5 empty] | Home Fixtures Outdoor Lighting Landscape Lighting Landscape Flood Lights 2.5W - LED Flood Light - Aluminum - Textured Bronze - 200 Lumens - 35 Degree Flood - 2700K Back Description This LED accent flood light 16151AZT27 from Kichler can be used for various landscape residential and commercial applications. This outdoor LED small accent floodlight is an integrated, fully sealed LED fixture that features 4,000 volt surge protection.This updated LED flood light 16151AZT27 operates between 9V – 15V with an enhanced modern look, strong performance and superior light quality. The 12V accent 35 degree upward LED floodlights in Textured Architectural Bronze Finish and 2700K warm white color temperature from Kichler are built with Cast Aluminum and use almost 60% less energy and provides even more light. The Kichler 16151AZT27 is the ideal exterior up lights or downlight option for your outdoor lighting needs. High performance sealed led Bullet floodlights enhance beautiful Landscaping in your yard or your outside housing at night. The landscape led bullet floodlights 16151AZT27 has a 35 Degree Flood light. The Accent spotlight 16151AZT27 is easy to install on the ground using a stake or a junction box. Suitable for Surface mounting or Junction box mounting. Replaces the equivalent of a 20W. 50,000-hour LED lifespan. Comes with 10-year warranty. High lumens in small body Custom optics for superb center-to-the edge uniformity Advanced ESD protection. Includes gel-filled wirenuts and stake. Complete sealed system for improved reliability. Advanced ESD protection. IP66 rated. UL and ETL Listed. 2.5W - LED Flood Light - Aluminum - Textured Bronze - 200 Lumens - 35 Degree Flood - 2700K | 2700 |  | 200 | 66.6667 | 50000 | 3 | 1 | 101.5 | 101.5 | 119.2664 | 2020Q2 | https://www.beeslighting.com/16151AZT27 | Bee's Lighting | 2020 | No
LED Lighting | Downlight | Kichler | [5 empty] | Home Fixtures Outdoor Lighting Landscape Lighting Landscape Flood Lights 2.5W - LED Flood Light - Aluminum - Textured Bronze - 200 Lumens - 35 Degree Flood - 3000K Back Description This LED accent flood light 16151AZT30 from Kichler can be used for various landscape residential and commercial applications. This outdoor LED small accent floodlight is an integrated, fully sealed LED fixture that features 4,000 volt surge protection.This updated LED flood light 16151AZT30 operates between 9V – 15V with an enhanced modern look, strong performance and superior light quality. The 12V accent 35 degree upward LED floodlights in Textured Architectural Bronze Finish and 3000K warm white color temperature from Kichler are built with Cast Aluminum and use almost 60% less energy and provides even more light. The Kichler 16151AZT30 is the ideal exterior up lights or downlight option for your outdoor lighting needs. High performance sealed led Bullet floodlights enhance beautiful Landscaping in your yard or your outside housing at night. The landscape led bullet floodlights 16151AZT30 has a 35 Degree Flood light. The Accent spotlight 16151AZT30 is easy to install on the ground using a stake or a junction box. Suitable for Surface mounting or Junction box mounting. Replaces the equivalent of a 20W. 50,000-hour LED lifespan. Comes with 10-year warranty. High lumens in small body Custom optics for superb center-to-the edge uniformity Advanced ESD protection. Includes gel-filled wirenuts and stake. Complete sealed system for improved reliability. Advanced ESD protection. IP66 rated. UL and ETL Listed. 2.5W - LED Flood Light - Aluminum - Textured Bronze - 200 Lumens - 35 Degree Flood - 3000K | 3000 |  | 200 | 66.6667 | 50000 | 3 | 1 | 101.5 | 101.5 | 119.2664 | 2020Q2 | https://www.beeslighting.com/16151AZT30 | Bee's Lighting | 2020 | No
LED Lighting | Downlight | Kichler | [5 empty] | Home Fixtures Outdoor Lighting Landscape Lighting Landscape Flood Lights 2.5W - LED Flood Light - Brass - Centennial Brass - 200 Lumens - 35 Degree Flood - 2700K Back Description This LED accent flood light 16151CBR27 from Kichler can be used for various landscape residential and commercial applications. This outdoor LED small accent floodlight is an integrated, fully sealed LED fixture that features 4,000 volt surge protection.This updated LED flood light 16151CBR27 operates between 9V – 15V with an enhanced modern look, strong performance and superior light quality. The 12V accent 35 degree upward LED floodlights in Centennial Brass Finish and 2700K warm white color temperature from Kichler are built with Cast Brass and use almost 60% less energy and provides even more light. The Kichler 16151CBR27 is the ideal exterior up lights or downlight option for your outdoor lighting needs. High performance sealed led Bullet floodlights enhance beautiful Landscaping in your yard or your outside housing at night. The landscape led bullet floodlights 16151CBR27 has a 35 Degree Flood light. The Accent spotlight 16151CBR27 is easy to install on the ground using a stake or a junction box. Suitable for Surface mounting or Junction box mounting. Replaces the equivalent of a 20W. 50,000-hour LED lifespan. Comes with 10-year warranty. High lumens in small body Custom optics for superb center-to-the edge uniformity Advanced ESD protection. Includes gel-filled wirenuts and stake. Complete sealed system for improved reliability. Advanced ESD protection. IP66 rated. UL and ETL Listed. 2.5W - LED Flood Light - Brass - Centennial Brass - 200 Lumens - 35 Degree Flood - 2700K | 2700 |  | 200 | 66.6667 | 50000 | 3 | 1 | 123.5 | 123.5 | 145.1173 | 2020Q2 | https://www.beeslighting.com/16151CBR27 | Bee's Lighting | 2020 | No
LED Lighting | Downlight | Kichler | [5 empty] | Home Fixtures Outdoor Lighting Landscape Lighting Landscape Flood Lights 2.5W - LED Flood Light - Brass - Centennial Brass - 200 Lumens - 35 Degree Flood - 3000K Back Description This LED accent flood light 16151CBR30 from Kichler can be used for various landscape residential and commercial applications. This outdoor LED small accent floodlight is an integrated, fully sealed LED fixture that features 4,000 volt surge protection.This updated LED flood light 16151CBR30 operates between 9V – 15V with an enhanced modern look, strong performance and superior light quality. The 12V accent 35 degree upward LED floodlights in Centennial Brass Finish and 3000K warm white color temperature from Kichler are built with Brass and use almost 60% less energy and provides even more light. The Kichler 16151CBR30 is the ideal exterior up lights or downlight option for your outdoor lighting needs. High performance sealed led Bullet floodlights enhance beautiful Landscaping in your yard or your outside housing at night. The landscape led bullet floodlights 16151CBR30 has a 35 Degree Flood light. The Accent spotlight 16151CBR30 is easy to install on the ground using a stake or a junction box. Suitable for Surface mounting or Junction box mounting. Replaces the equivalent of a 20W. 50,000-hour LED lifespan. Comes with 10-year warranty. High lumens in small body Custom optics for superb center-to-the edge uniformity Advanced ESD protection. Includes gel-filled wirenuts and stake. Complete sealed system for improved reliability. Advanced ESD protection. IP66 rated. UL and ETL Listed. 2.5W - LED Flood Light - Brass - Centennial Brass - 200 Lumens - 35 Degree Flood - 3000K | 3000 |  | 200 | 66.6667 | 50000 | 3 | 1 | 123.5 | 123.5 | 145.1173 | 2020Q2 | https://www.beeslighting.com/16151CBR30 | Bee's Lighting | 2020 | No
LED Lighting | Downlight | Kichler | [5 empty] | Home Fixtures Outdoor Lighting Landscape Lighting Landscape Flood Lights 2.5W - LED Flood Light - Aluminum - Bronze - 200 Lumens - 60 Degree Wide Flood - 2700K Back Description This LED accent flood light 16152AZT27 from Kichler can be used for various landscape residential and commercial applications. This outdoor LED small accent floodlight is an integrated, fully sealed LED fixture that features 4,000 volt surge protection.This updated LED flood light 16152AZT27 operates between 9V – 15V with an enhanced modern look, strong performance and superior light quality. The 12V accent 60 degree upward LED floodlights in Textured Architectural Bronze Finish and 2700K warm white color temperature from Kichler are built with Cast Aluminum and use almost 60% less energy and provides even more light. The Kichler 16152AZT27 is the ideal exterior up lights or downlight option for your outdoor lighting needs. High performance sealed led Bullet floodlights enhance beautiful Landscaping in your yard or your outside housing at night. The landscape led bullet floodlights 16152AZT27 has a 60 Degree Flood light. The Accent spotlight 16152AZT27 is easy to install on the ground using a stake or a junction box. Suitable for Surface mounting or Junction box mounting. Replaces the equivalent of a 20W. 50,000-hour LED lifespan. Comes with 10-year warranty. High lumens in small body Custom optics for superb center-to-the edge uniformity Advanced ESD protection. Includes gel-filled wirenuts and stake. Complete sealed system for improved reliability. Advanced ESD protection. IP66 rated. UL and ETL Listed. 2.5W - LED Flood Light - Aluminum - Bronze - 200 Lumens - 60 Degree Wide Flood - 2700K | 2700 |  | 200 | 66.6667 | 50000 | 3 | 1 | 101.5 | 101.5 | 119.2664 | 2020Q2 | https://www.beeslighting.com/16152AZT27 | Bee's Lighting | 2020 | No
LED Lighting |  | WAC Lighting | True |  |  |  |  | Home Fixtures Track Lighting Track Lighting Heads Track Head Fixture - Integrated LED - 10W - 790 Lumens - 3000K - H/J/L Track Compatible - 120V Back Description The WAC Lighting Silo X10 Series 2010-930-BK LED track head comes with an integrated LED module that produces 790 lumens with only 10 watts consumed. This LED track head also has 3000K soft white color temperature and 90 CRI. The 2010-930-BK comes in an aluminum construction with black finish and 35° TIR lens installed with optional 25° TIR lens included. Use this dimmable WAC Lighting LED track light to replace 65W halogen in retail stores, residential and lower mounting height commercial lighting applications.LED track light run on 120V line voltageUp to 80,000 hours rate lifeCompatible with H / J / L track types35° TIR lens pre-installed. 25° TIR lens includedIntegral driver and high output COB LEDDie-cast aluminum with removable front cap for lenses or accessoriesAccommodates one flat lens accessory and one glare control accessoryUL certified and Title 24Track head has a 5 year warranty Track Head Fixture - Integrated LED - 10W - 790 Lumens - 3000K - H/J/L Track Compatible - 120V | 3000 | 90 | 790 | 79 | 50000 | 10 | 1 | 98.95 | 98.95 | 116.2701 | 2020Q2 | https://www.beeslighting.com/2010 | Bee's Lighting | 2020 | Yes
LED Lighting |  | WAC Lighting | True |  |  |  |  | Home Fixtures Track Lighting Track Lighting Heads Track Head Fixture - Integrated LED - 20W - 1080 Lumens - 3000K - H/J/L Track Compatible - 120V Track Head Fixture - Integrated LED - 20W - 1080 Lumens - 3000K - H/J/L Track Compatible - 120V | 3000 | 90 | 1080 | 54 | 50000 | 20 | 1 | 156.5 | 156.5 | 183.8935 | 2020Q2 | https://www.beeslighting.com/2020 | Bee's Lighting | 2020 | Yes
LED Lighting |  | Green Creative | True |  |  |  |  | Home Fixtures Track Lighting Track Lighting Heads Track Head Fixture - Integrated LED - 22W - 1250 Lumens - H/J/L Track Compatible - 120V Back Description The Green Creative Aspire Series 22TRMG4DIM LED track head comes with an integrated LED module that produces 1200 / 1250 lumens with only 22 watts consumed. This LED track head also has 2700K / 3000K warm white color temperature and 90 CRI. The 22TRMG4DIM is available in either black or white finish and is in 25° / 38° / 15° beam angle. Use this dimmable Green Creative LED track light to replace 120W halogen in retail stores, museum and educational lighting.LED track light run on 120V line voltageUp to 40,000 hours rate lifeField interchangeable lens350° horizontal and 90° adjustmentCompatible with H / J / L track typesETL certified, LM79 and LM80Track head has a 5 year warranty Track Head Fixture - Integrated LED - 22W - 1250 Lumens - H/J/L Track Compatible - 120V | 2700 | 90 | 1250 | 56.8182 | 40000 | 22 | 1 | 88.28 | 88.28 | 103.7324 | 2020Q2 | https://www.beeslighting.com/22TRMG4DIM | Bee's Lighting | 2020 | Yes
LED Lighting |  | Green Creative | True |  |  |  |  | Home Fixtures Track Lighting Track Lighting Heads Track Head Fixture - Integrated LED - 34W - 2300 Lumens - H/J/L Track Compatible - 120V Back Description The Green Creative Aspire Series 33TRLG4DIM LED track head comes with an integrated LED module that produces 2200 / 2300 lumens with only 33.8 watts consumed. This LED track head also has 2700K / 3000K warm white color temperature and 90 CRI. The 33TRLG4DIM is available in either black or white finish and is in 25° / 38° beam angle. Use this dimmable Green Creative LED track light to replace 39W HID in retail stores, museum, and other educational lighting.LED track light run on 120V line voltageUp to 40,000 hours rate lifeField interchangeable lens350° horizontal and 90° adjustmentCompatible with H / J / L track typesETL certified, LM79 and LM80Track head has a 5 year warranty Track Head Fixture - Integrated LED - 34W - 2300 Lumens - H/J/L Track Compatible - 120V | 2700 | 90 | 2300 | 67.6471 | 40000 | 34 | 1 | 128.28 | 128.28 | 150.734 | 2020Q2 | https://www.beeslighting.com/33TRLG4DIM | Bee's Lighting | 2020 | Yes
LED Lighting | Downlight | Lithonia | True |  |  |  | E26, 2-pin | Home Fixtures Recessed Lighting 4 in - 65W Equal - LED Retrofit Downlight - 700 Lumens - 10W - 3500K - White Back Description The 90 CRI Lithonia E series LED downlight 4BEMW LED 35K 90CRI M6 is a 4-inch recessed can light that replaces a 65-watt incandescent bulb. This Lithonia LED downlight consumes only 10 watts and produces 700 lumens and 3500K neutral white color temperature. The baffled white trim comes with snap-on clips and 2-pin base with E26 adapter for easy mounting on new construction and remodel housings. Lithonia LED downlights are energy efficient for indoor and outdoor soffit lighting. 65W incandescent equal Round shape with baffle trim and white finish Standard 2-pin base with E26 adapter included Dimmable down to 10% 45° beam angle Energy Star and Title 24 rated 4 in - 65W Equal - LED Retrofit Downlight - 700 Lumens - 10W - 3500K - White | 3500 | 90 | 700 | 70 | 35000 | 10 | 1 | 13.25 | 13.25 | 15.5693 | 2020Q2 | https://www.beeslighting.com/4BEMW-LED-35K-90CRI-M6 | Bee's Lighting | 2020 | Yes
LED Lighting | Downlight | Lithonia | True |  |  |  | E26, 2-pin | Home Fixtures Recessed Lighting 4 in - 50W Equal - LED Retrofit Downlight - 480 Lumens - 8W - 2700K - Brushed Nickel Back Description Directional LED recessed lighting fixtures for residential or commercial application types. The Lithonia Lighting adjustable LED gimbal fixtures are 80% more efficient than incandescent luminaries, performing for 35,000 hours or more. Great for sloped ceiling applications, grazing textured surfaces, wall washing, and highlighting artwork or other architectural features. Over 35° tilt in both directions with 180° rotation Primary power disconnect provided for simple connection to a dedicated LED connector in the housing Diffused lens at end of mixing chamber to provide even light distribution for general illumination Suitable for installation in standard height rough-in sections 4 in - 50W Equal - LED Retrofit Downlight - 480 Lumens - 8W - 2700K - Brushed Nickel | 2700 | 91 | 480 | 60 | 35000 | 8 | 1 | 54 | 54 | 63.4521 | 2020Q2 | https://www.beeslighting.com/4G1BN-LED-27K-90CRI-M6 | Bee's Lighting | 2020 | No
LED Lighting | Downlight | Lithonia | True |  |  |  | E26, 2-pin | Home Fixtures Recessed Lighting 4 in - 50W Equal - LED Retrofit Downlight - 500 Lumens - 8W - 3000K - Brushed Nickel Back Description Directional LED recessed lighting fixtures for residential or commercial application types. The Lithonia Lighting adjustable LED gimbal fixtures are 80% more efficient than incandescent luminaries, performing for 35,000 hours or more. Great for sloped ceiling applications, grazing textured surfaces, wall washing, and highlighting artwork or other architectural features. Over 35° tilt in both directions with 180° rotation Primary power disconnect provided for simple connection to a dedicated LED connector in the housing Diffused lens at end of mixing chamber to provide even light distribution for general illumination Suitable for installation in standard height rough-in sections 4 in - 50W Equal - LED Retrofit Downlight - 500 Lumens - 8W - 3000K - Brushed Nickel | 3000 | 93 | 500 | 62.5 | 35000 | 8 | 1 | 54 | 54 | 63.4521 | 2020Q2 | https://www.beeslighting.com/4G1BN-LED-30K-90CRI-M6 | Bee's Lighting | 2020 | Yes
LED Lighting | Downlight | Lithonia | True |  |  |  | E26, 2-pin | Home Fixtures Recessed Lighting 4 in - 50W Equal - LED Retrofit Downlight - 560 Lumens - 8W - 4000K - Brushed Nickel Back Description Directional LED recessed lighting fixtures for residential or commercial application types. The Lithonia Lighting adjustable LED gimbal fixtures are 80% more efficient than incandescent luminaries, performing for 35,000 hours or more. Great for sloped ceiling applications, grazing textured surfaces, wall washing, and highlighting artwork or other architectural features. Over 35° tilt in both directions with 180° rotation Primary power disconnect provided for simple connection to a dedicated LED connector in the housing Diffused lens at end of mixing chamber to provide even light distribution for general illumination Suitable for installation in standard height rough-in sections 4 in - 50W Equal - LED Retrofit Downlight - 560 Lumens - 8W - 4000K - Brushed Nickel | 4000 | 94 | 560 | 70 | 35000 | 8 | 1 | 54 | 54 | 63.4521 | 2020Q2 | https://www.beeslighting.com/4G1BN-LED-40K-90CRI-M6 | Bee's Lighting | 2020 | Yes
LED Lighting | Downlight | Lithonia | True |  |  |  | E26, 2-pin | Home Fixtures Recessed Lighting 4 in - 50W Equal - LED Retrofit Downlight - 480 Lumens - 8W - 2700K - Black Back Description Directional LED recessed lighting fixtures for residential or commercial application types. The Lithonia Lighting adjustable LED gimbal fixtures are 80% more efficient than incandescent luminaries, performing for 35,000 hours or more. Great for sloped ceiling applications, grazing textured surfaces, wall washing, and highlighting artwork or other architectural features. Over 35° tilt in both directions with 180° rotation Primary power disconnect provided for simple connection to a dedicated LED connector in the housing Diffused lens at end of mixing chamber to provide even light distribution for general illumination Suitable for installation in standard height rough-in sections 4 in - 50W Equal - LED Retrofit Downlight - 480 Lumens - 8W - 2700K - Black | 2700 | 91 | 480 | 60 | 35000 | 8 | 1 | 54 | 54 | 63.4521 | 2020Q2 | https://www.beeslighting.com/4G1MB-LED-27K-90CRI-M6 | Bee's Lighting | 2020 | No
LED Lighting | Downlight | Lithonia | True |  |  |  | E26, 2-pin | Home Fixtures Recessed Lighting 4 in - 50W Equal - LED Retrofit Downlight - 500 Lumens - 8W - 3000K - Black Back Description Directional LED recessed lighting fixtures for residential or commercial application types. The Lithonia Lighting adjustable LED gimbal fixtures are 80% more efficient than incandescent luminaries, performing for 35,000 hours or more. Great for sloped ceiling applications, grazing textured surfaces, wall washing, and highlighting artwork or other architectural features. Over 35° tilt in both directions with 180° rotation Primary power disconnect provided for simple connection to a dedicated LED connector in the housing Diffused lens at end of mixing chamber to provide even light distribution for general illumination Suitable for installation in standard height rough-in sections 4 in - 50W Equal - LED Retrofit Downlight - 500 Lumens - 8W - 3000K - Black | 3000 | 93 | 500 | 62.5 | 35000 | 8 | 1 | 54 | 54 | 63.4521 | 2020Q2 | https://www.beeslighting.com/4G1MB-LED-30K-90CRI-M6 | Bee's Lighting | 2020 | Yes
LED Lighting | Downlight | Lithonia | True |  |  |  | E26, 2-pin | Home Fixtures Recessed Lighting 4 in - 50W Equal - LED Retrofit Downlight - 560 Lumens - 8W - 4000K - Black Back Description Directional LED recessed lighting fixtures for residential or commercial application types. The Lithonia Lighting adjustable LED gimbal fixtures are 80% more efficient than incandescent luminaries, performing for 35,000 hours or more. Great for sloped ceiling applications, grazing textured surfaces, wall washing, and highlighting artwork or other architectural features. Over 35° tilt in both directions with 180° rotation Primary power disconnect provided for simple connection to a dedicated LED connector in the housing Diffused lens at end of mixing chamber to provide even light distribution for general illumination Suitable for installation in standard height rough-in sections 4 in - 50W Equal - LED Retrofit Downlight - 560 Lumens - 8W - 4000K - Black | 4000 | 94 | 560 | 70 | 35000 | 8 | 1 | 54 | 54 | 63.4521 | 2020Q2 | https://www.beeslighting.com/4G1MB-LED-40K-90CRI-M6 | Bee's Lighting | 2020 | Yes
LED Lighting | Downlight | Lithonia | True |  |  |  | E26, 2-pin | Home Fixtures Recessed Lighting 4 in - 50W Equal - LED Retrofit Downlight - 500 Lumens - 8W - 3000K - White Back Description Directional LED recessed lighting fixtures for residential or commercial application types. The Lithonia Lighting adjustable LED gimbal fixtures are 80% more efficient than incandescent luminaries, performing for 35,000 hours or more. Great for sloped ceiling applications, grazing textured surfaces, wall washing, and highlighting artwork or other architectural features. Over 35° tilt in both directions with 180° rotation Primary power disconnect provided for simple connection to a dedicated LED connector in the housing Diffused lens at end of mixing chamber to provide even light distribution for general illumination Suitable for installation in standard height rough-in sections 4 in - 50W Equal - LED Retrofit Downlight - 500 Lumens - 8W - 3000K - White | 3000 | 93 | 500 | 62.5 | 35000 | 8 | 1 | 54 | 54 | 63.4521 | 2020Q2 | https://www.beeslighting.com/4G1MW-LED-30K-90CRI-M6 | Bee's Lighting | 2020 | Yes
LED Lighting | Downlight | Lithonia | True |  |  |  | E26, 2-pin | Home Fixtures Recessed Lighting 4 in - 50W Equal - LED Retrofit Downlight - 560 Lumens - 8W - 4000K - White Back Description Directional LED recessed lighting fixtures for residential or commercial application types. The Lithonia Lighting adjustable LED gimbal fixtures are 80% more efficient than incandescent luminaries, performing for 35,000 hours or more. Great for sloped ceiling applications, grazing textured surfaces, wall washing, and highlighting artwork or other architectural features. Over 35° tilt in both directions with 180° rotation Primary power disconnect provided for simple connection to a dedicated LED connector in the housing Diffused lens at end of mixing chamber to provide even light distribution for general illumination Suitable for installation in standard height rough-in sections 4 in - 50W Equal - LED Retrofit Downlight - 560 Lumens - 8W - 4000K - White | 4000 | 94 | 560 | 70 | 35000 | 8 | 1 | 54 | 54 | 63.4521 | 2020Q2 | https://www.beeslighting.com/4G1MW-LED-40K-90CRI-M6 | Bee's Lighting | 2020 | Yes
LED Lighting | Downlight | Lithonia | True |  |  |  | E26, 2-pin | Home Fixtures Recessed Lighting 4 in - 50W Equal - LED Retrofit Downlight - 480 Lumens - 8W - 2700K - Bronze Back Description Directional LED recessed lighting fixtures for residential or commercial application types. The Lithonia Lighting adjustable LED gimbal fixtures are 80% more efficient than incandescent luminaries, performing for 35,000 hours or more. Great for sloped ceiling applications, grazing textured surfaces, wall washing, and highlighting artwork or other architectural features. Over 35° tilt in both directions with 180° rotation Primary power disconnect provided for simple connection to a dedicated LED connector in the housing Diffused lens at end of mixing chamber to provide even light distribution for general illumination Suitable for installation in standard height rough-in sections 4 in - 50W Equal - LED Retrofit Downlight - 480 Lumens - 8W - 2700K - Bronze | 2700 | 91 | 480 | 60 | 35000 | 8 | 1 | 54 | 54 | 63.4521 | 2020Q2 | https://www.beeslighting.com/4G1ORB-LED-27K-90CRI-M6 | Bee's Lighting | 2020 | No
LED Lighting | Downlight | Lithonia | True |  |  |  | E26, 2-pin | Home Fixtures Recessed Lighting 4 in - 50W Equal - LED Retrofit Downlight - 500 Lumens - 8W - 3000K - Bronze Back Description Directional LED recessed lighting fixtures for residential or commercial application types. The Lithonia Lighting adjustable LED gimbal fixtures are 80% more efficient than incandescent luminaries, performing for 35,000 hours or more. Great for sloped ceiling applications, grazing textured surfaces, wall washing, and highlighting artwork or other architectural features. Over 35° tilt in both directions with 180° rotation Primary power disconnect provided for simple connection to a dedicated LED connector in the housing Diffused lens at end of mixing chamber to provide even light distribution for general illumination Suitable for installation in standard height rough-in sections 4 in - 50W Equal - LED Retrofit Downlight - 500 Lumens - 8W - 3000K - Bronze | 3000 | 93 | 500 | 62.5 | 35000 | 8 | 1 | 54 | 54 | 63.4521 | 2020Q2 | https://www.beeslighting.com/4G1ORB-LED-30K-90CRI-M6 | Bee's Lighting | 2020 | Yes
LED Lighting | Downlight | Lithonia | True |  |  |  | E26, 2-pin | Home Fixtures Recessed Lighting 4 in - 50W Equal - LED Retrofit Downlight - 560 Lumens - 8W - 4000K - Bronze Back Description Directional LED recessed lighting fixtures for residential or commercial application types. The Lithonia Lighting adjustable LED gimbal fixtures are 80% more efficient than incandescent luminaries, performing for 35,000 hours or more. Great for sloped ceiling applications, grazing textured surfaces, wall washing, and highlighting artwork or other architectural features. Over 35° tilt in both directions with 180° rotation Primary power disconnect provided for simple connection to a dedicated LED connector in the housing Diffused lens at end of mixing chamber to provide even light distribution for general illumination Suitable for installation in standard height rough-in sections 4 in - 50W Equal - LED Retrofit Downlight - 560 Lumens - 8W - 4000K - Bronze | 4000 | 94 | 560 | 70 | 35000 | 8 | 1 | 54 | 54 | 63.4521 | 2020Q2 | https://www.beeslighting.com/4G1ORB-LED-40K-90CRI-M6 | Bee's Lighting | 2020 | Yes
LED Lighting | Downlight | Lithonia | True |  |  |  | E26, 2-pin | Home Fixtures Recessed Lighting 5 in - 65W Equal - LED Retrofit Downlight - 680 Lumens - 10W - 2700K - Brushed Nickel Back Description Directional LED recessed lighting fixtures for residential or commercial application types. The Lithonia Lighting adjustable LED gimbal fixtures are 80% more efficient than incandescent luminaries, performing for 35,000 hours or more. Great for sloped ceiling applications, grazing textured surfaces, wall washing, and highlighting artwork or other architectural features. Over 35° tilt in both directions with 180° rotation Primary power disconnect provided for simple connection to a dedicated LED connector in the housing Diffused lens at end of mixing chamber to provide even light distribution for general illumination Suitable for installation in standard height rough-in sections 5 in - 65W Equal - LED Retrofit Downlight - 680 Lumens - 10W - 2700K - Brushed Nickel | 2700 | 91 | 680 | 68 | 35000 | 10 | 1 | 44 | 44 | 51.7017 | 2020Q2 | https://www.beeslighting.com/5G1BN-LED-27K-90CRI-M6 | Bee's Lighting | 2020 | Yes
LED Lighting | Downlight | Lithonia | True |  |  |  | E26, 2-pin | Home Fixtures Recessed Lighting 5 in - 65W Equal - LED Retrofit Downlight - 780 Lumens - 10W - 3000K - Brushed Nickel Back Description Directional LED recessed lighting fixtures for residential or commercial application types. The Lithonia Lighting adjustable LED gimbal fixtures are 80% more efficient than incandescent luminaries, performing for 35,000 hours or more. Great for sloped ceiling applications, grazing textured surfaces, wall washing, and highlighting artwork or other architectural features. Over 35° tilt in both directions with 180° rotation Primary power disconnect provided for simple connection to a dedicated LED connector in the housing Diffused lens at end of mixing chamber to provide even light distribution for general illumination Suitable for installation in standard height rough-in sections 5 in - 65W Equal - LED Retrofit Downlight - 780 Lumens - 10W - 3000K - Brushed Nickel | 3000 | 91 | 780 | 78 | 35000 | 10 | 1 | 44 | 44 | 51.7017 | 2020Q2 | https://www.beeslighting.com/5G1BN-LED-30K-90CRI-M6 | Bee's Lighting | 2020 | Yes
LED Lighting | Downlight | Lithonia | True |  |  |  | E26, 2-pin | Home Fixtures Recessed Lighting 5 in - 65W Equal - LED Retrofit Downlight - 800 Lumens - 10W - 4000K - Brushed Nickel Back Description Directional LED recessed lighting fixtures for residential or commercial application types. The Lithonia Lighting adjustable LED gimbal fixtures are 80% more efficient than incandescent luminaries, performing for 35,000 hours or more. Great for sloped ceiling applications, grazing textured surfaces, wall washing, and highlighting artwork or other architectural features. Over 35° tilt in both directions with 180° rotation Primary power disconnect provided for simple connection to a dedicated LED connector in the housing Diffused lens at end of mixing chamber to provide even light distribution for general illumination Suitable for installation in standard height rough-in sections 5 in - 65W Equal - LED Retrofit Downlight - 800 Lumens - 10W - 4000K - Brushed Nickel | 4000 | 94 | 800 | 80 | 35000 | 10 | 1 | 44 | 44 | 51.7017 | 2020Q2 | https://www.beeslighting.com/5G1BN-LED-40K-90CRI-M6 | Bee's Lighting | 2020 | Yes
LED Lighting | Downlight | Lithonia | True |  |  |  | E26, 2-pin | Home Fixtures Recessed Lighting 5 in - 65W Equal - LED Retrofit Downlight - 680 Lumens - 10W - 2700K - Black Back Description Directional LED recessed lighting fixtures for residential or commercial application types. The Lithonia Lighting adjustable LED gimbal fixtures are 80% more efficient than incandescent luminaries, performing for 35,000 hours or more. Great for sloped ceiling applications, grazing textured surfaces, wall washing, and highlighting artwork or other architectural features. Over 35° tilt in both directions with 180° rotation Primary power disconnect provided for simple connection to a dedicated LED connector in the housing Diffused lens at end of mixing chamber to provide even light distribution for general illumination Suitable for installation in standard height rough-in sections 5 in - 65W Equal - LED Retrofit Downlight - 680 Lumens - 10W - 2700K - Black | 2700 | 91 | 680 | 68 | 35000 | 10 | 1 | 44 | 44 | 51.7017 | 2020Q2 | https://www.beeslighting.com/5G1MB-LED-27K-90CRI-M6 | Bee's Lighting | 2020 | Yes
LED Lighting | Downlight | Lithonia | True |  |  |  | E26, 2-pin | Home Fixtures Recessed Lighting 5 in - 65W Equal - LED Retrofit Downlight - 780 Lumens - 10W - 3000K - Black Back Description Directional LED recessed lighting fixtures for residential or commercial application types. The Lithonia Lighting adjustable LED gimbal fixtures are 80% more efficient than incandescent luminaries, performing for 35,000 hours or more. Great for sloped ceiling applications, grazing textured surfaces, wall washing, and highlighting artwork or other architectural features. Over 35° tilt in both directions with 180° rotation Primary power disconnect provided for simple connection to a dedicated LED connector in the housing Diffused lens at end of mixing chamber to provide even light distribution for general illumination Suitable for installation in standard height rough-in sections 5 in - 65W Equal - LED Retrofit Downlight - 780 Lumens - 10W - 3000K - Black | 3000 | 91 | 780 | 78 | 35000 | 10 | 1 | 44 | 44 | 51.7017 | 2020Q2 | https://www.beeslighting.com/5G1MB-LED-30K-90CRI-M6 | Bee's Lighting | 2020 | Yes
LED Lighting | Downlight | Lithonia | True |  |  |  | E26, 2-pin | Home Fixtures Recessed Lighting 5 in - 65W Equal - LED Retrofit Downlight - 800 Lumens - 10W - 4000K - Black Back Description Directional LED recessed lighting fixtures for residential or commercial application types. The Lithonia Lighting adjustable LED gimbal fixtures are 80% more efficient than incandescent luminaries, performing for 35,000 hours or more. Great for sloped ceiling applications, grazing textured surfaces, wall washing, and highlighting artwork or other architectural features. Over 35° tilt in both directions with 180° rotation Primary power disconnect provided for simple connection to a dedicated LED connector in the housing Diffused lens at end of mixing chamber to provide even light distribution for general illumination Suitable for installation in standard height rough-in sections 5 in - 65W Equal - LED Retrofit Downlight - 800 Lumens - 10W - 4000K - Black | 4000 | 94 | 800 | 80 | 35000 | 10 | 1 | 44 | 44 | 51.7017 | 2020Q2 | https://www.beeslighting.com/5G1MB-LED-40K-90CRI-M6 | Bee's Lighting | 2020 | Yes
LED Lighting | Downlight | Lithonia | True |  |  |  | E26, 2-pin | Home Fixtures Recessed Lighting 5 in - 65W Equal - LED Retrofit Downlight - 800 Lumens - 10W - 4000K - White Back Description Directional LED recessed lighting fixtures for residential or commercial application types. The Lithonia Lighting adjustable LED gimbal fixtures are 80% more efficient than incandescent luminaries, performing for 35,000 hours or more. Great for sloped ceiling applications, grazing textured surfaces, wall washing, and highlighting artwork or other architectural features. Over 35° tilt in both directions with 180° rotation Primary power disconnect provided for simple connection to a dedicated LED connector in the housing Diffused lens at end of mixing chamber to provide even light distribution for general illumination Suitable for installation in standard height rough-in sections 5 in - 65W Equal - LED Retrofit Downlight - 800 Lumens - 10W - 4000K - White | 4000 | 94 | 800 | 80 | 35000 | 10 | 1 | 43.2 | 43.2 | 50.7617 | 2020Q2 | https://www.beeslighting.com/5G1MW-LED-40K-90CRI-M6 | Bee's Lighting | 2020 | Yes
LED Lighting | Downlight | Lithonia | True |  |  |  | E26, 2-pin | Home Fixtures Recessed Lighting 5 in - 65W Equal - LED Retrofit Downlight - 680 Lumens - 10W - 2700K - Bronze Back Description Directional LED recessed lighting fixtures for residential or commercial application types. The Lithonia Lighting adjustable LED gimbal fixtures are 80% more efficient than incandescent luminaries, performing for 35,000 hours or more. Great for sloped ceiling applications, grazing textured surfaces, wall washing, and highlighting artwork or other architectural features. Over 35° tilt in both directions with 180° rotation Primary power disconnect provided for simple connection to a dedicated LED connector in the housing Diffused lens at end of mixing chamber to provide even light distribution for general illumination Suitable for installation in standard height rough-in sections 5 in - 65W Equal - LED Retrofit Downlight - 680 Lumens - 10W - 2700K - Bronze | 2700 | 91 | 680 | 68 | 35000 | 10 | 1 | 44 | 44 | 51.7017 | 2020Q2 | https://www.beeslighting.com/5G1ORB-LED-27K-90CRI-M6 | Bee's Lighting | 2020 | Yes
LED Lighting | Downlight | Lithonia | True |  |  |  | E26, 2-pin | Home Fixtures Recessed Lighting 5 in - 65W Equal - LED Retrofit Downlight - 780 Lumens - 10W - 3000K - Bronze Back Description Directional LED recessed lighting fixtures for residential or commercial application types. The Lithonia Lighting adjustable LED gimbal fixtures are 80% more efficient than incandescent luminaries, performing for 35,000 hours or more. Great for sloped ceiling applications, grazing textured surfaces, wall washing, and highlighting artwork or other architectural features. Over 35° tilt in both directions with 180° rotation Primary power disconnect provided for simple connection to a dedicated LED connector in the housing Diffused lens at end of mixing chamber to provide even light distribution for general illumination Suitable for installation in standard height rough-in sections 5 in - 65W Equal - LED Retrofit Downlight - 780 Lumens - 10W - 3000K - Bronze | 3000 | 91 | 780 | 78 | 35000 | 10 | 1 | 39 | 39 | 45.8265 | 2020Q2 | https://www.beeslighting.com/5G1ORB-LED-30K-90CRI-M6 | Bee's Lighting | 2020 | Yes
LED Lighting | Downlight | Lithonia | True |  |  |  | E26, 2-pin | Home Fixtures Recessed Lighting 5 in - 65W Equal - LED Retrofit Downlight - 800 Lumens - 10W - 4000K - Bronze Back Description Directional LED recessed lighting fixtures for residential or commercial application types. The Lithonia Lighting adjustable LED gimbal fixtures are 80% more efficient than incandescent luminaries, performing for 35,000 hours or more. Great for sloped ceiling applications, grazing textured surfaces, wall washing, and highlighting artwork or other architectural features. Over 35° tilt in both directions with 180° rotation Primary power disconnect provided for simple connection to a dedicated LED connector in the housing Diffused lens at end of mixing chamber to provide even light distribution for general illumination Suitable for installation in standard height rough-in sections 5 in - 65W Equal - LED Retrofit Downlight - 800 Lumens - 10W - 4000K - Bronze | 4000 | 94 | 800 | 80 | 35000 | 10 | 1 | 44 | 44 | 51.7017 | 2020Q2 | https://www.beeslighting.com/5G1ORB-LED-40K-90CRI-M6 | Bee's Lighting | 2020 | Yes
LED Lighting | Downlight | Lithonia | True |  |  |  | E26, 2-pin | Home Fixtures Recessed Lighting 6 in - 65W Equal - LED Retrofit Downlight - 680 Lumens - 10W - 2700K - Brushed Nickel Back Description Directional LED recessed lighting fixtures for residential or commercial application types. The Lithonia Lighting adjustable LED gimbal fixtures are 80% more efficient than incandescent luminaries, performing for 35,000 hours or more. Great for sloped ceiling applications, grazing textured surfaces, wall washing, and highlighting artwork or other architectural features. Over 35° tilt in both directions with 180° rotation Primary power disconnect provided for simple connection to a dedicated LED connector in the housing Diffused lens at end of mixing chamber to provide even light distribution for general illumination Suitable for installation in standard height rough-in sections 6 in - 65W Equal - LED Retrofit Downlight - 680 Lumens - 10W - 2700K - Brushed Nickel | 2700 | 91 | 680 | 68 | 35000 | 10 | 1 | 44 | 44 | 51.7017 | 2020Q2 | https://www.beeslighting.com/6G1BN-LED-27K-90CRI-M6 | Bee's Lighting | 2020 | Yes
LED Lighting | Downlight | Lithonia | True |  |  |  | E26, 2-pin | Home Fixtures Recessed Lighting 6 in - 65W Equal - LED Retrofit Downlight - 790 Lumens - 10W - 3000K - Brushed Nickel Back Description Directional LED recessed lighting fixtures for residential or commercial application types. The Lithonia Lighting adjustable LED gimbal fixtures are 80% more efficient than incandescent luminaries, performing for 35,000 hours or more. Great for sloped ceiling applications, grazing textured surfaces, wall washing, and highlighting artwork or other architectural features. Over 35° tilt in both directions with 180° rotation Primary power disconnect provided for simple connection to a dedicated LED connector in the housing Diffused lens at end of mixing chamber to provide even light distribution for general illumination Suitable for installation in standard height rough-in sections 6 in - 65W Equal - LED Retrofit Downlight - 790 Lumens - 10W - 3000K - Brushed Nickel | 3000 | 91 | 790 | 79 | 35000 | 10 | 1 | 44 | 44 | 51.7017 | 2020Q2 | https://www.beeslighting.com/6G1BN-LED-30K-90CRI-M6 | Bee's Lighting | 2020 | Yes
LED Lighting | Downlight | Lithonia | True |  |  |  | E26, 2-pin | Home Fixtures Recessed Lighting 6 in - 65W Equal - LED Retrofit Downlight - 820 Lumens - 10W - 4000K - Brushed Nickel Back Description Directional LED recessed lighting fixtures for residential or commercial application types. The Lithonia Lighting adjustable LED gimbal fixtures are 80% more efficient than incandescent luminaries, performing for 35,000 hours or more. Great for sloped ceiling applications, grazing textured surfaces, wall washing, and highlighting artwork or other architectural features. Over 35° tilt in both directions with 180° rotation Primary power disconnect provided for simple connection to a dedicated LED connector in the housing Diffused lens at end of mixing chamber to provide even light distribution for general illumination Suitable for installation in standard height rough-in sections 6 in - 65W Equal - LED Retrofit Downlight - 820 Lumens - 10W - 4000K - Brushed Nickel | 4000 | 94 | 820 | 82 | 35000 | 10 | 1 | 44 | 44 | 51.7017 | 2020Q2 | https://www.beeslighting.com/6G1BN-LED-40K-90CRI-M6 | Bee's Lighting | 2020 | Yes
LED Lighting | Downlight | Lithonia | True |  |  |  | E26, 2-pin | Home Fixtures Recessed Lighting 6 in - 65W Equal - LED Retrofit Downlight - 680 Lumens - 10W - 2700K - Black Back Description Directional LED recessed lighting fixtures for residential or commercial application types. The Lithonia Lighting adjustable LED gimbal fixtures are 80% more efficient than incandescent luminaries, performing for 35,000 hours or more. Great for sloped ceiling applications, grazing textured surfaces, wall washing, and highlighting artwork or other architectural features. Over 35° tilt in both directions with 180° rotation Primary power disconnect provided for simple connection to a dedicated LED connector in the housing Diffused lens at end of mixing chamber to provide even light distribution for general illumination Suitable for installation in standard height rough-in sections 6 in - 65W Equal - LED Retrofit Downlight - 680 Lumens - 10W - 2700K - Black | 2700 | 91 | 680 | 68 | 35000 | 10 | 1 | 44 | 44 | 51.7017 | 2020Q2 | https://www.beeslighting.com/6G1MB-LED-27K-90CRI-M6 | Bee's Lighting | 2020 | Yes
LED Lighting | Downlight | Lithonia | True |  |  |  | E26, 2-pin | Home Fixtures Recessed Lighting 6 in - 65W Equal - LED Retrofit Downlight - 790 Lumens - 10W - 3000K - Black Back Description Directional LED recessed lighting fixtures for residential or commercial application types. The Lithonia Lighting adjustable LED gimbal fixtures are 80% more efficient than incandescent luminaries, performing for 35,000 hours or more. Great for sloped ceiling applications, grazing textured surfaces, wall washing, and highlighting artwork or other architectural features. Over 35° tilt in both directions with 180° rotation Primary power disconnect provided for simple connection to a dedicated LED connector in the housing Diffused lens at end of mixing chamber to provide even light distribution for general illumination Suitable for installation in standard height rough-in sections 6 in - 65W Equal - LED Retrofit Downlight - 790 Lumens - 10W - 3000K - Black | 3000 | 91 | 790 | 79 | 35000 | 10 | 1 | 44 | 44 | 51.7017 | 2020Q2 | https://www.beeslighting.com/6G1MB-LED-30K-90CRI-M6 | Bee's Lighting | 2020 | Yes
LED Lighting | Downlight | Lithonia | True |  |  |  | E26, 2-pin | Home Fixtures Recessed Lighting 6 in - 65W Equal - LED Retrofit Downlight - 820 Lumens - 10W - 4000K - Black Back Description Directional LED recessed lighting fixtures for residential or commercial application types. The Lithonia Lighting adjustable LED gimbal fixtures are 80% more efficient than incandescent luminaries, performing for 35,000 hours or more. Great for sloped ceiling applications, grazing textured surfaces, wall washing, and highlighting artwork or other architectural features. Over 35° tilt in both directions with 180° rotation Primary power disconnect provided for simple connection to a dedicated LED connector in the housing Diffused lens at end of mixing chamber to provide even light distribution for general illumination Suitable for installation in standard height rough-in sections 6 in - 65W Equal - LED Retrofit Downlight - 820 Lumens - 10W - 4000K - Black | 4000 | 94 | 820 | 82 | 35000 | 10 | 1 | 44 | 44 | 51.7017 | 2020Q2 | https://www.beeslighting.com/6G1MB-LED-40K-90CRI-M6 | Bee's Lighting | 2020 | Yes
LED Lighting | Downlight | Lithonia | True |  |  |  | E26, 2-pin | Home Fixtures Recessed Lighting 6 in - 65W Equal - LED Retrofit Downlight - 790 Lumens - 10W - 3000K - White Back Description Directional LED recessed lighting fixtures for residential or commercial application types. The Lithonia Lighting adjustable LED gimbal fixtures are 80% more efficient than incandescent luminaries, performing for 35,000 hours or more. Great for sloped ceiling applications, grazing textured surfaces, wall washing, and highlighting artwork or other architectural features. Over 35° tilt in both directions with 180° rotation Primary power disconnect provided for simple connection to a dedicated LED connector in the housing Diffused lens at end of mixing chamber to provide even light distribution for general illumination Suitable for installation in standard height rough-in sections 6 in - 65W Equal - LED Retrofit Downlight - 790 Lumens - 10W - 3000K - White | 3000 | 91 | 790 | 79 | 35000 | 10 | 1 | 43.2 | 43.2 | 50.7617 | 2020Q2 | https://www.beeslighting.com/6G1MW-LED-30K-90CRI-M6 | Bee's Lighting | 2020 | Yes
LED Lighting | Downlight | Lithonia | True |  |  |  | E26, 2-pin | Home Fixtures Recessed Lighting 6 in - 65W Equal - LED Retrofit Downlight - 820 Lumens - 10W - 4000K - White Back Description Directional LED recessed lighting fixtures for residential or commercial application types. The Lithonia Lighting adjustable LED gimbal fixtures are 80% more efficient than incandescent luminaries, performing for 35,000 hours or more. Great for sloped ceiling applications, grazing textured surfaces, wall washing, and highlighting artwork or other architectural features. Over 35° tilt in both directions with 180° rotation Primary power disconnect provided for simple connection to a dedicated LED connector in the housing Diffused lens at end of mixing chamber to provide even light distribution for general illumination Suitable for installation in standard height rough-in sections 6 in - 65W Equal - LED Retrofit Downlight - 820 Lumens - 10W - 4000K - White | 4000 | 94 | 820 | 82 | 35000 | 10 | 1 | 43.2 | 43.2 | 50.7617 | 2020Q2 | https://www.beeslighting.com/6G1MW-LED-40K-90CRI-M6 | Bee's Lighting | 2020 | Yes
LED Lighting | Downlight | Lithonia | True |  |  |  | E26, 2-pin | Home Fixtures Recessed Lighting 6 in - 65W Equal - LED Retrofit Downlight - 680 Lumens - 10W - 2700K - Bronze Back Description Directional LED recessed lighting fixtures for residential or commercial application types. The Lithonia Lighting adjustable LED gimbal fixtures are 80% more efficient than incandescent luminaries, performing for 35,000 hours or more. Great for sloped ceiling applications, grazing textured surfaces, wall washing, and highlighting artwork or other architectural features. Over 35° tilt in both directions with 180° rotation Primary power disconnect provided for simple connection to a dedicated LED connector in the housing Diffused lens at end of mixing chamber to provide even light distribution for general illumination Suitable for installation in standard height rough-in sections 6 in - 65W Equal - LED Retrofit Downlight - 680 Lumens - 10W - 2700K - Bronze | 2700 | 91 | 680 | 68 | 35000 | 10 | 1 | 54 | 54 | 63.4521 | 2020Q2 | https://www.beeslighting.com/6G1ORB-LED-27K-90CRI-M6 | Bee's Lighting | 2020 | Yes
LED Lighting | Downlight | Lithonia | True |  |  |  | E26, 2-pin | Home Fixtures Recessed Lighting 6 in - 65W Equal - LED Retrofit Downlight - 790 Lumens - 10W - 3000K - Bronze Back Description Directional LED recessed lighting fixtures for residential or commercial application types. The Lithonia Lighting adjustable LED gimbal fixtures are 80% more efficient than incandescent luminaries, performing for 35,000 hours or more. Great for sloped ceiling applications, grazing textured surfaces, wall washing, and highlighting artwork or other architectural features. Over 35° tilt in both directions with 180° rotation Primary power disconnect provided for simple connection to a dedicated LED connector in the housing Diffused lens at end of mixing chamber to provide even light distribution for general illumination Suitable for installation in standard height rough-in sections 6 in - 65W Equal - LED Retrofit Downlight - 790 Lumens - 10W - 3000K - Bronze | 3000 | 91 | 790 | 79 | 35000 | 10 | 1 | 54 | 54 | 63.4521 | 2020Q2 | https://www.beeslighting.com/6G1ORB-LED-30K-90CRI-M6 | Bee's Lighting | 2020 | Yes
LED Lighting | Downlight | Lithonia | True |  |  |  | E26, 2-pin | Home Fixtures Recessed Lighting 6 in - 65W Equal - LED Retrofit Downlight - 820 Lumens - 10W - 4000K - Bronze Back Description Directional LED recessed lighting fixtures for residential or commercial application types. The Lithonia Lighting adjustable LED gimbal fixtures are 80% more efficient than incandescent luminaries, performing for 35,000 hours or more. Great for sloped ceiling applications, grazing textured surfaces, wall washing, and highlighting artwork or other architectural features. Over 35° tilt in both directions with 180° rotation Primary power disconnect provided for simple connection to a dedicated LED connector in the housing Diffused lens at end of mixing chamber to provide even light distribution for general illumination Suitable for installation in standard height rough-in sections 6 in - 65W Equal - LED Retrofit Downlight - 820 Lumens - 10W - 4000K - Bronze | 4000 | 94 | 820 | 82 | 35000 | 10 | 1 | 54 | 54 | 63.4521 | 2020Q2 | https://www.beeslighting.com/6G1ORB-LED-40K-90CRI-M6 | Bee's Lighting | 2020 | Yes
LED Lighting |  | Green Creative | True |  |  |  |  | Home Fixtures Track Lighting Track Lighting Heads Track Head Fixture - Integrated LED - 8W - 625 Lumens - H/J/L Track Compatible - 120V Back Description The Green Creative Aspire Series 8TRSG4DIM LED track head comes with an integrated LED module that produces 600 / 625 lumens with only 8.8 watts consumed. This LED track head also has 2700K / 3000K warm white color temperature and 80 CRI. The 8TRSG4DIM is available in either black or white finish and is in 30° beam angle. Use this dimmable Green Creative LED track light to replace 75 halogen in retail stores, museum, and other educational lighting.LED track light run on 120V line voltageUp to 40,000 hours rate life350° horizontal and 90° adjustmentCompatible with H / J / L track typesETL certified, LM79 and LM80Track head has a 5 year warranty Track Head Fixture - Integrated LED - 8W - 625 Lumens - H/J/L Track Compatible - 120V | 2700 | 80 | 625 | 78.125 | 40000 | 8 | 1 | 36.98 | 36.98 | 43.4529 | 2020Q2 | https://www.beeslighting.com/8TRSG4DIM | Bee's Lighting | 2020 | Yes
LED Lighting | Reflector | American Bright | [5 empty] | Home Fixtures Commercial Lighting LED Refrigerated Display Lights 16W - 1200 Lumens - 4ft - LED Cooler - Refrigerator Display Case - Freezer Light - Center- 4000K Back Description SimpleTube Slimm is designed to replace more costly, less efficient, and mercury-containing products currently in place, such as fluorescent and compact fluorescent lights (CFL) Patented SimpleDrive technology for direct AC connection No external driver, easy installation and maintenance Custom optical design offers better versatility in various applications Uniform light distribution and high CRI for attractive display Lightweight slim design Six year comprehensive warranty 16W - 1200 Lumens - 4ft - LED Cooler - Refrigerator Display Case - Freezer Light - Center- 4000K | 4000 |  | 1200 | 75 | 50000 | 16 | 1 | 79 | 79 | 92.8281 | 2020Q2 | https://www.beeslighting.com/AB-STU-484016C | Bee's Lighting | 2020 | Yes
LED Lighting | Reflector | American Bright | [5 empty] | Home Fixtures Commercial Lighting LED Refrigerated Display Lights 20W - 1500 Lumens - 5ft - LED Cooler - Refrigerator Display Case - Freezer Light - Center- 4000K Back Description SimpleTube Slimm is designed to replace more costly, less efficient, and mercury-containing products currently in place, such as fluorescent and compact fluorescent lights (CFL) Patented SimpleDrive technology for direct AC connection No external driver, easy installation and maintenance Custom optical design offers better versatility in various applications Uniform light distribution and high CRI for attractive display Lightweight slim design Six year comprehensive warranty 20W - 1500 Lumens - 5ft - LED Cooler - Refrigerator Display Case - Freezer Light - Center- 4000K | 4000 |  | 1500 | 75 | 50000 | 20 | 1 | 99 | 99 | 116.3288 | 2020Q2 | https://www.beeslighting.com/AB-STU-604020C | Bee's Lighting | 2020 | No
LED Lighting | Reflector | American Bright | [5 empty] | Home Fixtures Commercial Lighting LED Refrigerated Display Lights 24W - 1800 Lumens - 6ft - LED Cooler - Refrigerator Display Case - Freezer Light - Center- 4000K Back Description SimpleTube Slimm is designed to replace more costly, less efficient, and mercury-containing products currently in place, such as fluorescent and compact fluorescent lights (CFL) Patented SimpleDrive technology for direct AC connection No external driver, easy installation and maintenance Custom optical design offers better versatility in various applications Uniform light distribution and high CRI for attractive display Lightweight slim design Six year comprehensive warranty 24W - 1800 Lumens - 6ft - LED Cooler - Refrigerator Display Case - Freezer Light - Center- 4000K | 4000 |  | 1800 | 75 | 50000 | 24 | 1 | 109 | 109 | 128.0792 | 2020Q2 | https://www.beeslighting.com/AB-STU-684024C | Bee's Lighting | 2020 | No
LED Lighting | Downlight | Cree | True |  |  |  | E26 | Home Fixtures Recessed Lighting 4 in - 60W Equal - LED Retrofit Downlight - 575 Lumens - 9W - 3000K - White Back Description The CR4™ LED downlight delivers 575 lumens of exceptional 90+ CRI light while achieving over 60 lumens per watt. This breakthrough performance is achieved by combining the high efficacy and high-quality light of Cree TrueWhite®Technology. The CR4 is available in a warm color temperature and easily installs into most standard four-inch recessed IC or non-IC housings, making the CR4 perfect for use in both residential and light commercial, new construction or retrofit, applications. Delivers superior color accuracy with beautiful light characteristics and consistent color temperature. Produces light output equal to incumbent products while saving consumers up to 85% in energy costs. Designed to last up to 50,000 hours while maintaining color consistency over the life of the product. Suitable for insulated and non-insulated ceilings. ENERGY STAR® qualified. Suitable for wet locations. 4 in - 60W Equal - LED Retrofit Downlight - 575 Lumens - 9W - 3000K - White | 3000 | 90 | 575 | 63.8889 | 50000 | 9 | 1 | 34.93 | 34.93 | 41.0441 | 2020Q2 | https://www.beeslighting.com/CR4-575L-30K-12-E26 | Bee's Lighting | 2020 | Yes
LED Lighting | Downlight | Cree | True |  |  |  | E26 | Home Fixtures Recessed Lighting 6 in - 90W Equal - LED Retrofit Downlight - 800 Lumens - 12W - 2700K - White Back Description The CR6™ LED downlight delivers up to 800 lumens of exceptional 90+ CRI light while achieving up to 67 lumens per watt. This breakthrough performance is achieved by combining the high efficacy and highquality light of Cree TrueWhite® Technology. The CR6 is available in warm and cool color temperatures, and has a variety of trim options. It easily installs into most standard six-inch recessed IC or non-IC housings. 6 in - 90W Equal - LED Retrofit Downlight - 800 Lumens - 12W - 2700K - White | 2700 | 90 | 800 | 66.6667 | 50000 | 12 | 1 | 40.59 | 40.59 | 47.6948 | 2020Q2 | https://www.beeslighting.com/CR6-800L-27K-12-E26 | Bee's Lighting | 2020 | Yes
LED Lighting | Downlight | Cree | True |  |  |  | E26 | Home Fixtures Recessed Lighting 6 in - 90W Equal - LED Retrofit Downlight - 800 Lumens - 12W - 4000K - White Back Description The CR6™ LED downlight delivers up to 800 lumens of exceptional 90+ CRI light while achieving up to 67 lumens per watt. This breakthrough performance is achieved by combining the high efficacy and highquality light of Cree TrueWhite® Technology. The CR6 is available in warm and cool color temperatures, and has a variety of trim options. It easily installs into most standard six-inch recessed IC or non-IC housings. 6 in - 90W Equal - LED Retrofit Downlight - 800 Lumens - 12W - 4000K - White | 4000 | 90 | 800 | 66.6667 | 50000 | 12 | 1 | 40.59 | 40.59 | 47.6948 | 2020Q2 | https://www.beeslighting.com/CR6-800L-40K-12-E26 | Bee's Lighting | 2020 | Yes
LED Lighting | Downlight | RAB Lighting | True |  |  |  | E26, 2-pin | Home Fixtures Recessed Lighting 6 in - 90W Equal - LED Retrofit Downlight - 824 Lumens - 12W - 3500K - White Back Description LED retrofit downlights are perfect for updating existing recessed lighting without changing the fixture. Equivalent to 90W Par. Low-profile enables compatibility with 6" housings UL Listed for damp locations Triac & ELV dimmable 10-year warranty 6 in - 90W Equal - LED Retrofit Downlight - 824 Lumens - 12W - 3500K - White | 3500 | 85 | 824 | 68.6667 | 100000 | 12 | 1 | 45.51 | 45.51 | 53.476 | 2020Q2 | https://www.beeslighting.com/DLED6R12YN | Bee's Lighting | 2020 | Yes
LED Lighting | Downlight | Energetic | True |  |  |  | Pre-wired | Home Fixtures Commercial Lighting Commercial Downlights 8in - Commercial LED Downlight - 22 Watts - 1800 Lumens - 4000K BackDescription Energetic Lighting’s E1DL22D8 series of LED downlight retrofit kits provides a simple and elegant solution for converting existing 8 inch recessed cans into LED fixtures. Energy efficient at 22 watts while producing 1800 lumens with a beam angle of 100°. Two spring mounting clips provide a secure and simple installation into any existing 8-inch downlight. Rated for 120-277V universal voltage and suitable for 0-10v dimming systems, this downlight kit is versatile enough for any installation location. Comprising of a durable die-cast aluminum construction and a LED lifetime rating of at least 50,000 hours, this durable downlight is designed for many years of reliable operation. No UV or IR radiationElegant and efficient designMercury-free constructionTrade size 1/2” flexible metal conduit input leadSuitable for Damp Location useEasy and secure installation 8in - Commercial LED Downlight - 22 Watts - 1800 Lumens - 4000K | 4000 | 80 | 1800 | 81.8182 | 50000 | 22 | 1 | 34.95 | 34.95 | 41.0676 | 2020Q2 | https://www.beeslighting.com/E1DL22D8-840 | Bee's Lighting | 2020 | Yes
LED Lighting | Decorative | Energetic | True |  |  | Flame Tip |  | Home Bulbs Filament Light Bulbs LED Filament Bulb - 4W - Chandelier Bulb - 40W Equal - 360 Lumens - 2400K Warm White Back Description On or off, these bulbs give the guise of classic traditional incandescent bulbs. Upgrade to LED bulbs without affecting your classic atmosphere and room ambiance. These filament candle bulbs not only look great but won’t miss a beat with performance; they have no problem delivering the light output needed to give off sufficient ambient lighting or dim it down to create the mood desired. Available with clear transparent glass or in a vintage tinted glass. No UV or IR radiation Dimmable to 10% Elegant and efficient design Mercury-free construction Uniform illumination light profile LED Filament Bulb - 4W - Chandelier Bulb - 40W Equal - 360 Lumens - 2400K Warm White | 2400 | 80 | 360 | 90 | 15000 | 4 | 1 | 5.95 | 5.95 | 6.9915 | 2020Q2 | https://www.beeslighting.com/E1FC04DC-824 | Bee's Lighting | 2020 | Yes
LED Lighting | Decorative | Energetic | True |  |  | Flame Tip |  | Home Bulbs Filament Light Bulbs LED Filament Bulb - 4W - Chandelier Bulb - 40W Equal - 330 Lumens - 2200K Warm White Back Description On or off, these bulbs give the guise of classic traditional incandescent bulbs. Upgrade to LED bulbs without affecting your classic atmosphere and room ambiance. These filament candle bulbs not only look great but won’t miss a beat with performance; they have no problem delivering the light output needed to give off sufficient ambient lighting or dim it down to create the mood desired. Available with clear transparent glass or in a vintage tinted glass. No UV or IR radiation Dimmable to 10% Elegant and efficient design Mercury-free construction Uniform illumination light profile LED Filament Bulb - 4W - Chandelier Bulb - 40W Equal - 330 Lumens - 2200K Warm White | 2200 | 80 | 330 | 82.5 | 15000 | 4 | 1 | 6.95 | 6.95 | 8.1665 | 2020Q2 | https://www.beeslighting.com/E1FC04DT-822 | Bee's Lighting | 2020 | Yes
LED Lighting | Downlight | Energetic | True |  |  |  | E26, 2-pin | Home Fixtures Recessed Lighting 5/6 in - 85W Equal - LED Retrofit Downlight - 1200 Lumens - 18W - 3000K - White Back Description Energetic Lighting’s E2DL09D4, E2DL11D6 and E2DL18D6 series of LED downlight retrofit kits provides an elegant solution for converting existing recessed cans into LED fixtures. Available in 4-inch and 6-inch can sizes operating at 8.5-watt, 10.5-watt and 18-watt options, with a beam angle of 90°, and dimmable down to 10%. An improved “slip-in” friction fit mounting clip for the 6-inch model prevents the clips from being damaged during removal of the downlight housing. Comprising of a durable die-cast aluminum construction and a LED lifetime rating of at least 50,000 hours, this durable downlight is designed for many years of reliable operation. No UV or IR radiation Elegant and efficient design Mercury-free construction Suitable for use in Type-IC and Non-IC recessed can fixtures Suitable for Damp Location use Easy and secure installation 5/6 in - 85W Equal - LED Retrofit Downlight - 1200 Lumens - 18W - 3000K - White | 3000 | 82 | 1200 | 66.6667 | 36000 | 18 | 1 | 12.95 | 12.95 | 15.2168 | 2020Q2 | https://www.beeslighting.com/E2DL18D6-830 | Bee's Lighting | 2020 | Yes
LED Lighting | Downlight | Energetic | True |  |  |  | E26, 2-pin | Home Fixtures Recessed Lighting 5/6 in - 85W Equal - LED Retrofit Downlight - 1200 Lumens - 18W - 4000K - White Back Description Energetic Lighting’s E2DL09D4, E2DL11D6 and E2DL18D6 series of LED downlight retrofit kits provides an elegant solution for converting existing recessed cans into LED fixtures. Available in 4-inch and 6-inch can sizes operating at 8.5-watt, 10.5-watt and 18-watt options, with a beam angle of 90°, and dimmable down to 10%. An improved “slip-in” friction fit mounting clip for the 6-inch model prevents the clips from being damaged during removal of the downlight housing. Comprising of a durable die-cast aluminum construction and a LED lifetime rating of at least 50,000 hours, this durable downlight is designed for many years of reliable operation. No UV or IR radiation Elegant and efficient design Mercury-free construction Suitable for use in Type-IC and Non-IC recessed can fixtures Suitable for Damp Location use Easy and secure installation 5/6 in - 85W Equal - LED Retrofit Downlight - 1200 Lumens - 18W - 4000K - White | 4000 | 82 | 1200 | 66.6667 | 36000 | 18 | 1 | 12.95 | 12.95 | 15.2168 | 2020Q2 | https://www.beeslighting.com/E2DL18D6-840 | Bee's Lighting | 2020 | Yes
LED Lighting | Reflector | GM Lighting | True |  |  |  |  | Home Fixtures Under Cabinet Lighting Under Cabinet LED Light Bar 16in LED Under Cabinet Light Bar - 6W - 325 Lumens - 2700K - 24V - White Back Description The GM Lighting EDGE-16-27-W LED linear under cabinet light bar comes in a length of 16". This 6 watt 325 lumen 2700K LED light bar uses an input voltage of 24V. This SlimEdge Series fixture has a white color finish. LED light bars are an excellent lighting solution for indoor commercial and residential applications like under cabinets, shelves, office, retail, coves, task lighting, utility lighting and display cases. Features: This fixture offers an extremely slim design the lightbar is only 3/8" thick Only needs two screws to be mounted easily Features easy continuous mounting connection with units (sold separate) that secure lightbars together Class 2. Maximum run on a given lead is 16’ LED dimmable light bar Edge-lit technology results in diode-free imaging on polished surfaces *24 VDC remote power supply required LED rate life of 50,000 hours Offers color rendering index CRI 90 5 year warranty 16in LED Under Cabinet Light Bar - 6W - 325 Lumens - 2700K - 24V - White | 2700 | 90 | 325 | 54.1667 | 50000 | 6 | 1 | 57.6 | 57.6 | 67.6822 | 2020Q2 | https://www.beeslighting.com/EDGE-16-27-W | Bee's Lighting | 2020 | Yes
LED Lighting | Reflector | GM Lighting | True |  |  |  |  | Home Fixtures Under Cabinet Lighting Under Cabinet LED Light Bar 16in LED Under Cabinet Light Bar - 6W - 325 Lumens - 3000K - 24V - White Back Description The GM Lighting EDGE-16-30-W LED linear under cabinet light bar comes in a length of 16". This 6 watt 325 lumen 3000K LED light bar uses an input voltage of 24V. This SlimEdge Series fixture has a white color finish. LED light bars are an excellent lighting solution for indoor commercial and residential applications like under cabinets, shelves, office, retail, coves, task lighting, utility lighting and display cases. Features: This fixture offers an extremely slim design the lightbar is only 3/8" thick Only needs two screws to be mounted easily Features easy continuous mounting connection with units (sold separate) that secure lightbars together Class 2. Maximum run on a given lead is 16’ LED dimmable light bar Edge-lit technology results in diode-free imaging on polished surfaces *24 VDC remote power supply required LED rate life of 50,000 hours Offers color rendering index CRI 90 5 year warranty 16in LED Under Cabinet Light Bar - 6W - 325 Lumens - 3000K - 24V - White | 3000 | 90 | 325 | 54.1667 | 50000 | 6 | 1 | 57.6 | 57.6 | 67.6822 | 2020Q2 | https://www.beeslighting.com/EDGE-16-30-W | Bee's Lighting | 2020 | Yes
LED Lighting |  | Elco Lighting | True |  |  |  |  | Home Fixtures Track Lighting Track Lighting Heads Track Head Fixture - Integrated LED - 10W - 800 Lumens - 3000K - Halo Track Compatible - 120V - Black Back Description The Elco Lighting Transom Series ET612DB LED track head comes with an integrated LED module that produces 800 lumens with only 10 watts consumed. This LED track head also has 3000K soft white color temperature and 90 CRI. The ET612DB comes with an aluminum construction with black finish and 38° beam angle. Use this dimmable Elco Lighting LED track light to replace 100W halogen in retail stores, museum, and other educational applications. LED track light run on 120V line voltage 90° vertical adjustment, 358° rotation Flicker-Free Dimming Instant On to Full Brightness technology Chip on Board LED design results in a smooth lumen output with no LED pixelation Use with ELCO 120V Single or Double Circuit Track Up to 50,000 hours rate life ETL certified and ROHS Track head has a 5 year warranty Track Head Fixture - Integrated LED - 10W - 800 Lumens - 3000K - Halo Track Compatible - 120V - Black | 3000 | 90 | 800 | 80 | 50000 | 10 | 1 | 41.17 | 41.17 | 48.3763 | 2020Q2 | https://www.beeslighting.com/ET612DB | Bee's Lighting | 2020 | Yes
LED Lighting |  | Elco Lighting | True |  |  |  |  | Home Fixtures Track Lighting Track Lighting Heads Track Head Fixture - Integrated LED - 10W - 800 Lumens - 3000K - Halo Track Compatible - 120V - White Back Description The Elco Lighting Transom Series ET612DW LED track head comes with an integrated LED module that produces 800 lumens with only 10 watts consumed. This LED track head also has 3000K soft white color temperature and 90 CRI. The ET612DW comes with an aluminum construction with white finish and 38° beam angle. Use this dimmable Elco Lighting LED track light to replace 100W halogen in retail stores, museum, and other educational lighting applications. LED track light run on 120V line voltage 90° vertical adjustment, 358° rotation Flicker-Free Dimming Instant On to Full Brightness technology Chip on Board LED design results in a smooth lumen output with no LED pixelation Use with ELCO 120V Single or Double Circuit Track Up to 50,000 hours rate life ETL certified and ROHS Track head has a 5 year warranty Track Head Fixture - Integrated LED - 10W - 800 Lumens - 3000K - Halo Track Compatible - 120V - White | 3000 | 90 | 800 | 80 | 50000 | 10 | 1 | 41.17 | 41.17 | 48.3763 | 2020Q2 | https://www.beeslighting.com/ET612DW | Bee's Lighting | 2020 | Yes
LED Lighting |  | Elco Lighting | True |  |  |  |  | Home Fixtures Track Lighting Track Lighting Heads Track Head Fixture - Integrated LED - 17W - 1500 Lumens - 3000K - Halo Track Compatible - 120V - Black Back Description The Elco Lighting Transom Series ET613DB LED track head comes with an integrated LED module that produces 1500 lumens with only 17 watts consumed. This LED track head also has 3000K soft white color temperature and 90 CRI. The ET613DB comes with an aluminum construction with black finish and 38° beam angle. Use this dimmable Elco Lighting LED track light to replace 100W halogen in retail stores, museum, and other educational lighting applications. LED track light run on 120V line voltage 90° vertical adjustment, 358° rotation Flicker-Free Dimming Instant On to Full Brightness technology Chip on Board LED design results in a smooth lumen output with no LED pixelation Use with ELCO 120V Single or Double Circuit Track Up to 50,000 hours rate life ETL certified and ROHS Track head has a 5 year warranty Track Head Fixture - Integrated LED - 17W - 1500 Lumens - 3000K - Halo Track Compatible - 120V - Black | 3000 | 90 | 1500 | 88.2353 | 50000 | 17 | 1 | 65.93 | 65.93 | 77.4703 | 2020Q2 | https://www.beeslighting.com/ET613DB | Bee's Lighting | 2020 | Yes
LED Lighting |  | Elco Lighting | True |  |  |  |  | Home Fixtures Track Lighting Track Lighting Heads Track Head Fixture - Integrated LED - 17W - 1500 Lumens - 3000K - Halo Track Compatible - 120V - White Back Description The Elco Lighting Transom Series ET613DW LED track head comes with an integrated LED module that produces 1500 lumens with only 17 watts consumed. This LED track head also has 3000K soft white color temperature and 90 CRI. The ET613DW comes with an aluminum construction with white finish and 38° beam angle. Use this dimmable Elco Lighting LED track light to replace 100W halogen in retail stores, museum, and other educational lighting applications. LED track light run on 120V line voltage 90° vertical adjustment, 358° rotation Flicker-Free Dimming Instant On to Full Brightness technology Chip on Board LED design results in a smooth lumen output with no LED pixelation Use with ELCO 120V Single or Double Circuit Track Up to 50,000 hours rate life ETL certified and ROHS Track head has a 5 year warranty Track Head Fixture - Integrated LED - 17W - 1500 Lumens - 3000K - Halo Track Compatible - 120V - White | 3000 | 90 | 1500 | 88.2353 | 50000 | 17 | 1 | 65.93 | 65.93 | 77.4703 | 2020Q2 | https://www.beeslighting.com/ET613DW | Bee's Lighting | 2020 | Yes
LED Lighting |  | Elco Lighting | True |  |  |  |  | Home Fixtures Track Lighting Track Lighting Heads Track Head Fixture - Integrated LED - 16W - 1300 Lumens - 3000K - Halo Track Compatible - 120V - Black Back Description The Elco Lighting Trilene Series ET615DB LED track head comes with an integrated LED module that produces 1300 lumens with only 16 watts consumed. This LED track head also has 3000K soft white color temperature and 90 CRI. The ET615DB comes with an aluminum construction with black finish and 38° beam angle. Use this dimmable Elco Lighting LED track light to replace 100W halogen in retail stores, museum, and other educational applications. LED track light run on 120V line voltage Use with ELCO 120V Single or Double Circuit Track Triac and ELV dimmable down to 10% Flicker-Free Dimming Instant On to Full Brightness technology Chip on Board LED design results in a smooth lumen output with no LED pixelation Integrated driver Diecast adjustable track fixture Up to 50,000 hours rate life ETL certified and ROHS Track head has a 5 year warranty Track Head Fixture - Integrated LED - 16W - 1300 Lumens - 3000K - Halo Track Compatible - 120V - Black | 3000 | 90 | 1300 | 81.25 | 50000 | 16 | 1 | 74.18 | 74.18 | 87.1644 | 2020Q2 | https://www.beeslighting.com/ET615DB | Bee's Lighting | 2020 | Yes
LED Lighting |  | Elco Lighting | True |  |  |  |  | Home Fixtures Track Lighting Track Lighting Heads Track Head Fixture - Integrated LED - 16W - 1300 Lumens - 3000K - Halo Track Compatible - 120V - White Back Description The Elco Lighting Trilene Series ET615DW LED track head comes with an integrated LED module that produces 1300 lumens with only 16 watts consumed. This LED track head also has 3000K soft white color temperature and 90 CRI. The ET615DW comes with an aluminum construction with white finish and 38° beam angle. Use this dimmable Elco Lighting LED track light to replace 100W halogen in retail stores, museum, and other educational applications. LED track light run on 120V line voltage Use with ELCO 120V Single or Double Circuit Track Triac and ELV dimmable down to 10% Flicker-Free Dimming Instant On to Full Brightness technology Chip on Board LED design results in a smooth lumen output with no LED pixelation Integrated driver Diecast adjustable track fixture Up to 50,000 hours rate life ETL certified and ROHS Track head has a 5 year warranty Track Head Fixture - Integrated LED - 16W - 1300 Lumens - 3000K - Halo Track Compatible - 120V - White | 3000 | 90 | 1300 | 81.25 | 50000 | 16 | 1 | 74.18 | 74.18 | 87.1644 | 2020Q2 | https://www.beeslighting.com/ET615DW | Bee's Lighting | 2020 | Yes
LED Lighting |  | Elco Lighting | True |  |  |  |  | Home Fixtures Track Lighting Track Lighting Heads Wall Wash Track Fixture - Integrated LED - 70W - 5300 Lumens - 3500K - Halo Track Compatible - 120V - Black Back Description The Elco Lighting ETC464B LED wall wash track fixture comes with an integrated LED module that produces 5300 lumens with only 70 watts consumed. This LED wall wash track fixture also has 3500K neutral white color temperature and 80 CRI. The ETC464B comes with an aluminum construction with black finish. Use this dimmable Elco Lighting LED track light to replace flood wall wash lighting applications. LED track light runs on 120V line voltage Highly efficient specular aluminum reflector, combined with a painted louver, provides excellent glare control for maximum performance Track head is adjustable 180° vertically with 358° rotation Adaptable to ELCO single circuit or double circuit track system Effortlessly installed into H-Style track from ELCO or others. Compatible with Single and Double circuit track. Can be ordered as J-Style or L-Style Wall Wash Track Fixture - Integrated LED - 70W - 5300 Lumens - 3500K - Halo Track Compatible - 120V - Black | 3500 | 80 | 5300 | 75.7143 | 50000 | 70 | 1 | 163.35 | 163.35 | 191.9426 | 2020Q2 | https://www.beeslighting.com/ETC464B | Bee's Lighting | 2020 | No
LED Lighting |  | Elco Lighting | True |  |  |  |  | Home Fixtures Track Lighting Track Lighting Heads Wall Wash Track Fixture - Integrated LED - 30W - 2400 Lumens - 3000K - Halo Track Compatible - 120V - Black Back Description The Elco Lighting Distell Series ETW4030B LED wall wash track fixture comes with an integrated LED module that produces 2400 lumens with only 30 watts consumed. This LED wall wash track fixture also has 3000K soft white color temperature and 80 CRI. The ETW4030B comes with an aluminum construction with black finish. Use this dimmable Elco Lighting LED track light to replace flood wall wash lighting applications. LED track light run on 120V line voltage Triac and ELV dimmable down to 10% Flicker-Free Dimming Polycarbonate adaptor with copper conductor High Efficient driver with a power factor > 0.9 Up to 50,000 hours rate life ETL certified Track head has a 5 year warranty Wall Wash Track Fixture - Integrated LED - 30W - 2400 Lumens - 3000K - Halo Track Compatible - 120V - Black | 3000 | 80 | 2400 | 80 | 50000 | 30 | 1 | 163.5 | 163.5 | 192.1188 | 2020Q2 | https://www.beeslighting.com/ETW4030B | Bee's Lighting | 2020 | Yes
LED Lighting |  | Elco Lighting | True |  |  |  |  | Home Fixtures Track Lighting Track Lighting Heads Wall Wash Track Fixture - Integrated LED - 30W - 2400 Lumens - 3000K - Halo Track Compatible - 120V - White Back Description The Elco Lighting Distell Series ETW4030W LED wall wash track fixture comes with an integrated LED module that produces 2400 lumens with only 30 watts consumed. This LED wall wash track fixture also has 3000K soft white color temperature and 80 CRI. The ETW4030W comes with an aluminum construction with white finish. Use this dimmable Elco Lighting LED track light to replace flood wall wash lighting applications. LED track light run on 120V line voltage Triac and ELV dimmable down to 10% Flicker-Free Dimming Polycarbonate adaptor with copper conductor High Efficient driver with a power factor > 0.9 Up to 50,000 hours rate life ETL certified Track head has a 5 year warranty Wall Wash Track Fixture - Integrated LED - 30W - 2400 Lumens - 3000K - Halo Track Compatible - 120V - White | 3000 | 80 | 2400 | 80 | 50000 | 30 | 1 | 163.5 | 163.5 | 192.1188 | 2020Q2 | https://www.beeslighting.com/ETW4030W | Bee's Lighting | 2020 | Yes
LED Lighting |  | Elco Lighting | True |  |  |  |  | Home Fixtures Track Lighting Track Lighting Heads Wall Wash Track Fixture - Integrated LED - 30W - 2500 Lumens - 4000K - Halo Track Compatible - 120V - Black Back Description The Elco Lighting Distell Series ETW4040B LED wall wash track fixture comes with an integrated LED module that produces 2500 lumens with only 30 watts consumed. This LED wall wash track fixture also has 4000K cool white color temperature and 80 CRI. The ETW4040B comes with an aluminum construction with black finish. Use this dimmable Elco Lighting LED track light to replace flood wall wash lighting applications. LED track light run on 120V line voltage Triac and ELV dimmable down to 10% Flicker-Free Dimming Polycarbonate adaptor with copper conductor High Efficient driver with a power factor > 0.9 Up to 50,000 hours rate life ETL certified Track head has a 5 year warranty Wall Wash Track Fixture - Integrated LED - 30W - 2500 Lumens - 4000K - Halo Track Compatible - 120V - Black | 4000 | 80 | 2500 | 83.3333 | 50000 | 30 | 1 | 163.5 | 163.5 | 192.1188 | 2020Q2 | https://www.beeslighting.com/ETW4040B | Bee's Lighting | 2020 | Yes
LED Lighting |  | Elco Lighting | True |  |  |  |  | Home Fixtures Track Lighting Track Lighting Heads Wall Wash Track Fixture - Integrated LED - 30W - 2500 Lumens - 4000K - Halo Track Compatible - 120V - White Back Description The Elco Lighting Distell Series ETW4040W LED wall wash track fixture comes with an integrated LED module that produces 2500 lumens with only 30 watts consumed. This LED wall wash track fixture also has 4000K cool white color temperature and 80 CRI. The ETW4040W comes with an aluminum construction with white finish. Use this dimmable Elco Lighting LED track light to replace flood wall wash lighting applications. LED track light run on 120V line voltage Triac and ELV dimmable down to 10% Flicker-Free Dimming Polycarbonate adaptor with copper conductor High Efficient driver with a power factor > 0.9 Up to 50,000 hours rate life ETL certified Track head has a 5 year warranty Wall Wash Track Fixture - Integrated LED - 30W - 2500 Lumens - 4000K - Halo Track Compatible - 120V - White | 4000 | 80 | 2500 | 83.3333 | 50000 | 30 | 1 | 163.5 | 163.5 | 192.1188 | 2020Q2 | https://www.beeslighting.com/ETW4040W | Bee's Lighting | 2020 | Yes
LED Lighting | Reflector | GM Lighting | True |  |  |  |  | Home Fixtures Under Cabinet Lighting Under Cabinet LED Light Bar 16in LED Under Cabinet Light Bar - 6.5W - 450 Lumens - 3000K - 24V - LARC6-16-WW-W Back Description The GM Lighting LARC6-16-WW-W LED under cabinet light bar comes in a length of 16". This 6.5 watt 450 lumen 3000K LED light bar uses low input voltage 24V. This LED under cabinet light bar has a white color finish and an aluminum housing construction. LED light bars are an excellent lighting solution for indoor commercial and residential applications like under cabinets, shelves, office, retail, coves, task lighting, utility lighting and display cases. Features: This fixture is built with a frosted polycarbonate lens Dimmable LED under cabinet light bar LED rate life of 50,000 hours Color rendering index CRI 80 Efficacy rating 69 lm/W This fixture can be easily mounted with adjustable mounting hinges 5 year warranty 16in LED Under Cabinet Light Bar - 6.5W - 450 Lumens - 3000K - 24V - LARC6-16-WW-W | 3000 | 80 | 450 | 64.2857 | 50000 | 7 | 1 | 54 | 54 | 63.4521 | 2020Q2 | https://www.beeslighting.com/LARC6-16-WW-W | Bee's Lighting | 2020 | Yes
LED Lighting | Downlight | Lithonia |  |  |  |  | Pre-wired | Home Fixtures Commercial Lighting Commercial Downlights 3 in. Round Downlight - LED - 25W - 1500 Lumens 3 in. Round Downlight - LED - 25W - 1500 Lumens |  |  | 1500 | 60 | 60000 | 25 | 1 | 170 | 170 | 199.7566 | 2020Q2 | https://www.beeslighting.com/LDN3-15 | Bee's Lighting | 2020 | Yes
LED Lighting | Downlight | RAB Lighting | [5 empty] | Home Fixtures Outdoor Lighting Landscape Lighting Landscape Flood Lights LED Landscape Flood Light - 8 Watt - RAB Lighting LFLED8 Back Description This LED flood light LFLED8 from RAB Lighting can be used for various landscape residential and commercial applications. This outdoor LED floodlight is available in 3000K, 4000K and 5000K cool white color temperature and operate at different voltage. The Bullet upward LED accent floodlights from RAB Lighting are built with aluminum with bronze, black, white, verde green finishes. The RAB Lighting LFLED is the ideal exterior uplights or downlight option for your outdoor lighting needs. High performance sealed led Bullet floodlight enhance beautiful Landscaping in your yard or your outside housing at night. The landscape led bullet floodlights have a wide variety of spot and flood beam angles. The directional Led Bullet Flood light is easy to install on the ground using a stake or a junction box.Suitable for ground mounting.100,000-hour LED lifespan based on IES LM-80 resultsThis LED Floodlight is mercury and UV free and RoHS compliant.It is UL listed making it a suitable choice for wet locations.Optional spot and narrow spot hood reflectors availableMicroprismatic diffuser produces a smooth distribution and low glare.Runs cool; prevents burning foliage or fingersComes with 5-year warranty LED Landscape Flood Light - 8 Watt - RAB Lighting LFLED8 | 3000 |  | 588 | 73.5 | 100000 | 8 | 1 | 104.43 | 104.43 | 122.7093 | 2020Q2 | https://www.beeslighting.com/LFLED8 | Bee's Lighting | 2020 | Yes
LED Lighting |  | Lithonia | True |  |  |  |  | Home Fixtures Track Lighting Track Lighting Kits Track Light Kit - Integrated LED - 26W - 1500 Lumens - 2700K - 120V - Brushed Nickel Back Description The Lithonia LTIKMSBK LED 27K BN M4 LED track kit fixture comes with an integrated LED module that produces 500 lumens with only 8.6 watts consumed. This LED track kit fixture also has 2700K warm white color temperature and 80 CRI. The LTIKMSBK LED 27K BN M4 comes with a steel construction with brushed nickel finish. Use this dimmable Lithonia LED track light to replace 50W halogen in retail stores, museum, and other educational applications. LED track light run on 120V line voltage Kit includes Lithonia (1) 44” track (120V), (1) floating feed, and (3) LTIHMSBK integrated dimmable LED adjustable track heads Up to 35,000 hours rate life ETL certified, LM79 and LM80 Track head has a 5 year warranty Track Light Kit - Integrated LED - 26W - 1500 Lumens - 2700K - 120V - Brushed Nickel | 2700 | 80 | 1500 | 57.6923 | 35000 | 26 | 1 | 135.15 | 135.15 | 158.8065 | 2020Q2 | https://www.beeslighting.com/LTIKMSBK-LED-27K-BN | Bee's Lighting | 2020 | Yes
LED Lighting | Downlight | MaxLite | [5 empty] | Home Fixtures Outdoor Lighting Wall Packs LED Wall Pack - 28 Watt - 3200 Lumens - 4000K - 175W MH Equal Back Description Thoughtfully designed for downlighting, the MPulse Wall Mount features an adjustable head that enables its use as an open face or cutoff fixture. It takes just one person to install and service the MPulse Wall Mount luminaire. The back plate mounts to the surface and allows for the wall mount to hang for easy wiring. Once the power supply is connected, the fixture is secured into place with screws. A hinged back cover provides access to the driver for quick and easy replacement in the field. 0-45 degree field adjustable head lumen maintenance value of > 93% (L93) at 100,000 hours calculated at 25°C Die Cast Aluminum housing Tempered Glass 3.2T Designed to mount to standard 3.5” or 4” J-box Uniquely designed for ease of installation by one person Listed for use in wet locations to UL standards and meet IP66 rating LED Wall Pack - 28 Watt - 3200 Lumens - 4000K - 175W MH Equal | 4000 | 70 | 3200 | 114.2857 | 100000 | 28 | 1 | 197.51 | 197.51 | 232.0819 | 2020Q2 | https://www.beeslighting.com/MP-SM28UT3-40B | Bee's Lighting | 2020 | Yes
LED Lighting | Downlight | MaxLite | True |  |  |  |  | Home Fixtures Outdoor Lighting Wall Packs LED Wall Pack - 28 Watt - 3230 Lumens - 5000K - 175W MH Equal Back Description Thoughtfully designed for downlighting, the MPulse Wall Mount features an adjustable head that enables its use as an open face or cutoff fixture. It takes just one person to install and service the MPulse Wall Mount luminaire. The back plate mounts to the surface and allows for the wall mount to hang for easy wiring. Once the power supply is connected, the fixture is secured into place with screws. A hinged back cover provides access to the driver for quick and easy replacement in the field. 120-277V dimming standard. 347-480V options available 0-45 degree field adjustable head lumen maintenance value of > 93% (L93) at 100,000 hours calculated at 25°C Die Cast Aluminum housing Tempered Glass 3.2T Designed to mount to standard 3.5” or 4” J-box Uniquely designed for ease of installation by one person Listed for use in wet locations to UL standards and meet IP66 rating LED Wall Pack - 28 Watt - 3230 Lumens - 5000K - 175W MH Equal | 5000 | 70 | 3230 | 115.3571 | 100000 | 28 | 1 | 197.51 | 197.51 | 232.0819 | 2020Q2 | https://www.beeslighting.com/MP-SM28UT3-50B | Bee's Lighting | 2020 | Yes
LED Lighting | Downlight | MaxLite | [5 empty] | Home Fixtures Outdoor Lighting Wall Packs LED Wall Pack - 55 Watt - 6200 Lumens - 4000K - 250W MH Equal Back Description Thoughtfully designed for downlighting, the MPulse Wall Mount features an adjustable head that enables its use as an open face or cutoff fixture. It takes just one person to install and service the MPulse Wall Mount luminaire. The back plate mounts to the surface and allows for the wall mount to hang for easy wiring. Once the power supply is connected, the fixture is secured into place with screws. A hinged back cover provides access to the driver for quick and easy replacement in the field. 0-45 degree field adjustable head lumen maintenance value of > 93% (L93) at 100,000 hours calculated at 25°C Die Cast Aluminum housing Tempered Glass 3.2T Designed to mount to standard 3.5” or 4” J-box Uniquely designed for ease of installation by one person Listed for use in wet locations to UL standards and meet IP66 rating LED Wall Pack - 55 Watt - 6200 Lumens - 4000K - 250W MH Equal | 4000 | 70 | 6200 | 112.7273 | 100000 | 55 | 1 | 226.77 | 226.77 | 266.4635 | 2020Q2 | https://www.beeslighting.com/MP-SM55UT3-40B | Bee's Lighting | 2020 | No
LED Lighting | Downlight | MaxLite | [5 empty] | Home Fixtures Outdoor Lighting Wall Packs LED Wall Pack - 55 Watt - 6250 Lumens - 5000K - 250W MH Equal Back Description Thoughtfully designed for downlighting, the MPulse Wall Mount features an adjustable head that enables its use as an open face or cutoff fixture. It takes just one person to install and service the MPulse Wall Mount luminaire. The back plate mounts to the surface and allows for the wall mount to hang for easy wiring. Once the power supply is connected, the fixture is secured into place with screws. A hinged back cover provides access to the driver for quick and easy replacement in the field. 0-45 degree field adjustable head lumen maintenance value of > 93% (L93) at 100,000 hours calculated at 25°C Die Cast Aluminum housing Tempered Glass 3.2T Designed to mount to standard 3.5” or 4” J-box Uniquely designed for ease of installation by one person Listed for use in wet locations to UL standards and meet IP66 rating LED Wall Pack - 55 Watt - 6250 Lumens - 5000K - 250W MH Equal | 5000 | 70 | 6250 | 113.6364 | 100000 | 55 | 1 | 226.77 | 226.77 | 266.4635 | 2020Q2 | https://www.beeslighting.com/MP-SM55UT3-50B | Bee's Lighting | 2020 | No
LED Lighting | Downlight | Nora Lighting | True |  |  |  | Pre-wired | Home Fixtures Commercial Lighting Commercial Downlights 6 inch LED Downlight - 900 Lumens - 15 Watt - Sapphire II 6 inch LED Downlight - 900 Lumens - 15 Watt - Sapphire II |  | 90 | 900 | 60 | 60000 | 15 | 1 | 81 | 81 | 95.1781 | 2020Q2 | https://www.beeslighting.com/NC2-631L09 | Bee's Lighting | 2020 | Yes
LED Lighting | Downlight | Nora Lighting | True |  |  |  | Pre-wired | Home Fixtures Commercial Lighting Commercial Downlights 6 inch LED Downlight - 1500 Lumens - 18 Watt - Sapphire II 6 inch LED Downlight - 1500 Lumens - 18 Watt - Sapphire II |  | 90 | 1500 | 83.3333 | 60000 | 18 | 1 | 88.2 | 88.2 | 103.6384 | 2020Q2 | https://www.beeslighting.com/NC2-631L15 | Bee's Lighting | 2020 | Yes
LED Lighting | Downlight | Nora Lighting | True |  |  |  | Pre-wired | Home Fixtures Commercial Lighting Commercial Downlights 6 inch LED Downlight - 2500 Lumens - 30 Watt - Sapphire II 6 inch LED Downlight - 2500 Lumens - 30 Watt - Sapphire II |  | 90 | 2500 | 83.3333 | 60000 | 30 | 1 | 93.6 | 93.6 | 109.9836 | 2020Q2 | https://www.beeslighting.com/NC2-631L25 | Bee's Lighting | 2020 | Yes
LED Lighting | Downlight | Nora Lighting | True |  |  |  | Pre-wired | Home Fixtures Commercial Lighting Commercial Downlights 6 inch LED Downlight - 3500 Lumens - 46 Watt - Sapphire II 6 inch LED Downlight - 3500 Lumens - 46 Watt - Sapphire II |  | 90 | 3500 | 76.087 | 60000 | 46 | 1 | 109.8 | 109.8 | 129.0192 | 2020Q2 | https://www.beeslighting.com/NC2-631L35 | Bee's Lighting | 2020 | Yes
LED Lighting | Downlight | Nora Lighting | True |  |  |  | Pre-wired | Home Fixtures Commercial Lighting Commercial Downlights 8 inch LED Downlight - 900 Lumens - 15 Watt - Sapphire II 8 inch LED Downlight - 900 Lumens - 15 Watt - Sapphire II |  | 90 | 900 | 60 | 60000 | 15 | 1 | 84.6 | 84.6 | 99.4083 | 2020Q2 | https://www.beeslighting.com/NC2-831L09 | Bee's Lighting | 2020 | Yes
LED Lighting | Downlight | Nora Lighting | True |  |  |  | Pre-wired | Home Fixtures Commercial Lighting Commercial Downlights 8 inch LED Downlight - 2500 Lumens - 30 Watt - Sapphire II 8 inch LED Downlight - 2500 Lumens - 30 Watt - Sapphire II |  | 90 | 2500 | 83.3333 | 60000 | 30 | 1 | 97.2 | 97.2 | 114.2138 | 2020Q2 | https://www.beeslighting.com/NC2-831L25 | Bee's Lighting | 2020 | Yes
LED Lighting | Downlight | Nora Lighting | True |  |  |  | Pre-wired | Home Fixtures Commercial Lighting Commercial Downlights 8 inch LED Downlight - 3500 Lumens - 46 Watt - Sapphire II 8 inch LED Downlight - 3500 Lumens - 46 Watt - Sapphire II |  | 90 | 3500 | 76.087 | 60000 | 46 | 1 | 113.4 | 113.4 | 133.2494 | 2020Q2 | https://www.beeslighting.com/NC2-831L35 | Bee's Lighting | 2020 | Yes
LED Lighting | Downlight | Nora Lighting | True |  |  |  | Pre-wired | Home Fixtures Commercial Lighting Commercial Downlights 8 inch LED Downlight - 4500 Lumens - 60 Watt - Sapphire II 8 inch LED Downlight - 4500 Lumens - 60 Watt - Sapphire II |  | 90 | 4500 | 75 | 60000 | 60 | 1 | 113.4 | 113.4 | 133.2494 | 2020Q2 | https://www.beeslighting.com/NC2-831L45 | Bee's Lighting | 2020 | Yes
LED Lighting | Downlight | Nora Lighting | True |  |  |  |  | Home Fixtures Recessed Lighting 4 inch LED Modular Downlight - Iolite Series 4 inch LED Modular Downlight - Iolite Series | 2700 | 96 | 800 | 57.1429 | 50000 | 14 | 1 | 73.71 | 73.71 | 86.6121 | 2020Q2 | https://www.beeslighting.com/NIO-4R | Bee's Lighting | 2020 | Yes
LED Lighting | Downlight | Nora Lighting | True |  |  |  |  | Home Fixtures Recessed Lighting 4 inch LED Modular Square Downlight - Iolite Series 4 inch LED Modular Square Downlight - Iolite Series | 2700 | 96 | 800 | 57.1429 | 50000 | 14 | 1 | 73.71 | 73.71 | 86.6121 | 2020Q2 | https://www.beeslighting.com/NIO-4S | Bee's Lighting | 2020 | Yes
LED Lighting | Downlight | Nora Lighting | True |  |  |  |  | Home Fixtures Recessed Lighting 1 inch LED Modular Downlight - Iolite Series 1 inch LED Modular Downlight - Iolite Series | 2700 | 96 | 600 | 66.6667 | 50000 | 9 | 1 | 73.71 | 73.71 | 86.6121 | 2020Q2 | https://www.beeslighting.com/NIOB-1 | Bee's Lighting | 2020 | Yes
LED Lighting | Downlight | Nora Lighting | True |  |  |  |  | Home Fixtures Recessed Lighting 2 inch LED Modular Downlight - Iolite Series 2 inch LED Modular Downlight - Iolite Series | 2700 | 96 | 800 | 57.1429 | 50000 | 14 | 1 | 73.71 | 73.71 | 86.6121 | 2020Q2 | https://www.beeslighting.com/NIOB-2R | Bee's Lighting | 2020 | Yes
LED Lighting | Downlight | Nora Lighting | True |  |  |  |  | Home Fixtures Recessed Lighting 2 inch LED Modular Square Downlight - Iolite Series 2 inch LED Modular Square Downlight - Iolite Series | 2700 | 96 | 800 | 57.1429 | 50000 | 14 | 1 | 73.71 | 73.71 | 86.6121 | 2020Q2 | https://www.beeslighting.com/NIOB-2S | Bee's Lighting | 2020 | Yes
LED Lighting | Downlight | Nora Lighting | True |  |  |  | E26, 2-pin | Home Fixtures Recessed Lighting 4 in - 65W Equal - LED Retrofit Downlight - 650 Lumens - 10W - 3000K - White Back Description Nora Lighting’s new 4" Onyx Adjustable Series offers an economical quality solution to LED Retrofit Downlighting. The 4" Onyx produces 90+ CRI for true vibrant color rendition. The 4" 650 lumen/10.5 watt unit is compatible with Nora’s dedicated housing to meet energy rebate requirements, as well as Nora’s 4" medium base housings and 4" housings by others. cULus, Energy Star and Title 24 listed, the Onyx by Nora can be used in new construction, remodel and retrofit applications. Onyx is the smart choice for energy-efficient, dimmable lighting. High color rendition: 90+ CRI Integral driver Dimmable 18º adjustability Recessed mount into 4" housing. Includes medium base socket adapter for easy retrofitting in 4" recessed housings 4 in - 65W Equal - LED Retrofit Downlight - 650 Lumens - 10W - 3000K - White | 3000 | 90 | 650 | 65 | 36000 | 10 | 1 | 28.71 | 28.71 | 33.7354 | 2020Q2 | https://www.beeslighting.com/NOX-43430WW | Bee's Lighting | 2020 | Yes
LED Lighting | Downlight | Nora Lighting | True |  |  |  | E26, 2-pin | Home Fixtures Recessed Lighting 5/6 in - 75W Equal - LED Retrofit Downlight - 750 Lumens - 12W - 3000K - White Back Description Nora Lighting’s new 5" or 6" Onyx Adjustable Series offers an economical quality solution to LED Retrofit Downlighting. The 5" or 6" Onyx produces 90+ CRI for true vibrant color rendition. The 5" or 6" 750 lumen/12.5 watt unit is compatible with Nora’s dedicated housing to meet energy rebate requirements, as well as Nora’s 5" or 6" medium base housings and 5" or 6" housings by others. cULus, Energy Star and Title 24 listed, the Onyx by Nora can be used in new construction, remodel and retrofit applications. Onyx is the smart choice for energy-efficient, dimmable lighting. High color rendition: 90+ CRI Integral driver Dimmable Recessed mount into 5/6" housing. Includes medium base socket adapter for easy retrofitting in 5/6" recessed housings 5/6 in - 75W Equal - LED Retrofit Downlight - 750 Lumens - 12W - 3000K - White | 3000 | 90 | 750 | 62.5 | 36000 | 12 | 1 | 28.71 | 28.71 | 33.7354 | 2020Q2 | https://www.beeslighting.com/NOX-563430WW | Bee's Lighting | 2020 | Yes
LED Lighting | Downlight | Nora Lighting | True |  |  |  | E26, 2-pin | Home Fixtures Recessed Lighting 5/6 in - 75W Equal - LED Retrofit Downlight - 750 Lumens - 12W - 2700K - White Back Description The Nora NOXAC-563127WW Onyx Series LED fixture is suitable for use with a 5"/6" recessed housing by Nora or others. The Onyx produces even illumination without diode image. The low profile dimmable unit is cULus wet listed and produces 750 lumens at 90+ CRI. Deep set optic for visual comfort. High color rendition: 90+ CRI Integral driver Dimmable Recessed mount into 5/6" housing. Includes medium base socket adapter for easy retrofitting in 5/6" recessed housings 5/6 in - 75W Equal - LED Retrofit Downlight - 750 Lumens - 12W - 2700K - White | 2700 | 90 | 750 | 62.5 | 36000 | 12 | 1 | 25.11 | 25.11 | 29.5052 | 2020Q2 | https://www.beeslighting.com/NOXAC-563127WW | Bee's Lighting | 2020 | Yes
LED Lighting | Downlight | Nora Lighting | True |  |  |  | E26, 2-pin | Home Fixtures Recessed Lighting 5/6 in - 75W Equal - LED Retrofit Downlight - 750 Lumens - 12W - 3000K - White Back Description The Nora NOXAC-563130WW Onyx Series LED fixture is suitable for use with a 5"/6" recessed housing by Nora or others. The Onyx produces even illumination without diode image. The low profile dimmable unit is cULus wet listed and produces 750 lumens at 90+ CRI. Deep set optic for visual comfort. High color rendition: 90+ CRI Integral driver Dimmable Recessed mount into 5/6" housing. Includes medium base socket adapter for easy retrofitting in 5/6" recessed housings 5/6 in - 75W Equal - LED Retrofit Downlight - 750 Lumens - 12W - 3000K - White | 3000 | 90 | 750 | 62.5 | 36000 | 12 | 1 | 25.11 | 25.11 | 29.5052 | 2020Q2 | https://www.beeslighting.com/NOXAC-563130WW | Bee's Lighting | 2020 | Yes
LED Lighting | Downlight | Nora Lighting | True |  |  |  | E26, 2-pin | Home Fixtures Recessed Lighting 5/6 in - 75W Equal - LED Retrofit Downlight - 750 Lumens - 12W - 3000K - White Back Description The Nora NOXAC-563230WW Onyx Series LED fixture is suitable for use with a 5"/6" recessed housing by Nora or others. The Onyx produces even illumination without diode image. The low profile dimmable unit is cULus wet listed and produces 750 lumens at 90+ CRI. Deep set optic for visual comfort. High color rendition: 90+ CRI Integral driver Dimmable Recessed mount into 5/6" housing. Includes medium base socket adapter for easy retrofitting in 5/6" recessed housings 5/6 in - 75W Equal - LED Retrofit Downlight - 750 Lumens - 12W - 3000K - White | 3000 | 90 | 750 | 62.5 | 36000 | 12 | 1 | 25.11 | 25.11 | 29.5052 | 2020Q2 | https://www.beeslighting.com/NOXAC-563230WW | Bee's Lighting | 2020 | Yes
LED Lighting | Downlight | Nora Lighting | True |  |  |  | E26, 2-pin | Home Fixtures Recessed Lighting 5/6 in - 75W Equal - LED Retrofit Downlight - 750 Lumens - 12W - 4000K - White Back Description The Nora NOXAC-563240WW Onyx Series LED fixture is suitable for use with a 5"/6" recessed housing. The Onyx produces even illumination without diode image. The low profile dimmable unit is cULus wet listed and produces 750 lumens at 90+ CRI. Deep set optic for visual comfort. High color rendition: 90+ CRI Integral driver Dimmable Recessed mount into 5/6" housing. Includes medium base socket adapter for easy retrofitting in 5/6" recessed housings 5/6 in - 75W Equal - LED Retrofit Downlight - 750 Lumens - 12W - 4000K - White | 4000 | 90 | 750 | 62.5 | 36000 | 12 | 1 | 25.11 | 25.11 | 29.5052 | 2020Q2 | https://www.beeslighting.com/NOXAC-563240WW | Bee's Lighting | 2020 | Yes
LED Lighting | Decorative | Nora Lighting | True |  |  |  |  | Home Fixtures Under Cabinet Lighting Under Cabinet LED Light Bar 12 in. - LED Under Cabinet Light Bar - 4.8W - 350 Lumens - 4000K - 24V - Nora Back Description The Nora NULB-812LED940A LED under cabinet light bar comes in a length of 12". This 4.8 watt 350 lumen 4000K LED light bar uses low input voltage 24V. This LED under cabinet light bar has a natural aluminum finish and an aluminum housing construction. LED light bars are an excellent lighting solution for indoor commercial and residential applications like under cabinets, shelves, office, retail, coves, task lighting, utility lighting and display cases. Features: Uniform reflectance with NO diode image Easy installation with flush mount 0? - 90?adjustable aiming mounting brackets (included) Color rendering index CRI 90 Efficacy rating 72.9 lm/W LED rate life of 30,000 hours Operates efficiently within temperatures of -13°F - 140°F Dimmable LED linear light bar This fixture is energy star rated 5 year warranty 12 in. - LED Under Cabinet Light Bar - 4.8W - 350 Lumens - 4000K - 24V - Nora | 4000 | 90 | 350 | 70 | 30000 | 5 | 1 | 31.5 | 31.5 | 37.0137 | 2020Q2 | https://www.beeslighting.com/NULB-812LED940A | Bee's Lighting | 2020 | Yes
LED Lighting | Downlight | Lithonia |  | Daylighting/Photocell, |  |  |  | Home Fixtures Outdoor Lighting Security Lights LED Wall Pack with Photocell - 20 Watt - 2700 Lumens - 4000K - 175W MH Equal Back Description As versatile as it is efficient, the OLWX1 is designed to replace up to 250W metal halide while saving up to 87% in energy costs. It combines multiple mounting options with the latest generation of LEDs for a wall pack luminaire that converts to a whole lot more. Whether you are mounting it to a recessed junction box, conduit/through wiring, as an uplight, as a downlight, or as a floodlight – the OLWX1 has you covered. Ideal for outdoor applications such as building perimeters, loading areas, driveways and sign and building floodlighting Integral heat sinks optimize thermal management through conductive and convective cooling Light engine consists of 1 high-efficiency Chip On Board (COB) LED with integrated circuit board mounted directly to the housing to maximize heat dissipation and promote long life (L73/100,000 hours at 25°C) Easily mounts to recessed junction boxes with the included wall mount bracket, or for surface mounting and conduit entry - with the included junction box with five 1/2” threaded conduit entry hubs. LED Wall Pack with Photocell - 20 Watt - 2700 Lumens - 4000K - 175W MH Equal | 4000 | 76 | 2700 | 135 | 100000 | 20 | 1 | 189.95 | 189.95 | 223.1986 | 2020Q2 | https://www.beeslighting.com/OLWX1-LED-20W-40K-120-PE-M4 | Bee's Lighting | 2020 | Yes
LED Lighting | Downlight | Lithonia | [5 empty] | Home Fixtures Outdoor Lighting Wall Packs LED Wall Pack - 20 Watt - 2700 Lumens - 4000K - 175W MH Equal Back Description As versatile as it is efficient, the OLWX1 is designed to replace up to 250W metal halide while saving up to 87% in energy costs. It combines multiple mounting options with the latest generation of LEDs for a wall pack luminaire that converts to a whole lot more. Whether you are mounting it to a recessed junction box, conduit/through wiring, as an uplight, as a downlight, or as a floodlight – the OLWX1 has you covered. Ideal for outdoor applications such as building perimeters, loading areas, driveways and sign and building floodlighting Integral heat sinks optimize thermal management through conductive and convective cooling Light engine consists of 1 high-efficiency Chip On Board (COB) LED with integrated circuit board mounted directly to the housing to maximize heat dissipation and promote long life (L73/100,000 hours at 25°C) Easily mounts to recessed junction boxes with the included wall mount bracket, or for surface mounting and conduit entry - with the included junction box with five 1/2” threaded conduit entry hubs. LED Wall Pack - 20 Watt - 2700 Lumens - 4000K - 175W MH Equal | 4000 | 76 | 2700 | 135 | 100000 | 20 | 1 | 149.95 | 149.95 | 176.197 | 2020Q2 | https://www.beeslighting.com/OLWX1-LED-20W-40K-M4 | Bee's Lighting | 2020 | Yes
LED Lighting | Downlight | Lithonia |  | Daylighting/Photocell, |  |  |  | Home Fixtures Outdoor Lighting Security Lights LED Wall Pack with Photocell - 20 Watt - 2700 Lumens - 5000K - 175W MH Equal Back Description As versatile as it is efficient, the OLWX1 is designed to replace up to 250W metal halide while saving up to 87% in energy costs. It combines multiple mounting options with the latest generation of LEDs for a wall pack luminaire that converts to a whole lot more. Whether you are mounting it to a recessed junction box, conduit/through wiring, as an uplight, as a downlight, or as a floodlight – the OLWX1 has you covered. Ideal for outdoor applications such as building perimeters, loading areas, driveways and sign and building floodlighting Integral heat sinks optimize thermal management through conductive and convective cooling Light engine consists of 1 high-efficiency Chip On Board (COB) LED with integrated circuit board mounted directly to the housing to maximize heat dissipation and promote long life (L73/100,000 hours at 25°C) Easily mounts to recessed junction boxes with the included wall mount bracket, or for surface mounting and conduit entry - with the included junction box with five 1/2” threaded conduit entry hubs. LED Wall Pack with Photocell - 20 Watt - 2700 Lumens - 5000K - 175W MH Equal | 5000 | 81 | 2700 | 135 | 100000 | 20 | 1 | 149.95 | 149.95 | 176.197 | 2020Q2 | https://www.beeslighting.com/OLWX1-LED-20W-50K-120-PE-M4 | Bee's Lighting | 2020 | Yes
LED Lighting | Downlight | Lithonia | [5 empty] | Home Fixtures Outdoor Lighting Wall Packs LED Wall Pack - 20 Watt - 2700 Lumens - 5000K - 175W MH Equal Back Description As versatile as it is efficient, the OLWX1 is designed to replace up to 250W metal halide while saving up to 87% in energy costs. It combines multiple mounting options with the latest generation of LEDs for a wall pack luminaire that converts to a whole lot more. Whether you are mounting it to a recessed junction box, conduit/through wiring, as an uplight, as a downlight, or as a floodlight – the OLWX1 has you covered. Ideal for outdoor applications such as building perimeters, loading areas, driveways and sign and building floodlighting Integral heat sinks optimize thermal management through conductive and convective cooling Light engine consists of 1 high-efficiency Chip On Board (COB) LED with integrated circuit board mounted directly to the housing to maximize heat dissipation and promote long life (L73/100,000 hours at 25°C) Easily mounts to recessed junction boxes with the included wall mount bracket, or for surface mounting and conduit entry - with the included junction box with five 1/2” threaded conduit entry hubs. LED Wall Pack - 20 Watt - 2700 Lumens - 5000K - 175W MH Equal | 5000 | 81 | 2700 | 135 | 100000 | 20 | 1 | 179.95 | 179.95 | 211.4482 | 2020Q2 | https://www.beeslighting.com/OLWX1-LED-20W-50K-M4 | Bee's Lighting | 2020 | Yes
LED Lighting | Downlight | Lithonia | [5 empty] | Home Fixtures Outdoor Lighting Wall Packs LED Wall Pack - 40 Watt - 4027 Lumens - 4000K - 250W MH Equal Back Description As versatile as it is efficient, the OLWX1 is designed to replace up to 250W metal halide while saving up to 87% in energy costs. It combines multiple mounting options with the latest generation of LEDs for a wall pack luminaire that converts to a whole lot more. Whether you are mounting it to a recessed junction box, conduit/through wiring, as an uplight, as a downlight, or as a floodlight – the OLWX1 has you covered. Ideal for outdoor applications such as building perimeters, loading areas, driveways and sign and building floodlighting Integral heat sinks optimize thermal management through conductive and convective cooling Light engine consists of 1 high-efficiency Chip On Board (COB) LED with integrated circuit board mounted directly to the housing to maximize heat dissipation and promote long life (L73/100,000 hours at 25°C) Easily mounts to recessed junction boxes with the included wall mount bracket, or for surface mounting and conduit entry - with the included junction box with five 1/2” threaded conduit entry hubs. LED Wall Pack - 40 Watt - 4027 Lumens - 4000K - 250W MH Equal | 4000 | 70 | 4027 | 100.675 | 100000 | 40 | 1 | 179.95 | 179.95 | 211.4482 | 2020Q2 | https://www.beeslighting.com/OLWX1-LED-40W-40K-M4 | Bee's Lighting | 2020 | Yes
LED Lighting | Downlight | Lithonia | [5 empty] | Home Fixtures Outdoor Lighting Wall Packs LED Wall Pack - 40 Watt - 4079 Lumens - 5000K - 250W MH Equal Back Description As versatile as it is efficient, the OLWX1 is designed to replace up to 250W metal halide while saving up to 87% in energy costs. It combines multiple mounting options with the latest generation of LEDs for a wall pack luminaire that converts to a whole lot more. Whether you are mounting it to a recessed junction box, conduit/through wiring, as an uplight, as a downlight, or as a floodlight – the OLWX1 has you covered. Ideal for outdoor applications such as building perimeters, loading areas, driveways and sign and building floodlighting Integral heat sinks optimize thermal management through conductive and convective cooling Light engine consists of 1 high-efficiency Chip On Board (COB) LED with integrated circuit board mounted directly to the housing to maximize heat dissipation and promote long life (L73/100,000 hours at 25°C) Easily mounts to recessed junction boxes with the included wall mount bracket, or for surface mounting and conduit entry - with the included junction box with five 1/2” threaded conduit entry hubs. LED Wall Pack - 40 Watt - 4079 Lumens - 5000K - 250W MH Equal | 5000 | 72 | 4079 | 101.975 | 100000 | 40 | 1 | 229.95 | 229.95 | 270.2001 | 2020Q2 | https://www.beeslighting.com/OLWX1-LED-40W-50K-M4 | Bee's Lighting | 2020 | Yes
LED Lighting | Downlight | Lithonia | [5 empty] | Home Fixtures Outdoor Lighting Wall Packs LED Wall Pack - 78 Watt - 9900 Lumens - 4000K - 400W MH Equal Back Description As versatile as it is efficient, the OLWX2 is designed to replace up to 400W metal halide while saving over 81% in energy costs. It combines multiple mounting options with the latest generation of LEDs for a wall pack luminaire which is a whole lot more. Whether you are mounting it to a recessed junction box, conduit/through wiring, as an uplight, as a downlight, or as a floodlight - the OLWX2 has you covered. LED Wall Pack - 78 Watt - 9900 Lumens - 4000K - 400W MH Equal | 4000 | 78 | 9900 | 126.9231 | 100000 | 78 | 1 | 339 | 339 | 398.3381 | 2020Q2 | https://www.beeslighting.com/OLWX2-LED-90W-40K-DDB-M2 | Bee's Lighting | 2020 | No
LED Lighting | Downlight | Lithonia | [5 empty] | Home Fixtures Outdoor Lighting Wall Packs LED Wall Pack - 78 Watt - 10000 Lumens - 5000K - 400W MH Equal Back Description As versatile as it is efficient, the OLWX2 is designed to replace up to 400W metal halide while saving over 81% in energy costs. It combines multiple mounting options with the latest generation of LEDs for a wall pack luminaire which is a whole lot more. Whether you are mounting it to a recessed junction box, conduit/through wiring, as an uplight, as a downlight, or as a floodlight - the OLWX2 has you covered. LED Wall Pack - 78 Watt - 10000 Lumens - 5000K - 400W MH Equal | 5000 | 80 | 10000 | 128.2051 | 100000 | 78 | 1 | 389 | 389 | 457.09 | 2020Q2 | https://www.beeslighting.com/OLWX2-LED-90W-50K-DDB-M2 | Bee's Lighting | 2020 | No
LED Lighting | Downlight | Topaz | True |  |  |  | Pre-wired | Home Fixtures Recessed Lighting 4 in - 50W Equal - LED Ultra Thin Downlight - Canless - 550 Lumens - 9W - 4000K - Square - White Back Description Topaz LED Slim Recessed Downlight fixtures are designed for new or remodel applications and feature a low profile design that facilitates mounting in confined ceiling areas or soffits. This easy to install slim fixture does not require a separate housing, the recess fixture mouts directly into the ceiling. Simply wire and mount the J-box, connect the low voltage cable to the fixture then secure the fixture into the ceiling with the attached spring clips. The Topaz LED Slim Recessed Downlight fixture is IC Rated and Damp location rated and is dimmable with leading edge incandescent style or LED dimmers. Available in 4" and 6" sizes in square or round models. Low profile design Easy to install, saving labor and extra housing costs Spring clips hold fixture firmly to ceiling IC Rated & Damp location rated Back Lit LED technology Remote J-box with low voltage cable provides flexibility in mounting Dimmable with leading edge incandescent style or LED dimmers* Does not require a separate housing, recess mount directly into ceiling. Simply wire and mount J-box, connect low voltage cable to fixture then secure into ceiling with spring clips 4 in - 50W Equal - LED Ultra Thin Downlight - Canless - 550 Lumens - 9W - 4000K - Square - White | 4000 | 90 | 550 | 61.1111 | 50000 | 9 | 1 | 16.49 | 16.49 | 19.3764 | 2020Q2 | https://www.beeslighting.com/RDL-44SQ-9-WH-D-50 | Bee's Lighting | 2020 | Yes
LED Lighting | Downlight | Topaz | True |  |  |  | Pre-wired | Home Fixtures Recessed Lighting 6 in - 65W Equal - LED Ultra Thin Downlight - Canless - 700 Lumens - 12W - 4000K - Square - White Back Description Topaz LED Slim Recessed Downlight fixtures are designed for new or remodel applications and feature a low profile design that facilitates mounting in confined ceiling areas or soffits. This easy to install slim fixture does not require a separate housing, the recess fixture mouts directly into the ceiling. Simply wire and mount the J-box, connect the low voltage cable to the fixture then secure the fixture into the ceiling with the attached spring clips. The Topaz LED Slim Recessed Downlight fixture is IC Rated and Damp location rated and is dimmable with leading edge incandescent style or LED dimmers. Available in 4" and 6" sizes in square or round models. Low profile design Easy to install, saving labor and extra housing costs Spring clips hold fixture firmly to ceiling IC Rated & Damp location rated Back Lit LED technology Remote J-box with low voltage cable provides flexibility in mounting Dimmable with leading edge incandescent style or LED dimmers* Does not require a separate housing, recess mount directly into ceiling. Simply wire and mount J-box, connect low voltage cable to fixture then secure into ceiling with spring clips 6 in - 65W Equal - LED Ultra Thin Downlight - Canless - 700 Lumens - 12W - 4000K - Square - White | 4000 | 90 | 700 | 58.3333 | 50000 | 12 | 1 | 19.86 | 19.86 | 23.3363 | 2020Q2 | https://www.beeslighting.com/RDL-64SQ-12-WH-D-50 | Bee's Lighting | 2020 | Yes
LED Lighting | Downlight | Topaz | True |  |  |  | E26, 2-pin | Home Fixtures Recessed Lighting 4 in - 65W Equal - LED Retrofit Downlight - 750 Lumens - 11W - 3000K - White Back Description Topaz provides a well-designed and long life solution for retrofitting standard recessed incandescent or LED housing with the Nextwave Series LED Retrofit Units. High performing and simple to install. Available in 4” and 5/6” sizes with 90+ CRI for superior color rendering without the high heat or UV cast by halogens. Select models are UL rated for wet locations. The versatile Topaz Nextwave Retrofit Units are Energy Star approved and confidently backed by our 5-year limited warranty. 4 in - 65W Equal - LED Retrofit Downlight - 750 Lumens - 11W - 3000K - White | 3000 | 90 | 750 | 68.1818 | 50000 | 11 | 1 | 14.95 | 14.95 | 17.5668 | 2020Q2 | https://www.beeslighting.com/RTL-433WH-90-D | Bee's Lighting | 2020 | Yes
LED Lighting | Downlight | Topaz | True |  |  |  | E26, 2-pin | Home Fixtures Recessed Lighting 4 in - 65W Equal - LED Retrofit Downlight - 765 Lumens - 11W - 4000K - White Back Description Topaz provides a well-designed and long life solution for retrofitting standard recessed incandescent or LED housing with the Nextwave Series LED Retrofit Units. High performing and simple to install. Available in 4” and 5/6” sizes with 90+ CRI for superior color rendering without the high heat or UV cast by halogens. Select models are UL rated for wet locations. The versatile Topaz Nextwave Retrofit Units are Energy Star approved and confidently backed by our 5-year limited warranty. 4 in - 65W Equal - LED Retrofit Downlight - 765 Lumens - 11W - 4000K - White | 4000 | 90 | 765 | 69.5455 | 50000 | 11 | 1 | 14.95 | 14.95 | 17.5668 | 2020Q2 | https://www.beeslighting.com/RTL-443WH-90-D | Bee's Lighting | 2020 | Yes
LED Lighting | Downlight | Topaz | True |  |  |  | E26, 2-pin | Home Fixtures Recessed Lighting 4 in - 65W Equal - LED Retrofit Downlight - 670 Lumens - 10W - 5000K - White Back Description Topaz provides a high performance and easy-to-install retrofit solution for standard recessed housings. Constructed with advanced thermal management and optics, each unit is equipped with a power connector system for ease of installation. All units are ENERGY STAR and UL Listed for wet and/or damp locations. Topaz LED retrofit units are designed for reduced cost of ownership through lower energy and maintenance costs and have a life rating up to 50K hours Dimmable to 5% E26 medium base socket adapter included Compatible with most 4" recessed housings 4 in - 65W Equal - LED Retrofit Downlight - 670 Lumens - 10W - 5000K - White | 5000 | 90 | 670 | 67 | 35000 | 10 | 1 | 9.95 | 9.95 | 11.6916 | 2020Q2 | https://www.beeslighting.com/RTL-450WH-ECO-D | Bee's Lighting | 2020 | Yes
LED Lighting | Downlight | Satco | True |  |  |  | Pre-wired | Home Fixtures Recessed Lighting 6 in - 75W Equal - LED Canless Downlight - 850 Lumens - 12W - 4000K - White Back Description 12WLED/DW/EL/6/940/RND/RD 12 watt LED Direct Wire Downlight; Edge-lit; 6 inch; 4000K; 120 volt; Dimmable, Round; Remote Driver Solid State LED Edge-lit technology Long life Integrated j-box for direct wire installation Dimmable IC Rated 6 in - 75W Equal - LED Canless Downlight - 850 Lumens - 12W - 4000K - White | 4000 | 90 | 850 | 70.8333 | 50000 | 12 | 1 | 34.95 | 34.95 | 41.0676 | 2020Q2 | https://www.beeslighting.com/S11604 | Bee's Lighting | 2020 | Yes
LED Lighting | Downlight | Satco | True |  |  |  | Pre-wired | Home Fixtures Recessed Lighting 6 in - 75W Equal - LED Canless Downlight - 850 Lumens - 12W - 5000K - White Back Description 12WLED/DW/EL/6/950/RND/RD 12 watt LED Direct Wire Downlight; Edge-lit; 6 inch; 5000K; 120 volt; Dimmable, Round; Remote Driver Solid State LED Edge-lit technology Long life Integrated j-box for direct wire installation Dimmable IC Rated 6 in - 75W Equal - LED Canless Downlight - 850 Lumens - 12W - 5000K - White | 5000 | 90 | 850 | 70.8333 | 50000 | 12 | 1 | 34.95 | 34.95 | 41.0676 | 2020Q2 | https://www.beeslighting.com/S11605 | Bee's Lighting | 2020 | Yes
LED Lighting | Downlight | Satco | True |  |  |  | Pre-wired | Home Fixtures Recessed Lighting 4 in - 75W Equal - LED Canless Downlight - 850 Lumens - 12W - 3000K - Black Back Description 12WLED/DW/GBL/4/930/RND/RD/BK 12 watt LED Direct Wire Downlight; Gimbaled; 4 inch; 3000K; 120 volt; Dimmable; Round; Remote Driver; Black Solid State LED Edge-lit technology Long life Integrated j-box for direct wire installation Dimmable IC Rated 4 in - 75W Equal - LED Canless Downlight - 850 Lumens - 12W - 3000K - Black | 3000 | 90 | 850 | 70.8333 | 50000 | 12 | 1 | 36.95 | 36.95 | 43.4177 | 2020Q2 | https://www.beeslighting.com/S11619 | Bee's Lighting | 2020 | Yes
LED Lighting | Downlight | Satco | True |  |  |  | Pre-wired | Home Fixtures Recessed Lighting 4 in - 75W Equal - LED Canless Downlight - 850 Lumens - 12W - 3000K - Brushed Nickel Back Description 12WLED/DW/GBL/4/930/RND/RD/BN 12 watt LED Direct Wire Downlight; Gimbaled; 4 inch; 3000K; 120 volt; Dimmable; Round; Remote Driver; Brushed Nickel Solid State LED Edge-lit technology Long life Integrated j-box for direct wire installation Dimmable IC Rated 4 in - 75W Equal - LED Canless Downlight - 850 Lumens - 12W - 3000K - Brushed Nickel | 3000 | 90 | 850 | 70.8333 | 50000 | 12 | 1 | 36.95 | 36.95 | 43.4177 | 2020Q2 | https://www.beeslighting.com/S11620 | Bee's Lighting | 2020 | Yes
LED Lighting | Downlight | Satco | True |  |  |  | Pre-wired | Home Fixtures Recessed Lighting 4 in - 75W Equal - LED Canless Downlight - 850 Lumens - 12W - 3000K - Square - Black Back Description 12WLED/DW/GBL/4/930/SQ/RD/BK 12 watt LED Direct Wire Downlight; Gimbaled; 4 inch; 3000K; 120 volt; Dimmable; Square; Remote Driver; Black Solid State LED Edge-lit technology Long life Integrated j-box for direct wire installation Dimmable IC Rated 4 in - 75W Equal - LED Canless Downlight - 850 Lumens - 12W - 3000K - Square - Black | 3000 | 90 | 850 | 70.8333 | 50000 | 12 | 1 | 38.95 | 38.95 | 45.7678 | 2020Q2 | https://www.beeslighting.com/S11622 | Bee's Lighting | 2020 | Yes
LED Lighting | Downlight | Satco | True |  |  |  | Pre-wired | Home Fixtures Recessed Lighting 4 in - 75W Equal - LED Canless Downlight - 850 Lumens - 12W - 3000K - Square - Brushed Nickel Back Description 12WLED/DW/GBL/4/930/SQ/RD/BN 12 watt LED Direct Wire Downlight; Gimbaled; 4 inch; 3000K; 120 volt; Dimmable; Square; Remote Driver; Brushed Nickel Solid State LED Edge-lit technology Long life Integrated j-box for direct wire installation Dimmable IC Rated 4 in - 75W Equal - LED Canless Downlight - 850 Lumens - 12W - 3000K - Square - Brushed Nickel | 3000 | 90 | 850 | 70.8333 | 50000 | 12 | 1 | 40.95 | 40.95 | 48.1178 | 2020Q2 | https://www.beeslighting.com/S11623 | Bee's Lighting | 2020 | Yes
LED Lighting | Downlight | Satco | True |  |  |  | Pre-wired | Home Fixtures Recessed Lighting 3 in - 75W Equal - LED Canless Downlight - 840 Lumens - 12W - 3000K - Black Back Description 12WLED/DW/DNL/3.5/930/RND/RD/BK 12 watt LED Direct Wire Downlight; 3.5 inch; 3000K; 120 volt; Dimmable; Round; Remote Driver; Black Solid State LED Edge-lit technology Long life Integrated j-box for direct wire installation Dimmable IC Rated 3 in - 75W Equal - LED Canless Downlight - 840 Lumens - 12W - 3000K - Black | 3000 | 90 | 840 | 70 | 50000 | 12 | 1 | 34.95 | 34.95 | 41.0676 | 2020Q2 | https://www.beeslighting.com/S11631 | Bee's Lighting | 2020 | Yes
LED Lighting | Downlight | Satco | True |  |  |  | Pre-wired | Home Fixtures Recessed Lighting 3 in - 75W Equal - LED Canless Downlight - 840 Lumens - 12W - 3000K - Brushed Nickel Back Description 12WLED/DW/DNL/3.5/930/RND/RD/BN 12 watt LED Direct Wire Downlight; 3.5 inch; 3000K; 120 volt; Dimmable; Round; Remote Driver; Brushed Nickel Solid State LED Edge-lit technology Long life Integrated j-box for direct wire installation Dimmable IC Rated 3 in - 75W Equal - LED Canless Downlight - 840 Lumens - 12W - 3000K - Brushed Nickel | 3000 | 90 | 840 | 70 | 50000 | 12 | 1 | 36.95 | 36.95 | 43.4177 | 2020Q2 | https://www.beeslighting.com/S11632 | Bee's Lighting | 2020 | Yes
LED Lighting | Downlight | Satco | True |  |  |  | Pre-wired | Home Fixtures Recessed Lighting 3 in - 75W Equal - LED Canless Downlight - 840 Lumens - 12W - 3000K - Square - Black Back Description 12WLED/DW/DNL/3.5/930/SQ/RD/BK 12 watt LED Direct Wire Downlight; 3.5 inch; 3000K; 120 volt; Dimmable; Square; Remote Driver; Black Solid State LED Edge-lit technology Long life Integrated j-box for direct wire installation Dimmable IC Rated 3 in - 75W Equal - LED Canless Downlight - 840 Lumens - 12W - 3000K - Square - Black | 3000 | 90 | 840 | 70 | 50000 | 12 | 1 | 36.95 | 36.95 | 43.4177 | 2020Q2 | https://www.beeslighting.com/S11634 | Bee's Lighting | 2020 | Yes
LED Lighting | Downlight | Satco | True |  |  |  | Pre-wired | Home Fixtures Recessed Lighting 3 in - 75W Equal - LED Canless Downlight - 840 Lumens - 12W - 3000K - Square - Brushed Nickel Back Description 12WLED/DW/DNL/3.5/930/SQ/RD/BN 12 watt LED Direct Wire Downlight; 3.5 inch; 3000K; 120 volt; Dimmable; Square; Remote Driver; Brushed Nickel Solid State LED Edge-lit technology Long life Integrated j-box for direct wire installation Dimmable IC Rated 3 in - 75W Equal - LED Canless Downlight - 840 Lumens - 12W - 3000K - Square - Brushed Nickel | 3000 | 90 | 840 | 70 | 50000 | 12 | 1 | 38.95 | 38.95 | 45.7678 | 2020Q2 | https://www.beeslighting.com/S11635 | Bee's Lighting | 2020 | Yes
LED Lighting | Downlight | Satco | True |  |  |  | Pre-wired | Home Fixtures Recessed Lighting 4 in - 45W Equal - LED Canless Downlight - 490 Lumens - 7W - 3000K - Square - White Back Description 7WLED/DW/SQ/4/30K/120V 7 watt LED Direct Wire Downlight; 4 inch; 3000K; 120 volt; Dimmable; Square Solid State LED lighting Long life Integrated j-box for direct wire installation Dimmable IC Rated 4 in - 45W Equal - LED Canless Downlight - 490 Lumens - 7W - 3000K - Square - White | 3000 | 90 | 490 | 70 | 40000 | 7 | 1 | 20.95 | 20.95 | 24.6171 | 2020Q2 | https://www.beeslighting.com/S11701 | Bee's Lighting | 2020 | Yes
LED Lighting | Downlight | Satco | True |  |  |  | Pre-wired | Home Fixtures Recessed Lighting 4 in - 45W Equal - LED Canless Downlight - 490 Lumens - 7W - 4000K - Square - White Back Description 7WLED/DW/SQ/4/40K/120V 7 watt LED Direct Wire Downlight; 4 inch; 4000K; 120 volt; Dimmable; Square Solid State LED lighting Long life Integrated j-box for direct wire installation Dimmable IC Rated 4 in - 45W Equal - LED Canless Downlight - 490 Lumens - 7W - 4000K - Square - White | 4000 | 90 | 490 | 70 | 40000 | 7 | 1 | 20.95 | 20.95 | 24.6171 | 2020Q2 | https://www.beeslighting.com/S11702 | Bee's Lighting | 2020 | Yes
LED Lighting | Downlight | Satco | True |  |  |  | Pre-wired | Home Fixtures Recessed Lighting 4 in - 45W Equal - LED Canless Downlight - 490 Lumens - 7W - 5000K - Square - White Back Description 7WLED/DW/SQ/4/50K/120V 7 watt LED Direct Wire Downlight; 4 inch; 5000K; 120 volt; Dimmable; Square Solid State LED lighting Long life Integrated j-box for direct wire installation Dimmable IC Rated 4 in - 45W Equal - LED Canless Downlight - 490 Lumens - 7W - 5000K - Square - White | 5000 | 90 | 490 | 70 | 40000 | 7 | 1 | 20.95 | 20.95 | 24.6171 | 2020Q2 | https://www.beeslighting.com/S11703 | Bee's Lighting | 2020 | Yes
LED Lighting | Downlight | Satco | True |  |  |  | Pre-wired | Home Fixtures Recessed Lighting 6 in - 65W Equal - LED Canless Downlight - 720 Lumens - 9W - 3000K - Square - White Back Description 9WLED/DW/SQ/6/30K/120V 9 watt LED Direct Wire Downlight; 6 inch; 3000K; 120 volt; Dimmable; Square Solid State LED lighting Long life Integrated j-box for direct wire installation Dimmable IC Rated 6 in - 65W Equal - LED Canless Downlight - 720 Lumens - 9W - 3000K - Square - White | 3000 | 90 | 720 | 80 | 40000 | 9 | 1 | 28.95 | 28.95 | 34.0174 | 2020Q2 | https://www.beeslighting.com/S11705 | Bee's Lighting | 2020 | Yes
LED Lighting | Downlight | Satco | True |  |  |  | Pre-wired | Home Fixtures Recessed Lighting 6 in - 65W Equal - LED Canless Downlight - 720 Lumens - 9W - 4000K - Square - White Back Description 9WLED/DW/SQ/6/40K/120V 9 watt LED Direct Wire Downlight; 6 inch; 4000K; 120 volt; Dimmable; Square Solid State LED lighting Long life Integrated j-box for direct wire installation Dimmable IC Rated 6 in - 65W Equal - LED Canless Downlight - 720 Lumens - 9W - 4000K - Square - White | 4000 | 90 | 720 | 80 | 40000 | 9 | 1 | 28.95 | 28.95 | 34.0174 | 2020Q2 | https://www.beeslighting.com/S11706 | Bee's Lighting | 2020 | Yes
LED Lighting | Downlight | Satco | True |  |  |  | Pre-wired | Home Fixtures Recessed Lighting 6 in - 65W Equal - LED Canless Downlight - 720 Lumens - 9W - 5000K - Square - White Back Description 9WLED/DW/SQ/6/50K/120V 9 watt LED Direct Wire Downlight; 6 inch; 5000K; 120 volt; Dimmable; Square Solid State LED lighting Long life Integrated j-box for direct wire installation Dimmable IC Rated 6 in - 65W Equal - LED Canless Downlight - 720 Lumens - 9W - 5000K - Square - White | 5000 | 90 | 720 | 80 | 40000 | 9 | 1 | 28.95 | 28.95 | 34.0174 | 2020Q2 | https://www.beeslighting.com/S11707 | Bee's Lighting | 2020 | Yes
LED Lighting | Downlight | Satco | True |  |  |  | Pre-wired | Home Fixtures Recessed Lighting 4 in - 45W Equal - LED Canless Downlight - 490 Lumens - 7W - 3000K - White Back Description 7WLED/DW/GBL/4/30K/120V 7 watt LED Direct Wire Downlight; Gimbaled; 4 inch; 3000K; 120 volt; Dimmable Solid State LED lighting Long life Integrated j-box for direct wire installation Dimmable IC Rated 4 in - 45W Equal - LED Canless Downlight - 490 Lumens - 7W - 3000K - White | 3000 | 90 | 490 | 70 | 40000 | 7 | 1 | 22.95 | 22.95 | 26.9671 | 2020Q2 | https://www.beeslighting.com/S11709 | Bee's Lighting | 2020 | Yes
LED Lighting | Downlight | Satco | True |  |  |  | Pre-wired | Home Fixtures Recessed Lighting 4 in - 45W Equal - LED Canless Downlight - 490 Lumens - 7W - 4000K - White Back Description 7WLED/DW/GBL/4/40K/120V 7 watt LED Direct Wire Downlight; Gimbaled; 4 inch; 4000K; 120 volt; Dimmable Solid State LED lighting Long life Integrated j-box for direct wire installation Dimmable IC Rated 4 in - 45W Equal - LED Canless Downlight - 490 Lumens - 7W - 4000K - White | 4000 | 90 | 490 | 70 | 40000 | 7 | 1 | 22.95 | 22.95 | 26.9671 | 2020Q2 | https://www.beeslighting.com/S11710 | Bee's Lighting | 2020 | Yes
LED Lighting | Downlight | Satco | True |  |  |  | Pre-wired | Home Fixtures Recessed Lighting 4 in - 45W Equal - LED Canless Downlight - 490 Lumens - 7W - 5000K - White Back Description 7WLED/DW/GBL/4/50K/120V 7 watt LED Direct Wire Downlight; Gimbaled; 4 inch; 5000K; 120 volt; Dimmable Solid State LED lighting Long life Integrated j-box for direct wire installation Dimmable IC Rated 4 in - 45W Equal - LED Canless Downlight - 490 Lumens - 7W - 5000K - White | 5000 | 90 | 490 | 70 | 40000 | 7 | 1 | 22.95 | 22.95 | 26.9671 | 2020Q2 | https://www.beeslighting.com/S11711 | Bee's Lighting | 2020 | Yes
LED Lighting | Downlight | Satco | True |  |  |  | Pre-wired | Home Fixtures Recessed Lighting 6 in - 65W Equal - LED Canless Downlight - 720 Lumens - 9W - 3000K - White Back Description 9WLED/DW/GBL/6/30K/120V 9 watt LED Direct Wire Downlight; Gimbaled; 6 inch; 3000K; 120 volt; Dimmable Solid State LED lighting Long life Integrated j-box for direct wire installation Dimmable IC Rated 6 in - 65W Equal - LED Canless Downlight - 720 Lumens - 9W - 3000K - White | 3000 | 90 | 720 | 80 | 40000 | 9 | 1 | 30.95 | 30.95 | 36.3674 | 2020Q2 | https://www.beeslighting.com/S11713 | Bee's Lighting | 2020 | Yes
LED Lighting | Downlight | Satco | True |  |  |  | Pre-wired | Home Fixtures Recessed Lighting 6 in - 65W Equal - LED Canless Downlight - 720 Lumens - 9W - 4000K - White Back Description 9WLED/DW/GBL/6/40K/120V 9 watt LED Direct Wire Downlight; Gimbaled; 6 inch; 4000K; 120 volt; Dimmable Solid State LED lighting Long life Integrated j-box for direct wire installation Dimmable IC Rated 6 in - 65W Equal - LED Canless Downlight - 720 Lumens - 9W - 4000K - White | 4000 | 90 | 720 | 80 | 40000 | 9 | 1 | 30.95 | 30.95 | 36.3674 | 2020Q2 | https://www.beeslighting.com/S11714 | Bee's Lighting | 2020 | Yes
LED Lighting | Downlight | Satco | True |  |  |  | Pre-wired | Home Fixtures Recessed Lighting 6 in - 65W Equal - LED Canless Downlight - 720 Lumens - 9W - 5000K - White Back Description 9WLED/DW/GBL/6/50K/120V 9 watt LED Direct Wire Downlight; Gimbaled; 6 inch; 5000K; 120 volt; Dimmable Solid State LED lighting Long life Integrated j-box for direct wire installation Dimmable IC Rated 6 in - 65W Equal - LED Canless Downlight - 720 Lumens - 9W - 5000K - White | 5000 | 90 | 720 | 80 | 40000 | 9 | 1 | 30.95 | 30.95 | 36.3674 | 2020Q2 | https://www.beeslighting.com/S11715 | Bee's Lighting | 2020 | Yes
LED Lighting | Decorative | Satco | True |  |  | Torpedo |  | Home Bulbs Filament Light Bulbs LED Filament Bulb - 4.5W - Chandelier Bulb - 40W Equal - 350 Lumens - 2700K Warm White Back Description This Satco S21708 LED filament torpedo candle bulb produces 350 lumens, with only 4.5 watt power consumption. The S21708 replaces 40 watt incandescent bulbs and has an E12 base type. Moreover, the bulb illuminates a warm white color temperature in 2700K. Approved for enclosed fixtures Direct replacements for clear and soft white incandescent lamps LED replacements use 80% less energy Bulb has a rate life of 15,000 hours cULus certified, Energy Star and suitable for damp locations LED Filament Bulb - 4.5W - Chandelier Bulb - 40W Equal - 350 Lumens - 2700K Warm White | 2700 | 80 | 350 | 70 | 15000 | 5 | 1 | 10.95 | 10.95 | 12.8667 | 2020Q2 | https://www.beeslighting.com/S21708 | Bee's Lighting | 2020 | Yes
LED Lighting | Downlight | Satco | True |  |  |  | Pre-wired | Home Fixtures Recessed Lighting 4 in - 45W Equal - LED Ultra Thin Downlight - Canless - 500 Lumens - 8.5W - 4000K - White Back Description 8.5WLED/DW/EL/4/40K/120V 8.5 watt LED Direct Wire Downlight; Edge-lit; 4 inch; 4000K; 120 volt; Dimmable Solid State LED Edge-lit technology Long life Integrated j-box for direct wire installation Dimmable IC Rated 4 in - 45W Equal - LED Ultra Thin Downlight - Canless - 500 Lumens - 8.5W - 4000K - White | 4000 | 83 | 500 | 55.5556 | 40000 | 9 | 1 | 17.05 | 17.05 | 20.0344 | 2020Q2 | https://www.beeslighting.com/S29057 | Bee's Lighting | 2020 | Yes
LED Lighting | Downlight | Satco | True |  |  |  | Pre-wired | Home Fixtures Recessed Lighting 6 in - 65W Equal - LED Ultra Thin Downlight - Canless - 800 Lumens - 11.6W - 4000K - White Back Description 11.6WLED/DW/EL/5-6/40K/120V 11.6 watt LED Direct Wire Downlight; Edge-lit; 5-6 inch; 4000K; 120 volt; Dimmable Solid State LED Edge-lit technology Long life Integrated j-box for direct wire installation Dimmable IC Rated 6 in - 65W Equal - LED Ultra Thin Downlight - Canless - 800 Lumens - 11.6W - 4000K - White | 4000 | 83 | 800 | 66.6667 | 40000 | 12 | 1 | 22.45 | 22.45 | 26.3796 | 2020Q2 | https://www.beeslighting.com/S29063 | Bee's Lighting | 2020 | Yes
LED Lighting | Downlight | Satco | True |  |  |  | E26, 2-pin | Home Fixtures Recessed Lighting 5/6 in - 65W Equal - LED Retrofit Downlight - 650 Lumens - 9.8W - 3000K - White Back Description 9.8WLED/RDL/5-6/30K/120V 9.8 watt LED Downlight Retrofit; 5 - 6"; 3000K; Dimmable; 120 volts Solid State LED lighting Downlight Retrofit Long life Dimmable E26 adapter included 5/6 in - 65W Equal - LED Retrofit Downlight - 650 Lumens - 9.8W - 3000K - White | 3000 | 90 | 650 | 65 | 35000 | 10 | 1 | 11.95 | 11.95 | 14.0417 | 2020Q2 | https://www.beeslighting.com/S29313 | Bee's Lighting | 2020 | Yes
LED Lighting | Downlight | Satco | True |  |  |  |  | Home Fixtures Flush Mount Lighting 5.5in - 580 lumens - LED Square Ceiling light - 10.5W - Acrylic Lens - Brushed Nickel Back Description This 5.5 Inch 10.5 Watt Satco LED surface mount ceiling light features a retrofit style in a brushed nickel finish and is 5.5" wide. This edge lit fixture replaces a 50 watt incandescent light and provides 580 lumens with warm white color temperature at 2700K. This surface mount square downlight uses the latest in edge-lighting technology to produce a low glare smooth lighting effect. It's ideal for applications in kitchens, offices, bedrooms, and dens as well as in wet locations, such as showers, bathrooms, or outdoors. LED fixtures are more energy efficient and last much longer than traditional incandescent versions. 5.5" Flush Mount Fixture Offers 580 lumens and uses 10.5 energy watts with warm white color temperatu(more...) 5.5in - 580 lumens - LED Square Ceiling light - 10.5W - Acrylic Lens - Brushed Nickel | 2700 | 90 | 580 | 52.7273 | 50000 | 11 | 1 | 41.99 | 41.99 | 49.3399 | 2020Q2 | https://www.beeslighting.com/S29325 | Bee's Lighting | 2020 | Yes
LED Lighting | Downlight | Satco | True |  |  |  |  | Home Fixtures Flush Mount Lighting 5.5in - 580 lumens - LED Square Ceiling light - 10.5W - Acrylic Lens - Bronze Back Description This 5.5 Inch 10.5 Watt Satco LED surface mount ceiling light features a retrofit style in a bronze finish and is 5.5" wide. This edge lit fixture replaces a 50 watt incandescent light and provides 580 lumens with warm white color temperature at 2700K. This surface mount square downlight uses the latest in edge-lighting technology to produce a low glare smooth lighting effect. It's ideal for applications in kitchens, offices, bedrooms, and dens as well as in wet locations, such as showers, bathrooms, or outdoors. LED fixtures are more energy efficient and last much longer than traditional incandescent versions. 5.5" Flush Mount Fixture Offers 580 lumens and uses 10.5 energy watts with warm white color temperature (2700(more...) 5.5in - 580 lumens - LED Square Ceiling light - 10.5W - Acrylic Lens - Bronze | 2700 | 90 | 580 | 52.7273 | 50000 | 11 | 1 | 41.99 | 41.99 | 49.3399 | 2020Q2 | https://www.beeslighting.com/S29326 | Bee's Lighting | 2020 | Yes
LED Lighting | Downlight | Satco | True |  |  |  |  | Home Fixtures Flush Mount Lighting 7in - 780 lumens - LED Square Ceiling light - 13.5W - Acrylic Lens - Brushed Nickel Back Description This 7 Inch 13.5 Watt Satco S29333 LED surface mount ceiling light features a retrofit style in a white finish and is 7" wide. This edge lit fixture replaces a 60 watt incandescent light and provides 780 lumens with warm white color temperature at 2700K. This surface mount square downlight uses the latest in edge-lighting technology to produce a low glare smooth lighting effect. It's ideal for applications in kitchens, offices, bedrooms, and dens as well as in wet locations, such as showers, bathrooms, or outdoors. LED fixtures are more energy efficient and last much longer than traditional incandescent versions. 5.5" Flush Mount Fixture Offers 780 lumens and uses 13.5 energy watts with warm white color temperature (2700K) Suitable for installation in wet and damp locations Operates at 120 volts Provides color rendering at a CRI of 90 Energy saving technology to last approximately 50,000 hours Includes a 5 year manufacturer warranty 7in - 780 lumens - LED Square Ceiling light - 13.5W - Acrylic Lens - Brushed Nickel | 2700 | 90 | 780 | 55.7143 | 50000 | 14 | 1 | 48.99 | 48.99 | 57.5651 | 2020Q2 | https://www.beeslighting.com/S29333 | Bee's Lighting | 2020 | Yes
LED Lighting | Downlight | Satco | True |  |  |  |  | Home Fixtures Flush Mount Lighting 7in - 780 lumens - LED Square Ceiling light - 13.5W - Acrylic Lens - Bronze Back Description This 7 Inch 13.5 Watt Satco S29334 LED surface mount ceiling light features a retrofit style in a white finish and is 7" wide. This edge lit fixture replaces a 60 watt incandescent light and provides 780 lumens with warm white color temperature at 2700K. This surface mount square downlight uses the latest in edge-lighting technology to produce a low glare smooth lighting effect. It's ideal for applications in kitchens, offices, bedrooms, and dens as well as in wet locations, such as showers, bathrooms, or outdoors. LED fixtures are more energy efficient and last much longer than traditional incandescent versions. 5.5" Flush Mount Fixture Offers 780 lumens and uses 13.5 energy watts with warm white color temperature (2700K) Suitable for installation in wet and damp locations Operates at 120 volts Provides color rendering at a CRI of 90 Energy saving technology to last approximately 50,000 hours Includes a 5 year manufacturer warranty 7in - 780 lumens - LED Square Ceiling light - 13.5W - Acrylic Lens - Bronze | 2700 | 90 | 780 | 55.7143 | 50000 | 14 | 1 | 45.99 | 45.99 | 54.04 | 2020Q2 | https://www.beeslighting.com/S29334 | Bee's Lighting | 2020 | Yes
LED Lighting | Downlight | Satco | True |  |  |  |  | Home Fixtures Flush Mount Lighting 9in - 1100 lumens - LED Square Ceiling light - 18.5W - Acrylic Lens - Brushed Nickel Back Description This 9 Inch 18.5 Watt Satco LED surface mount ceiling light features a retrofit style in a brushed nickel finish and is 9" wide. This edge lit fixture replaces a 100 watt incandescent light and provides 1100 lumens with warm white color temperature at 2700K. This surface mount square downlight uses the latest in edge-lighting technology to produce a low glare smooth lighting effect. It's ideal for applications in kitchens, offices, bedrooms, and dens as well as in wet locations, such as showers, bathrooms, or outdoors. LED fixtures are more energy efficient and last much longer than traditional incandescent versions. 9" Flush Mount Fixture Offers 1100 lumens and uses 18.5 energy watts with warm white color tem(more...) 9in - 1100 lumens - LED Square Ceiling light - 18.5W - Acrylic Lens - Brushed Nickel | 2700 | 90 | 1100 | 57.8947 | 50000 | 19 | 1 | 59.99 | 59.99 | 70.4906 | 2020Q2 | https://www.beeslighting.com/S29341 | Bee's Lighting | 2020 | Yes
LED Lighting | Downlight | Satco | True |  |  |  |  | Home Fixtures Flush Mount Lighting 9in - 1100 lumens - LED Square Ceiling light - 18.5W - Acrylic Lens - Bronze Back Description This 9 Inch 18.5 Watt Satco LED surface mount ceiling light features a retrofit style in a bronze finish and is 9" wide. This edge lit fixture replaces a 100 watt incandescent light and provides 1100 lumens with warm white color temperature at 2700K. This surface mount square downlight uses the latest in edge-lighting technology to produce a low glare smooth lighting effect. It's ideal for applications in kitchens, offices, bedrooms, and dens as well as in wet locations, such as showers, bathrooms, or outdoors. LED fixtures are more energy efficient and last much longer than traditional incandescent versions. 9" Flush Mount Fixture Offers 1100 lumens and uses 18.5 energy watts with warm white color temperature (2700K) <(more...) 9in - 1100 lumens - LED Square Ceiling light - 18.5W - Acrylic Lens - Bronze | 2700 | 90 | 1100 | 57.8947 | 50000 | 19 | 1 | 57.99 | 57.99 | 68.1405 | 2020Q2 | https://www.beeslighting.com/S29342 | Bee's Lighting | 2020 | Yes
LED Lighting | A-Type | Brand TCP | True |  | General Purpose Replacement | A19 | E26 (Medium) | Damp Location Rated Damp Location Rated CAC LED Bulb TCP 10W A19 60W Equivalent 3000K Dimmable 10 Watt 3,000 Kelvin 15,000 Average Hour Life 800 Lumens Medium Base 120 Volt 90 CRI Dimmable Replaces 60W Incandescent Bulb Mfg #L60A19D2530KCQ Mfg #L60A19D2530KCQ CAC LED Bulb TCP 10W A19 60W Equivalent 3000K Dimmable | 3000 | 92 | 800 | 80 | 25000 | 10 | 1 | 3.99 | 3.99 | 4.6884 | 2020Q3 | https://hdsupplysolutions.com/p/led-00-75-10-35/cac-led-bulb-tcp-10w-a19-60w-equivalent-3000k-dimmable-p238228 | HD Supply | 2020 | Yes
LED Lighting | Downlight | Satco | True |  |  |  | Pre-wired | Home Fixtures Recessed Lighting 4 in - 45W Equal - LED Ultra Thin Downlight - Canless - 500 Lumens - 8.5W - 3000K - White Back Description The Satco S39056 4 in. LED recessed canless downlight offers an energy efficient 45W incandescent replacement. The 8.5WLED/DW/EL/4/30K/120V emits 500 lumens on a 3000K color temperature while only using 8.5 watts of power. 4 inch Canless downlight Slim design 40,000 LED Rate Life 120V Dimmable Downlight 5 Year Warranty 4 in - 45W Equal - LED Ultra Thin Downlight - Canless - 500 Lumens - 8.5W - 3000K - White | 3000 | 83 | 500 | 55.5556 | 40000 | 9 | 1 | 18.95 | 18.95 | 22.267 | 2020Q2 | https://www.beeslighting.com/S39056 | Bee's Lighting | 2020 | Yes
LED Lighting | Downlight | Satco | True |  |  |  | Pre-wired | Home Fixtures Recessed Lighting 4 in - 45W Equal - LED Ultra Thin Downlight - Canless - 500 Lumens - 8.5W - 4000K - White Back Description The Satco S39057 4 in. LED recessed canless downlight offers an energy efficient 45W incandescent replacement. The 8.5WLED/DW/EL/4/40K/120V emits 500 lumens on a 4000K color temperature while only using 8.5 watts of power. 4 inch Canless downlight Slim design 40,000 LED Rate Life 120V Dimmable Downlight 5 Year Warranty 4 in - 45W Equal - LED Ultra Thin Downlight - Canless - 500 Lumens - 8.5W - 4000K - White | 4000 | 83 | 500 | 55.5556 | 40000 | 9 | 1 | 18.95 | 18.95 | 22.267 | 2020Q2 | https://www.beeslighting.com/S39057 | Bee's Lighting | 2020 | Yes
LED Lighting | Downlight | Satco | True |  |  |  | Pre-wired | Home Fixtures Recessed Lighting 4 in - 45W Equal - LED Ultra Thin Downlight - Canless - 500 Lumens - 8.5W - 5000K - White Back Description The Satco S39058 4 in. LED recessed canless downlight offers an energy efficient 45W incandescent replacement. The 8.5WLED/DW/EL/4/50K/120V emits 500 lumens on a 5000K color temperature while only using 8.5 watts of power. 4 inch Canless downlight Slim design 40,000 LED Rate Life 120V Dimmable Downlight 5 Year Warranty 4 in - 45W Equal - LED Ultra Thin Downlight - Canless - 500 Lumens - 8.5W - 5000K - White | 5000 | 83 | 500 | 55.5556 | 40000 | 9 | 1 | 18.95 | 18.95 | 22.267 | 2020Q2 | https://www.beeslighting.com/S39058 | Bee's Lighting | 2020 | Yes
LED Lighting | Downlight | Satco | True |  |  |  | Pre-wired | Home Fixtures Recessed Lighting 6 in - 65W Equal - LED Ultra Thin Downlight - Canless - 800 Lumens - 11.6W - 5000K - White Back Description The Satco S39059 6 in. LED recessed canless downlight offers an energy efficient 65W incandescent replacement. The 11.6WLED/DW/EL/5-6/50K/120V emits 800 lumens on a 5000K color temperature while only using 11.6 watts of power. 6 inch Canless downlight Slim design 40,000 LED Rate Life 120V Dimmable Downlight 5 Year Warranty 6 in - 65W Equal - LED Ultra Thin Downlight - Canless - 800 Lumens - 11.6W - 5000K - White | 5000 | 83 | 800 | 66.6667 | 40000 | 12 | 1 | 24.95 | 24.95 | 29.3172 | 2020Q2 | https://www.beeslighting.com/S39059 | Bee's Lighting | 2020 | Yes
LED Lighting | Downlight | Satco | True |  |  |  | Pre-wired | Home Fixtures Recessed Lighting 6 in - 65W Equal - LED Ultra Thin Downlight - Canless - 800 Lumens - 11.6W - 3000K - White Back Description The Satco S39062 6 in. LED recessed canless downlight offers an energy efficient 65W incandescent replacement. The 11.6WLED/DW/EL/5-6/30K/120V emits 800 lumens on a 3000K color temperature while only using 11.6 watts of power. 6 inch Canless downlight Slim design 40,000 LED Rate Life 120V Dimmable Downlight 5 Year Warranty 6 in - 65W Equal - LED Ultra Thin Downlight - Canless - 800 Lumens - 11.6W - 3000K - White | 3000 | 83 | 800 | 66.6667 | 40000 | 12 | 1 | 24.95 | 24.95 | 29.3172 | 2020Q2 | https://www.beeslighting.com/S39062 | Bee's Lighting | 2020 | Yes
LED Lighting | Downlight | Satco | True |  |  |  | Pre-wired | Home Fixtures Recessed Lighting 6 in - 65W Equal - LED Ultra Thin Downlight - Canless - 800 Lumens - 11.6W - 4000K - White Back Description The Satco S39063 6 in. LED recessed canless downlight offers an energy efficient 65W incandescent replacement. The 11.6WLED/DW/EL/5-6/40K/120V emits 800 lumens on a 4000K color temperature while only using 11.6 watts of power. 6 inch Canless downlight Slim design 40,000 LED Rate Life 120V Dimmable Downlight 5 Year Warranty 6 in - 65W Equal - LED Ultra Thin Downlight - Canless - 800 Lumens - 11.6W - 4000K - White | 4000 | 83 | 800 | 66.6667 | 40000 | 12 | 1 | 24.95 | 24.95 | 29.3172 | 2020Q2 | https://www.beeslighting.com/S39063 | Bee's Lighting | 2020 | Yes
LED Lighting | Downlight | Satco | True |  |  |  | E26, 2-pin | Home Fixtures Recessed Lighting 4 in - 50W Equal - LED Retrofit Downlight - 600 Lumens - 7W - 3000K - White Back Description 7WLED/DIR/4/90'/30K/120V7 watt LED Directional Retrofit Downlight - Gimbaled; 4"; 3000K; 90' Beam spread; 120 volts; Dimmable; White Finish Solid State LED lighting Directional Downlight Retrofit Gimbaled Long life Dimmable 4 in - 50W Equal - LED Retrofit Downlight - 600 Lumens - 7W - 3000K - White | 3000 | 90 | 600 | 85.7143 | 50000 | 7 | 1 | 18.95 | 18.95 | 22.267 | 2020Q2 | https://www.beeslighting.com/S39467 | Bee's Lighting | 2020 | Yes
LED Lighting | Downlight | Satco | True |  |  |  | E26, 2-pin | Home Fixtures Recessed Lighting 4 in - 50W Equal - LED Retrofit Downlight - 600 Lumens - 7W - 4000K - White Back Description 7WLED/DIR/4/90'/40K/120V7 watt LED Directional Retrofit Downlight - Gimbaled; 4"; 4000K; 90' Beam spread; 120 volts; Dimmable; White Finish Solid State LED lighting Directional Downlight Retrofit Gimbaled Long life Dimmable 4 in - 50W Equal - LED Retrofit Downlight - 600 Lumens - 7W - 4000K - White | 4000 | 90 | 600 | 85.7143 | 50000 | 7 | 1 | 18.95 | 18.95 | 22.267 | 2020Q2 | https://www.beeslighting.com/S39468 | Bee's Lighting | 2020 | Yes
LED Lighting | Downlight | Satco | True |  |  |  | E26, 2-pin | Home Fixtures Recessed Lighting 5/6 in - 65W Equal - LED Retrofit Downlight - 800 Lumens - 9W - 3000K - White Back Description 9WLED/DIR/5-6/30K/120V 9 watt LED Directional Retrofit Downlight - Gimbaled; 5"-6"; 3000K; 120 volts; Dimmable; White Finish Solid State LED lighting Directional Downlight Retrofit Gimbaled Long life Dimmable 5/6 in - 65W Equal - LED Retrofit Downlight - 800 Lumens - 9W - 3000K - White | 3000 | 90 | 800 | 88.8889 | 50000 | 9 | 1 | 21.95 | 21.95 | 25.7921 | 2020Q2 | https://www.beeslighting.com/S39473 | Bee's Lighting | 2020 | Yes
LED Lighting | Downlight | Satco | True |  |  |  | E26, 2-pin | Home Fixtures Recessed Lighting 5/6 in - 65W Equal - LED Retrofit Downlight - 800 Lumens - 9W - 4000K - White Back Description 9WLED/DIR/5-6/40K/120V 9 watt LED Directional Retrofit Downlight - Gimbaled; 5"-6"; 4000K; 120 volts; Dimmable; White Finish Solid State LED lighting Directional Downlight Retrofit Gimbaled Long life Dimmable 5/6 in - 65W Equal - LED Retrofit Downlight - 800 Lumens - 9W - 4000K - White | 4000 | 90 | 800 | 88.8889 | 50000 | 9 | 1 | 21.95 | 21.95 | 25.7921 | 2020Q2 | https://www.beeslighting.com/S39474 | Bee's Lighting | 2020 | Yes
LED Lighting | Downlight | Satco | True |  |  |  | E26, 2-pin | Home Fixtures Recessed Lighting 4 in - 50W Equal - LED Retrofit Downlight - 600 Lumens - 7W - 3000K - Square - White Back Description 7WLED/4/SQ/30K/120V 7 watt LED Downlight Retrofit; 4 inch square shape; 3000K; 120 volt; White Finish Solid State LED lighting Downlight Retrofit Long life 4 in - 50W Equal - LED Retrofit Downlight - 600 Lumens - 7W - 3000K - Square - White | 3000 | 90 | 600 | 85.7143 | 50000 | 7 | 1 | 13.95 | 13.95 | 16.3918 | 2020Q2 | https://www.beeslighting.com/S39757 | Bee's Lighting | 2020 | Yes
LED Lighting | Downlight | Satco | True |  |  |  | E26, 2-pin | Home Fixtures Recessed Lighting 4 in - 50W Equal - LED Retrofit Downlight - 600 Lumens - 7W - 4000K - Square - White Back Description 7WLED/4/SQ/40K/120V 7 watt LED Downlight Retrofit; 4 inch square shape; 4000K; 120 volt; White Finish Solid State LED lighting Downlight Retrofit Long life 4 in - 50W Equal - LED Retrofit Downlight - 600 Lumens - 7W - 4000K - Square - White | 4000 | 90 | 600 | 85.7143 | 50000 | 7 | 1 | 13.95 | 13.95 | 16.3918 | 2020Q2 | https://www.beeslighting.com/S39758 | Bee's Lighting | 2020 | Yes
LED Lighting | Downlight | Satco | True |  |  |  | E26, 2-pin | Home Fixtures Recessed Lighting 4 in - 50W Equal - LED Retrofit Downlight - 600 Lumens - 7W - 5000K - Square - White Back Description 7WLED/4/SQ/50K/120V 7 watt LED Downlight Retrofit; 4 inch square shape; 5000K; 120 volt; White Finish Solid State LED lighting Downlight Retrofit Long life 4 in - 50W Equal - LED Retrofit Downlight - 600 Lumens - 7W - 5000K - Square - White | 5000 | 90 | 600 | 85.7143 | 50000 | 7 | 1 | 13.95 | 13.95 | 16.3918 | 2020Q2 | https://www.beeslighting.com/S39759 | Bee's Lighting | 2020 | Yes
LED Lighting | Downlight | Satco | True |  |  |  | E26, 2-pin | Home Fixtures Recessed Lighting 5/6 in - 85W Equal - LED Retrofit Downlight - 1000 Lumens - 11.5W - 3000K - Square - White Back Description 11.5WLED/5-6/SQ/30K/120V 11.5 watt LED Downlight Retrofit; 5-6 inch square shape; 3000K; 120 volt; White Finish Solid State LED lighting Downlight Retrofit for 5-6" Long life 5/6 in - 85W Equal - LED Retrofit Downlight - 1000 Lumens - 11.5W - 3000K - Square - White | 3000 | 90 | 1000 | 90.9091 | 50000 | 11 | 1 | 18.95 | 18.95 | 22.267 | 2020Q2 | https://www.beeslighting.com/S39771 | Bee's Lighting | 2020 | Yes
LED Lighting | Downlight | Satco | True |  |  |  | E26, 2-pin | Home Fixtures Recessed Lighting 5/6 in - 85W Equal - LED Retrofit Downlight - 1000 Lumens - 11.5W - 4000K - Square - White Back Description 11.5WLED/5-6/SQ/40K/120V 11.5 watt LED Downlight Retrofit; 5-6 inch square shape; 4000K; 120 volt; White Finish Solid State LED lighting Downlight Retrofit for 5-6" Long life 5/6 in - 85W Equal - LED Retrofit Downlight - 1000 Lumens - 11.5W - 4000K - Square - White | 4000 | 90 | 1000 | 90.9091 | 50000 | 11 | 1 | 18.95 | 18.95 | 22.267 | 2020Q2 | https://www.beeslighting.com/S39772 | Bee's Lighting | 2020 | Yes
LED Lighting | Downlight | Satco | True |  |  |  | E26, 2-pin | Home Fixtures Recessed Lighting 5/6 in - 85W Equal - LED Retrofit Downlight - 1000 Lumens - 11.5W - 5000K - Square - White Back Description 11.5WLED/5-6/SQ/50K/120V 11.5 watt LED Downlight Retrofit; 5-6 inch square shape; 5000K; 120 volt; White Finish Solid State LED lighting Downlight Retrofit for 5-6" Long life 5/6 in - 85W Equal - LED Retrofit Downlight - 1000 Lumens - 11.5W - 5000K - Square - White | 5000 | 90 | 1000 | 90.9091 | 50000 | 11 | 1 | 18.95 | 18.95 | 22.267 | 2020Q2 | https://www.beeslighting.com/S39773 | Bee's Lighting | 2020 | Yes
LED Lighting | Downlight | GM Lighting | True |  |  |  |  | Home Fixtures Flush Mount Lighting 4in - 670 lumens - LED Disk light - 12W - 3000K - 90 CRI - White Back Description The GM Lighting S4-3090-WH LED disk light is a surface mount downlight that mounts to a standard 4 inch junction box or 4 inch recessed can. This LED surface mount disk light consumes only 12 watts and produces up to 670 lumens with 3000K warm white color temperature. Surface mount ceiling lights are ideal retrofit for recessed can lights for a more simple and elegant look. The S4-3090-WH is made of polycarbonate white housing with a white opal diffuser. This LED disk light is Title 24 and Energy Star rated for hallways, foyers, closets, bathrooms and bedrooms. 6 inch overall diameter disk light Runs on 120V with 90 CRI light Mounts to standard 4 inch shallow fixture box, octagon box, or a 4 inch recessed downlight (recessed mounting kit sold separately) Wet location rated Corrosion resistant white powder coat finish 4in - 670 lumens - LED Disk light - 12W - 3000K - 90 CRI - White | 3000 | 80 | 670 | 55.8333 | 50000 | 12 | 1 | 25.2 | 25.2 | 29.611 | 2020Q2 | https://www.beeslighting.com/S4-3080-WH | Bee's Lighting | 2020 | Yes
LED Lighting | Downlight | GM Lighting | True |  |  |  |  | Home Fixtures Flush Mount Lighting 6in - 1050 lumens - LED Disk light - 15W - 4000K - 90 CRI - White Back Description The GM Lighting S6-4090-WH LED disk light is a surface mount downlight that mounts to a standard 4 inch junction box or 6 inch recessed can. This LED surface mount disk light consumes only 15 watts and produces up to 1050 lumens with 4000K cool white color temperature. Surface mount ceiling lights are ideal retrofit for recessed can lights for a more simple and elegant look. The S6-4090-WH is made of polycarbonate white housing with a white opal diffuser. This LED disk light is Title 24 and Energy Star rated for hallways, foyers, closets, bathrooms and bedrooms. 7-1/4 inch overall diameter disk light Runs on 120V with 90 CRI light Mounts to standard 4 inch shallow fixture box, octagon box, or a 6 inch recessed downlight (recessed mounting kit sold separately) Wet location rated Corrosion resistant white powder coat finish 6in - 1050 lumens - LED Disk light - 15W - 4000K - 90 CRI - White | 4000 | 80 | 1050 | 70 | 50000 | 15 | 1 | 25.2 | 25.2 | 29.611 | 2020Q2 | https://www.beeslighting.com/S6-4080-WH | Bee's Lighting | 2020 | Yes
LED Lighting | Decorative | Satco | True |  |  | Globe |  | Home Bulbs Filament Light Bulbs LED Filament Bulb - 4.5W - G40 Globe - 40W Equal - 470 Lumens - 2700K Warm White Back Description LED with a traditional incandescent look and feelOmni-directional light sourceSmooth dimmingReplaces up to 40 watt lampsLong life - 15,000 hoursDamp LocationUL listed for totally enclosed fixturesShatterproof coated LED Filament Bulb - 4.5W - G40 Globe - 40W Equal - 470 Lumens - 2700K Warm White | 2700 | 80 | 470 | 94 | 15000 | 5 | 1 | 11.16 | 11.16 | 13.1134 | 2020Q2 | https://www.beeslighting.com/S9256 | Bee's Lighting | 2020 | Yes
LED Lighting | Downlight | Satco | True |  |  |  | 2-pin | Home Fixtures Recessed Lighting 5/6 in - 65W Equal - LED Retrofit Downlight - 800 Lumens - 12W - 3000K - White Back Description 12WLED/DIR/5-6/30K/120V 12 watt LED Directional Retrofit Downlight - Gimbaled; 5"-6"; 3000K; 120 volts; Dimmable Solid State LED lighting Directional Downlight Retrofit Gimbaled Long life Dimmable Compatible Dimmers Lutron C.L. Family - Gen. 2.2 or above Lutron DVCL-153P Lutron MACL-153M 5/6 in - 65W Equal - LED Retrofit Downlight - 800 Lumens - 12W - 3000K - White | 3000 | 90 | 800 | 66.6667 | 50000 | 12 | 1 | 16.77 | 16.77 | 19.7054 | 2020Q2 | https://www.beeslighting.com/S9473 | Bee's Lighting | 2020 | Yes
LED Lighting | Downlight | Satco | True |  |  |  | 2-pin | Home Fixtures Recessed Lighting 5/6 in - 65W Equal - LED Retrofit Downlight - 840 Lumens - 12W - 4000K - White Back Description 12WLED/DIR/5-6/40K/120V 12 watt LED Directional Retrofit Downlight - Gimbaled; 5"-6"; 4000K; 120 volts; Dimmable Solid State LED lighting Directional Downlight Retrofit Gimbaled Long life Dimmable Compatible Dimmers Lutron C.L. Family - Gen. 2.2 or above Lutron DVCL-153P Lutron MACL-153M 5/6 in - 65W Equal - LED Retrofit Downlight - 840 Lumens - 12W - 4000K - White | 4000 | 90 | 840 | 70 | 50000 | 12 | 1 | 16.77 | 16.77 | 19.7054 | 2020Q2 | https://www.beeslighting.com/S9474 | Bee's Lighting | 2020 | Yes
LED Lighting | Decorative | Satco | True |  |  | Globe |  | Home Bulbs Filament Light Bulbs LED Filament Bulb - 4.5W - G25 - 40W Equal - 380 Lumens - 2000K Warm White Back Description This Satco S9584 LED G25 bulb produces 380 lumens, with only 4.5 watt power consumption. The S9584 replaces 40 watt incandescent bulbs and has an E26 base type. Moreover, the bulb illuminates a warm white color temperature in 2000K. G25 shaped replacement lamp LED with a traditional incandescent look and feel Available in 120VBulb has a rate life of 15,000 hours UL listed for totally enclosed fixtures LED Filament Bulb - 4.5W - G25 - 40W Equal - 380 Lumens - 2000K Warm White | 2000 | 80 | 380 | 76 | 15000 | 5 | 1 | 8.95 | 8.95 | 10.5166 | 2020Q2 | https://www.beeslighting.com/S9584 | Bee's Lighting | 2020 | Yes
LED Lighting | Downlight | Satco | True |  |  |  | E26, 2-pin | Home Fixtures Recessed Lighting 4 in - 45W Equal - LED Retrofit Downlight - 600 Lumens - 10W - 3000K - Square - White Back Description 10WLED/4/SQ/30K/120V 10 watt LED Downlight Retrofit; 4 inch square shape; 3000K; 120 volt Solid State LED lighting Downlight Retrofit Long life 4 in - 45W Equal - LED Retrofit Downlight - 600 Lumens - 10W - 3000K - Square - White | 3000 | 90 | 600 | 60 | 50000 | 10 | 1 | 11.17 | 11.17 | 13.1252 | 2020Q2 | https://www.beeslighting.com/S9757 | Bee's Lighting | 2020 | Yes
LED Lighting | Downlight | Satco | True |  |  |  | E26, 2-pin | Home Fixtures Recessed Lighting 4 in - 45W Equal - LED Retrofit Downlight - 600 Lumens - 10W - 5000K - Square - White Back Description 10WLED/4/SQ/50K/120V 10 watt LED Downlight Retrofit; 4 inch square shape; 5000K; 120 volt Solid State LED lighting Downlight Retrofit Long life 4 in - 45W Equal - LED Retrofit Downlight - 600 Lumens - 10W - 5000K - Square - White | 5000 | 90 | 600 | 60 | 50000 | 10 | 1 | 11.17 | 11.17 | 13.1252 | 2020Q2 | https://www.beeslighting.com/S9759 | Bee's Lighting | 2020 | Yes
LED Lighting | Downlight | Satco | True |  |  |  | E26, 2-pin | Home Fixtures Recessed Lighting 5/6 in - 85W Equal - LED Retrofit Downlight - 1000 Lumens - 16W - 4000K - Square - White Back Description 16WLED/5-6/SQ/40K/120V 16 watt LED Downlight Retrofit; 5-6 inch square shape; 4000K; 120 volt Solid State LED lighting Downlight Retrofit Long life 5/6 in - 85W Equal - LED Retrofit Downlight - 1000 Lumens - 16W - 4000K - Square - White | 4000 | 90 | 1000 | 62.5 | 50000 | 16 | 1 | 13.97 | 13.97 | 16.4153 | 2020Q2 | https://www.beeslighting.com/S9772 | Bee's Lighting | 2020 | Yes
LED Lighting | Downlight | Satco | True |  |  |  | E26, 2-pin | Home Fixtures Recessed Lighting 5/6 in - 85W Equal - LED Retrofit Downlight - 1000 Lumens - 16W - 5000K - Square - White Back Description 16WLED/5-6/SQ/50K/120V 16 watt LED Downlight Retrofit; 5-6 inch square shape; 5000K; 120 volt Solid State LED lighting Downlight Retrofit Long life 5/6 in - 85W Equal - LED Retrofit Downlight - 1000 Lumens - 16W - 5000K - Square - White | 5000 | 90 | 1000 | 62.5 | 50000 | 16 | 1 | 13.97 | 13.97 | 16.4153 | 2020Q2 | https://www.beeslighting.com/S9773 | Bee's Lighting | 2020 | Yes
LED Lighting | Decorative | Satco | True |  |  | Torpedo |  | Home Bulbs Filament Light Bulbs LED Filament Bulb - 2.5W - Chandelier Bulb - 25W Equal - 200 Lumens - 2700K Warm White Back Description 2.5W CFC/LED/27K/CL/120V 2.5 watt CA11 LED; Clear; Candelabra base; 2700K; 200 lumens; 120 volts LED with a traditional incandescent look and feel Omni-directional light source Smooth dimming Replaces up to 25 watt lamps Long life - 15,000 hours Damp Location UL listed for totally enclosed fixtures Compatible Dimmers Cooper TAL06P-C1 Leviton DSE06 Lutron NTCL-250 LED Filament Bulb - 2.5W - Chandelier Bulb - 25W Equal - 200 Lumens - 2700K Warm White | 2700 | 80 | 200 | 66.6667 | 15000 | 3 | 1 | 4.76 | 4.76 | 5.5932 | 2020Q2 | https://www.beeslighting.com/S9921 | Bee's Lighting | 2020 | Yes
LED Lighting | Decorative | Satco | True |  |  | Flame Tip |  | Home Bulbs Filament Light Bulbs LED Filament Bulb - 3.5W - Chandelier Bulb - 40W Equal - 350 Lumens - 2700K Warm White Back Description 3.5W CFC/LED/27K/CL/120V 3.5 watt CA11 LED; Clear; Candelabra base; 2700K; 350 lumens; 120 volts LED with a traditional incandescent look and feel Omni-directional light source Smooth dimming Replaces up to 40 watt lamps Long life - 15,000 hours Damp Location UL listed for totally enclosed fixtures Compatible Dimmers Cooper TAL06P-C1 Leviton DSE06 Lutron NTCL-250 LED Filament Bulb - 3.5W - Chandelier Bulb - 40W Equal - 350 Lumens - 2700K Warm White | 2700 | 80 | 350 | 87.5 | 15000 | 4 | 1 | 4.87 | 4.87 | 5.7224 | 2020Q2 | https://www.beeslighting.com/S9923 | Bee's Lighting | 2020 | Yes
LED Lighting | Decorative | Satco | True |  |  | Globe |  | Home Bulbs Filament Light Bulbs LED Filament Bulb - 4W - G30 - 25W Equal - 240 Lumens - 2000K Warm White Back Description This Satco S9968 LED G30 bulb produces 240 lumens, with only 4 watt power consumption. The S9968 replaces 25 watt incandescent bulbs and has an E26 base type. Moreover, the bulb illuminates a warm white color temperature in 2000K. G30 shaped replacement lamp LED with a traditional incandescent look and feel Available in 120VBulb has a rate life of 15,000 hours UL listed for totally enclosed fixtures LED Filament Bulb - 4W - G30 - 25W Equal - 240 Lumens - 2000K Warm White | 2000 | 80 | 240 | 60 | 15000 | 4 | 1 | 12.95 | 12.95 | 15.2168 | 2020Q2 | https://www.beeslighting.com/S9968 | Bee's Lighting | 2020 | Yes
LED Lighting | Decorative | Satco | True |  |  | Globe |  | Home Bulbs Filament Light Bulbs LED Filament Bulb - 4W - G40 - 25W Equal - 240 Lumens - 2000K Warm White Back Description This Satco S9969 LED G40 bulb produces 240 lumens, with only 4 watt power consumption. The S9969 replaces 25 watt incandescent bulbs and has an E26 base type. Moreover, the bulb illuminates a warm white color temperature in 2000K. G40 shaped replacement lamp LED with a traditional incandescent look and feel Available in 120VBulb has a rate life of 15,000 hours UL listed for totally enclosed fixtures LED Filament Bulb - 4W - G40 - 25W Equal - 240 Lumens - 2000K Warm White | 2000 | 80 | 240 | 60 | 15000 | 4 | 1 | 14.95 | 14.95 | 17.5668 | 2020Q2 | https://www.beeslighting.com/S9969 | Bee's Lighting | 2020 | Yes
LED Lighting | Decorative | Satco | True |  |  | Torpedo |  | Home Bulbs Filament Light Bulbs LED Filament Bulb - 3.5W - Candelabra - 40W Equal - 300 Lumens - 2000K Warm White Back Description This Satco S9986 LED Torpedo bulb produces 300 lumens, with only 3.5 watt power consumption. The S9986 replaces 40 watt incandescent bulbs and has an E12 base type. Moreover, the bulb illuminates a warm white color temperature in 2000K. Candelabra shaped replacement lamp LED with a traditional incandescent look and feel Available in 120VBulb has a rate life of 15,000 hours UL listed for totally enclosed fixtures LED Filament Bulb - 3.5W - Candelabra - 40W Equal - 300 Lumens - 2000K Warm White | 2000 | 80 | 300 | 75 | 15000 | 4 | 1 | 7.95 | 7.95 | 9.3416 | 2020Q2 | https://www.beeslighting.com/S9986 | Bee's Lighting | 2020 | Yes
LED Lighting | Decorative | Satco | True |  |  | Flame Tip |  | Home Bulbs Filament Light Bulbs LED Filament Bulb - 3.5W - Candelabra - 40W Equal - 300 Lumens - 2000K Warm White Back Description This Satco S9987 LED Flame Tip bulb produces 300 lumens, with only 3.5 watt power consumption. The S9987 replaces 40 watt incandescent bulbs and has an E12 base type. Moreover, the bulb illuminates a warm white color temperature in 2000K. Candelabra shaped replacement lamp LED with a traditional incandescent look and feel Available in 120VBulb has a rate life of 15,000 hours Approved for enclosed fixtures LED Filament Bulb - 3.5W - Candelabra - 40W Equal - 300 Lumens - 2000K Warm White | 2000 | 80 | 300 | 75 | 15000 | 4 | 1 | 7.95 | 7.95 | 9.3416 | 2020Q2 | https://www.beeslighting.com/S9987 | Bee's Lighting | 2020 | Yes
LED Lighting | Downlight | RAB Lighting |  | Daylighting/Photocell, |  |  |  | Home Fixtures Outdoor Lighting Security Lights LED Flood Light with Motion Sensor - 24 Watt - 1664 Lumens - 4000K - Adjustable 2-Head - Bronze Back Description The RAB smart bullet floodlight has two adjustable heads so that you can get light where you need it. Each head is equivalent to a 75W BR halogen wide flood light. In addition, the sensor which is included with the fixture is able to detect motion in a 180° pattern, at distances of up to 30 feet. The timer can be adjusted to turn off anywhere from 5 seconds to 15 minutes after the motion sensor triggers the light to turn on. Lastly, with its easy-to-install mounting plate the RAB SMSBULLET2X12NA is the perfect uplight or downlight for your outdoor lighting needs. Adjustable photo and motion sensitivity Manual sensor override disables motion detection Energy star certified Professional-grade design with adjustable heads 10 year warranty on full fixture & sensor assembly 100,000 LED lifespan Wall mount LED Flood Light with Motion Sensor - 24 Watt - 1664 Lumens - 4000K - Adjustable 2-Head - Bronze | 4000 | 84 | 1664 | 69.3333 | 100000 | 24 | 1 | 256.65 | 256.65 | 301.5737 | 2020Q2 | https://www.beeslighting.com/SMSBULLET2X12NA | Bee's Lighting | 2020 | No
LED Lighting | Downlight | RAB Lighting |  | Daylighting/Photocell, |  |  |  | Home Fixtures Outdoor Lighting Security Lights LED Flood Light with Motion Sensor - 24 Watt - 1664 Lumens - 4000K - Adjustable 2-Head - White Back Description The RAB smart bullet floodlight has two adjustable heads so that you can get light where you need it. Each head is equivalent to a 75W BR halogen wide flood light. In addition, the sensor which is included with the fixture is able to detect motion in a 180° pattern, at distances of up to 30 feet. The timer can be adjusted to turn off anywhere from 5 seconds to 15 minutes after the motion sensor triggers the light to turn on. Lastly, with its easy-to-install mounting plate the RAB SMSBULLET2X12NA is the perfect uplight or downlight for your outdoor lighting needs. Adjustable photo and motion sensitivity Manual sensor override disables motion detection Energy star certified Professional-grade design with adjustable heads 10 year warranty on full fixture & sensor assembly 100,000 LED lifespan Wall mount LED Flood Light with Motion Sensor - 24 Watt - 1664 Lumens - 4000K - Adjustable 2-Head - White | 4000 | 84 | 1664 | 69.3333 | 100000 | 24 | 1 | 256.65 | 256.65 | 301.5737 | 2020Q2 | https://www.beeslighting.com/SMSBULLET2X12NW | Bee's Lighting | 2020 | No
LED Lighting | Downlight | American Lighting | True | Scene Controls, |  |  | E26, 2-pin | Home Fixtures Recessed Lighting 4 inch - 65W Equal - LED Retrofit Downlight - 720 Lumens - 11 Watt - 2700K-6500K and RGB - White Back Description The SPK-DL4-RGBTW-WH LED 4" retrofit downlight is part of the Spektrum series of downlights that provides instant lighting control and lighting space customization. The American Lighting 4 inch downlight replaces 65 watt incandescent lights and provides 720 lumens with 2700K-6500K tunable white and RGB color temperatures. This retrofit 6 inch downlight is ideal for office, bedroom and kitchen lighting. RGB and Tunable White (2700K-6500K) mixing capabilities No hub or gateway required Features Bluetooth Mesh Wireless Technology Aluminum housing with polycarbonate lens 90+ high quality CRI cULus listed, IC rated, ROHS and suitable for damp locations 4 inch - 65W Equal - LED Retrofit Downlight - 720 Lumens - 11 Watt - 2700K-6500K and RGB - White | 2700 | 90 | 720 | 65.4545 | 25000 | 11 | 1 | 38.14 | 38.14 | 44.816 | 2020Q2 | https://www.beeslighting.com/SPK-DL4-RGBTW-WH | Bee's Lighting | 2020 | Yes
LED Lighting | Downlight | American Lighting | True | Scene Controls, |  |  | E26, 2-pin | Home Fixtures Recessed Lighting 6 inch - 100W Equal - LED Retrofit Downlight - 950 Lumens - 13 Watt - 2700K-6500K and RGB - White Back Description The SPK-DL6-RGBTW-WH LED 6" retrofit downlight is part of the Spektrum series of downlights that provides instant lighting control and lighting space customization. The American Lighting 6 inch downlight replaces 100 watt incandescent lights and provides 950 lumens with 2700K-6500K tunable white and RGB color temperatures. This retrofit 6 inch downlight is ideal for office, bedroom and kitchen lighting. RGB and Tunable White (2700K-6500K) mixing capabilities No hub or gateway required Features Bluetooth Mesh Wireless Technology Aluminum housing with polycarbonate lens 90+ high quality CRI cULus listed, IC rated, ROHS and suitable for damp locations 6 inch - 100W Equal - LED Retrofit Downlight - 950 Lumens - 13 Watt - 2700K-6500K and RGB - White | 2700 | 90 | 950 | 73.0769 | 25000 | 13 | 1 | 45.14 | 45.14 | 53.0412 | 2020Q2 | https://www.beeslighting.com/SPK-DL6-RGBTW-WH | Bee's Lighting | 2020 | Yes
LED Lighting |  | Nuvo Lighting | True |  |  |  |  | Home Fixtures Track Lighting Track Lighting Heads Round Track Head Fixture - Integrated LED - 12W - 1020 Lumens - 3000K - Halo Track - 120V - White Back Description The Nuvo Lighting TH403 LED track head comes with an integrated LED module that produces 820 lumens with only 12 watts consumed. This LED track head also has 3000K soft white color temperature and 90 CRI. The TH403 comes with a white finish and 36° beam angle. Use this dimmable Nuvo LED track light to replace 75W halogen in retail stores, museums and other educational applications. LED track light runs on 120V line voltage Compatible with H style track Up to 30,000 hours rate life Round track head shape UL listed Track head has a 3 year warranty Round Track Head Fixture - Integrated LED - 12W - 1020 Lumens - 3000K - Halo Track - 120V - White | 3000 | 90 | 1020 | 85 | 30000 | 12 | 1 | 45.99 | 45.99 | 54.04 | 2020Q2 | https://www.beeslighting.com/TH403 | Bee's Lighting | 2020 | Yes
LED Lighting |  | Nuvo Lighting | True |  |  |  |  | Home Fixtures Track Lighting Track Lighting Heads Round Track Head Fixture - Integrated LED - 12W - 1020 Lumens - 3000K - Halo Track - 120V - Black Back Description The Nuvo Lighting TH404 LED track head comes with an integrated LED module that produces 820 lumens with only 12 watts consumed. This LED track head also has 3000K soft white color temperature and 90 CRI. The TH404 comes with a black finish and 36° beam angle. Use this dimmable Nuvo LED track light to replace 75W halogen in retail stores, museums and other educational applications. LED track light runs on 120V line voltage Compatible with H style track Up to 30,000 hours rate life Round track head shape UL listed Track head has a 3 year warranty Round Track Head Fixture - Integrated LED - 12W - 1020 Lumens - 3000K - Halo Track - 120V - Black | 3000 | 90 | 1020 | 85 | 30000 | 12 | 1 | 45.99 | 45.99 | 54.04 | 2020Q2 | https://www.beeslighting.com/TH404 | Bee's Lighting | 2020 | Yes
LED Lighting |  | Nuvo Lighting | True |  |  |  |  | Home Fixtures Track Lighting Track Lighting Heads Round Track Head Fixture - Integrated LED - 12W - 1020 Lumens - 3000K - Halo Track - 120V - Brushed Nickel Back Description The Nuvo Lighting TH407 LED track head comes with an integrated LED module that produces 820 lumens with only 12 watts consumed. This LED track head also has 3000K soft white color temperature and 90 CRI. The TH407 comes with a brushed nickel finish and 36° beam angle. Use this dimmable Nuvo LED track light to replace 75W halogen in retail stores, museums and other educational applications. LED track light runs on 120V line voltage Compatible with H style track Up to 30,000 hours rate life Round track head shape UL listed Track head has a 3 year warranty Round Track Head Fixture - Integrated LED - 12W - 1020 Lumens - 3000K - Halo Track - 120V - Brushed Nickel | 3000 | 90 | 1020 | 85 | 30000 | 12 | 1 | 54.99 | 54.99 | 64.6154 | 2020Q2 | https://www.beeslighting.com/TH407 | Bee's Lighting | 2020 | Yes
LED Lighting |  | Nuvo Lighting | True |  |  |  |  | Home Fixtures Track Lighting Track Lighting Heads Pinch Back Track Head Fixture - Integrated LED - 12W - 1020 Lumens - 3000K - Halo Track - 120V - White Back Description The Nuvo Lighting TH411 LED track head comes with an integrated LED module that produces 820 lumens with only 12 watts consumed. This LED track head also has 3000K warm white color temperature and 90 CRI. The TH411 comes with a die cast aluminum construction with white finish and 24° beam angle. Use this dimmable Nuvo LED track light to replace 75W halogen in retail stores, museums and other educational applications. LED track light runs on 120V line voltage Compatible with H style track Up to 30,000 hours rate life Pinch back track head shape UL listed Track head has a 3 year warranty Pinch Back Track Head Fixture - Integrated LED - 12W - 1020 Lumens - 3000K - Halo Track - 120V - White | 3000 | 90 | 1020 | 85 | 50000 | 12 | 1 | 45.99 | 45.99 | 54.04 | 2020Q2 | https://www.beeslighting.com/TH411 | Bee's Lighting | 2020 | Yes
LED Lighting |  | Nuvo Lighting | True |  |  |  |  | Home Fixtures Track Lighting Track Lighting Heads Pinch Back Track Head Fixture - Integrated LED - 12W - 1020 Lumens - 3000K - Halo Track - 120V - Black Back Description The Nuvo Lighting TH412 LED track head comes with an integrated LED module that produces 820 lumens with only 12 watts consumed. This LED track head also has 3000K warm white color temperature and 90 CRI. The TH412 comes with a die cast aluminum construction with black finish and 24° beam angle. Use this dimmable Nuvo LED track light to replace 75W halogen in retail stores, museums and other educational applications. LED track light runs on 120V line voltage Compatible with H style track Up to 30,000 hours rate life Pinch back track head shape UL listed Track head has a 3 year warranty Pinch Back Track Head Fixture - Integrated LED - 12W - 1020 Lumens - 3000K - Halo Track - 120V - Black | 3000 | 90 | 1020 | 85 | 50000 | 12 | 1 | 45.99 | 45.99 | 54.04 | 2020Q2 | https://www.beeslighting.com/TH412 | Bee's Lighting | 2020 | Yes
LED Lighting |  | Nuvo Lighting | True |  |  |  |  | Home Fixtures Track Lighting Track Lighting Heads Pinch Back Track Head Fixture - Integrated LED - 12W - 1020 Lumens - 3000K - Halo Track - 120V - White Back Description The Nuvo Lighting TH413 LED track head comes with an integrated LED module that produces 820 lumens with only 12 watts consumed. This LED track head also has 3000K warm white color temperature and 90 CRI. The TH413 comes with a die cast aluminum construction with white finish and 36° beam angle. Use this dimmable Nuvo LED track light to replace 75W halogen in retail stores, museums and other educational applications. LED track light runs on 120V line voltage Compatible with H style track Up to 30,000 hours rate life Pinch back track head shape UL listed Track head has a 3 year warranty Pinch Back Track Head Fixture - Integrated LED - 12W - 1020 Lumens - 3000K - Halo Track - 120V - White | 3000 | 90 | 1020 | 85 | 50000 | 12 | 1 | 45.99 | 45.99 | 54.04 | 2020Q2 | https://www.beeslighting.com/TH413 | Bee's Lighting | 2020 | Yes
LED Lighting |  | Nuvo Lighting | True |  |  |  |  | Home Fixtures Track Lighting Track Lighting Heads Pinch Back Track Head Fixture - Integrated LED - 12W - 1020 Lumens - 3000K - Halo Track - 120V - Black Back Description The Nuvo Lighting TH414 LED track head comes with an integrated LED module that produces 820 lumens with only 12 watts consumed. This LED track head also has 3000K warm white color temperature and 90 CRI. The TH414 comes with a die cast aluminum construction with black finish and 36° beam angle. Use this dimmable Nuvo LED track light to replace 75W halogen in retail stores, museums and other educational applications. LED track light runs on 120V line voltage Compatible with H style track Up to 30,000 hours rate life Pinch back track head shape UL listed Track head has a 3 year warranty Pinch Back Track Head Fixture - Integrated LED - 12W - 1020 Lumens - 3000K - Halo Track - 120V - Black | 3000 | 90 | 1020 | 85 | 50000 | 12 | 1 | 45.99 | 45.99 | 54.04 | 2020Q2 | https://www.beeslighting.com/TH414 | Bee's Lighting | 2020 | Yes
LED Lighting |  | Nuvo Lighting | True |  |  |  |  | Home Fixtures Track Lighting Track Lighting Heads Pinch Back Track Head Fixture - Integrated LED - 12W - 1020 Lumens - 3000K - Halo Track - 120V - Brushed Nickel Back Description The Nuvo Lighting TH415 LED track head comes with an integrated LED module that produces 820 lumens with only 12 watts consumed. This LED track head also has 3000K warm white color temperature and 90 CRI. The TH415 comes with a die cast aluminum construction with brushed nickel finish and 24° beam angle. Use this dimmableNuvo LED track light to replace 75W halogen in retail stores, museums and other educational applications. LED track light runs on 120V line voltage Compatible with H style track Up to 30,000 hours rate life Pinch back track head shape UL listed Track head has a 3 year warranty Pinch Back Track Head Fixture - Integrated LED - 12W - 1020 Lumens - 3000K - Halo Track - 120V - Brushed Nickel | 3000 | 90 | 1020 | 85 | 30000 | 12 | 1 | 54.99 | 54.99 | 64.6154 | 2020Q2 | https://www.beeslighting.com/TH415 | Bee's Lighting | 2020 | Yes
LED Lighting |  | Nuvo Lighting | True |  |  |  |  | Home Fixtures Track Lighting Track Lighting Heads Pinch Back Track Head Fixture - Integrated LED - 12W - 1020 Lumens - 3000K - Halo Track - 120V - Brushed Nickel Back Description The Nuvo Lighting TH417 LED track head comes with an integrated LED module that produces 820 lumens with only 12 watts consumed. This LED track head also has 3000K warm white color temperature and 90 CRI. The TH417 comes with a die cast aluminum construction with brushed nickel finish and 36° beam angle. Use this dimmableNuvo LED track light to replace 75W halogen in retail stores, museums and other educational applications. LED track light runs on 120V line voltage Compatible with H style track Up to 30,000 hours rate life Pinch back track head shape UL listed Track head has a 3 year warranty Pinch Back Track Head Fixture - Integrated LED - 12W - 1020 Lumens - 3000K - Halo Track - 120V - Brushed Nickel | 3000 | 90 | 1020 | 85 | 30000 | 12 | 1 | 54.99 | 54.99 | 64.6154 | 2020Q2 | https://www.beeslighting.com/TH417 | Bee's Lighting | 2020 | Yes
LED Lighting |  | Nuvo Lighting | True |  |  |  |  | Home Fixtures Track Lighting Track Lighting Heads Angle Arm Track Head Fixture - Integrated LED - 12W - 1020 Lumens - 3000K - Halo Track - 120V - White Back Description The Nuvo Lighting TH423 LED track head comes with an integrated LED module that produces 820 lumens with only 12 watts consumed. This LED track head also has 3000K soft white color temperature and 90 CRI. The TH423 comes with a white finish and 36° beam angle. Use this dimmable Nuvo LED track light to replace 75W halogen in retail stores, museums and other educational applications. LED track light runs on 120V line voltage Compatible with H style track Up to 30,000 hours rate life Angle arm track head shape UL listed Track head has a 3 year warranty Angle Arm Track Head Fixture - Integrated LED - 12W - 1020 Lumens - 3000K - Halo Track - 120V - White | 3000 | 90 | 1020 | 85 | 30000 | 12 | 1 | 45.99 | 45.99 | 54.04 | 2020Q2 | https://www.beeslighting.com/TH423 | Bee's Lighting | 2020 | Yes
LED Lighting |  | Nuvo Lighting | True |  |  |  |  | Home Fixtures Track Lighting Track Lighting Heads Angle Arm Track Head Fixture - Integrated LED - 12W - 1020 Lumens - 3000K - Halo Track - 120V - Black Back Description The Nuvo Lighting TH424 LED track head comes with an integrated LED module that produces 820 lumens with only 12 watts consumed. This LED track head also has 3000K soft white color temperature and 90 CRI. The TH424 comes with a black finish and 36° beam angle. Use this dimmable Nuvo LED track light to replace 75W halogen in retail stores, museums and other educational applications. LED track light runs on 120V line voltage Compatible with H style track Up to 30,000 hours rate life Angle arm track head shape UL listed Track head has a 3 year warranty Angle Arm Track Head Fixture - Integrated LED - 12W - 1020 Lumens - 3000K - Halo Track - 120V - Black | 3000 | 90 | 1020 | 85 | 30000 | 12 | 1 | 45.99 | 45.99 | 54.04 | 2020Q2 | https://www.beeslighting.com/TH424 | Bee's Lighting | 2020 | Yes
LED Lighting |  | Nuvo Lighting | True |  |  |  |  | Home Fixtures Track Lighting Track Lighting Heads Angle Arm Track Head Fixture - Integrated LED - 12W - 1020 Lumens - 3000K - Halo Track - 120V - Brushed Nickel Back Description The Nuvo Lighting TH427 LED track head comes with an integrated LED module that produces 820 lumens with only 12 watts consumed. This LED track head also has 3000K soft white color temperature and 90 CRI. The TH427 comes with a brushed nickel finish and 36° beam angle. Use this dimmable Nuvo LED track light to replace 75W halogen in retail stores, museums and other educational applications. LED track light runs on 120V line voltage Compatible with H style track Up to 30,000 hours rate life Angle arm track head shape UL listed Track head has a 3 year warranty Angle Arm Track Head Fixture - Integrated LED - 12W - 1020 Lumens - 3000K - Halo Track - 120V - Brushed Nickel | 3000 | 90 | 1020 | 85 | 30000 | 12 | 1 | 54.99 | 54.99 | 64.6154 | 2020Q2 | https://www.beeslighting.com/TH427 | Bee's Lighting | 2020 | Yes
LED Lighting |  | Nuvo Lighting | True |  |  |  |  | Home Fixtures Track Lighting Track Lighting Kits Track Light Kit - 3 Round Track Heads - Integrated LED - 36W - 2460 Lumens - 3000K - 120V - White Back Description The Nuvo Lighting TK403 LED track head kit comes with an integrated LED module that produces 820 lumens with only 12 watts consumed. This LED track head also has 3000K soft white color temperature and 90 CRI. The TK403 comes with a white finish and 36° beam angle. Use this dimmable Nuvo LED track light kit fixture to replace 75W halogen in retail stores, museums and other educational applications. LED track light fixture runs on 120V line voltage Compatible with H style track Up to 30,000 hours rate life Round track head shape UL listed Track head has a 3 year warranty Track Light Kit - 3 Round Track Heads - Integrated LED - 36W - 2460 Lumens - 3000K - 120V - White | 3000 | 90 | 2460 | 68.3333 | 30000 | 36 | 1 | 165.99 | 165.99 | 195.0447 | 2020Q2 | https://www.beeslighting.com/TK403 | Bee's Lighting | 2020 | Yes
LED Lighting |  | Nuvo Lighting | True |  |  |  |  | Home Fixtures Track Lighting Track Lighting Kits Track Light Kit - 3 Round Track Heads - Integrated LED - 36W - 2460 Lumens - 3000K - 120V - Black Back Description The Nuvo Lighting TK404 LED track head kit comes with an integrated LED module that produces 820 lumens with only 12 watts consumed. This LED track head also has 3000K soft white color temperature and 90 CRI. The TK404 comes with a black finish and 36° beam angle. Use this dimmable Nuvo LED track light kit fixture to replace 75W halogen in retail stores, museums and other educational applications. LED track light fixture runs on 120V line voltage Compatible with H style track Up to 30,000 hours rate life Round track head shape UL listed Track head has a 3 year warranty Track Light Kit - 3 Round Track Heads - Integrated LED - 36W - 2460 Lumens - 3000K - 120V - Black | 3000 | 90 | 2460 | 68.3333 | 30000 | 36 | 1 | 165.99 | 165.99 | 195.0447 | 2020Q2 | https://www.beeslighting.com/TK404 | Bee's Lighting | 2020 | Yes
LED Lighting |  | Nuvo Lighting | True |  |  |  |  | Home Fixtures Track Lighting Track Lighting Kits Track Light Kit - 3 Round Track Heads - Integrated LED - 36W - 2460 Lumens - 3000K - 120V - Brushed Nickel Back Description The Nuvo Lighting TK407 LED track head kit comes with an integrated LED module that produces 820 lumens with only 12 watts consumed. This LED track head also has 3000K soft white color temperature and 90 CRI. The TK407 comes with a brushed nickel finish and 36° beam angle. Use this dimmable Nuvo LED track light kit fixture to replace 75W halogen in retail stores, museums and other educational applications. LED track light fixture runs on 120V line voltage Compatible with H style track Up to 30,000 hours rate life Round track head shape UL listed Track head has a 3 year warranty Track Light Kit - 3 Round Track Heads - Integrated LED - 36W - 2460 Lumens - 3000K - 120V - Brushed Nickel | 3000 | 90 | 2460 | 68.3333 | 30000 | 36 | 1 | 195.99 | 195.99 | 230.2958 | 2020Q2 | https://www.beeslighting.com/TK407 | Bee's Lighting | 2020 | Yes
LED Lighting |  | Nuvo Lighting | True |  |  |  |  | Home Fixtures Track Lighting Track Lighting Kits Track Light Kit - 3 Pinch Back Track Heads - Integrated LED - 36W - 2460 Lumens - 3000K - 120V - White Back Description The Nuvo Lighting TK413 LED track head kit comes with an integrated LED module that produces 820 lumens with only 12 watts consumed. This LED track head also has 3000K soft white color temperature and 90 CRI. The TK413 comes with a white finish and 36° beam angle. Use this dimmable Nuvo LED track light kit fixture to replace 75W halogen in retail stores, museums and other educational applications. LED track light fixture runs on 120V line voltage Compatible with H style track Up to 30,000 hours rate life Pinch back track head shape UL listed Track head has a 3 year warranty Track Light Kit - 3 Pinch Back Track Heads - Integrated LED - 36W - 2460 Lumens - 3000K - 120V - White | 3000 | 90 | 2460 | 68.3333 | 30000 | 36 | 1 | 165.99 | 165.99 | 195.0447 | 2020Q2 | https://www.beeslighting.com/TK413 | Bee's Lighting | 2020 | Yes
LED Lighting |  | Nuvo Lighting | True |  |  |  |  | Home Fixtures Track Lighting Track Lighting Kits Track Light Kit - 3 Pinch Back Track Heads - Integrated LED - 36W - 2460 Lumens - 3000K - 120V - Black Back Description The Nuvo Lighting TK414 LED track head kit comes with an integrated LED module that produces 820 lumens with only 12 watts consumed. This LED track head also has 3000K soft white color temperature and 90 CRI. The TK414 comes with a black finish and 36° beam angle. Use this dimmable Nuvo LED track light kit fixture to replace 75W halogen in retail stores, museums and other educational applications. LED track light fixture runs on 120V line voltage Compatible with H style track Up to 30,000 hours rate life Pinch back track head shape UL listed Track head has a 3 year warranty Track Light Kit - 3 Pinch Back Track Heads - Integrated LED - 36W - 2460 Lumens - 3000K - 120V - Black | 3000 | 90 | 2460 | 68.3333 | 30000 | 36 | 1 | 165.99 | 165.99 | 195.0447 | 2020Q2 | https://www.beeslighting.com/TK414 | Bee's Lighting | 2020 | Yes
LED Lighting |  | Nuvo Lighting | True |  |  |  |  | Home Fixtures Track Lighting Track Lighting Kits Track Light Kit - 3 Pinch Back Track Heads - Integrated LED - 36W - 2460 Lumens - 3000K - 120V - Brushed Nickel Back Description The Nuvo Lighting TK417 LED track head kit comes with an integrated LED module that produces 820 lumens with only 12 watts consumed. This LED track head also has 3000K soft white color temperature and 90 CRI. The TK417 comes with a brushed nickel finish and 36° beam angle. Use this dimmable Nuvo LED track light kit fixure to replace 75W halogen in retail stores, museums and other educational applications. LED track light fixture runs on 120V line voltage Compatible with H style track Up to 30,000 hours rate life Pinch back track head shape UL listed Track head has a 3 year warranty Track Light Kit - 3 Pinch Back Track Heads - Integrated LED - 36W - 2460 Lumens - 3000K - 120V - Brushed Nickel | 3000 | 90 | 2460 | 68.3333 | 30000 | 36 | 1 | 195.99 | 195.99 | 230.2958 | 2020Q2 | https://www.beeslighting.com/TK417 | Bee's Lighting | 2020 | Yes
LED Lighting |  | Nuvo Lighting | True |  |  |  |  | Home Fixtures Track Lighting Track Lighting Kits Track Light Kit - 3 Angle Arm Track Heads - Integrated LED - 36W - 2460 Lumens - 3000K - 120V - White Back Description The Nuvo Lighting TK423 LED track head kit comes with an integrated LED module that produces 820 lumens with only 12 watts consumed. This LED track head also has 3000K soft white color temperature and 90 CRI. The TK423 comes with a white finish and 36° beam angle. Use this dimmable Nuvo LED track light kit fixture to replace 75W halogen in retail stores, museums and other educational applications. LED track light runs on 120V line voltage Compatible with H style track Up to 30,000 hours rate life Angle arm track head shape UL listed Track head has a 3 year warranty Track Light Kit - 3 Angle Arm Track Heads - Integrated LED - 36W - 2460 Lumens - 3000K - 120V - White | 3000 | 90 | 2460 | 68.3333 | 30000 | 36 | 1 | 165.99 | 165.99 | 195.0447 | 2020Q2 | https://www.beeslighting.com/TK423 | Bee's Lighting | 2020 | Yes
LED Lighting |  | Nuvo Lighting | True |  |  |  |  | Home Fixtures Track Lighting Track Lighting Kits Track Light Kit - 3 Angle Arm Track Heads - Integrated LED - 36W - 2460 Lumens - 3000K - 120V - Black Back Description The Nuvo Lighting TK424 LED track head kit comes with an integrated LED module that produces 820 lumens with only 12 watts consumed. This LED track head also has 3000K soft white color temperature and 90 CRI. The TK424 comes with a black finish and 36° beam angle. Use this dimmable Nuvo LED track light kit fixture to replace 75W halogen in retail stores, museums and other educational applications. LED track light runs on 120V line voltage Compatible with H style track Up to 30,000 hours rate life Angle arm track head shape UL listed Track head has a 3 year warranty Track Light Kit - 3 Angle Arm Track Heads - Integrated LED - 36W - 2460 Lumens - 3000K - 120V - Black | 3000 | 90 | 2460 | 68.3333 | 30000 | 36 | 1 | 165.99 | 165.99 | 195.0447 | 2020Q2 | https://www.beeslighting.com/TK424 | Bee's Lighting | 2020 | Yes
LED Lighting |  | Nuvo Lighting | True |  |  |  |  | Home Fixtures Track Lighting Track Lighting Kits Track Light Kit - 3 Angle Arm Track Heads - Integrated LED - 36W - 2460 Lumens - 3000K - 120V - Brushed Nickel Back Description The Nuvo Lighting TK427 LED track head kit comes with an integrated LED module that produces 820 lumens with only 12 watts consumed. This LED track head also has 3000K soft white color temperature and 90 CRI. The TK427 comes with a brushed nickel finish and 36° beam angle. Use this dimmable Nuvo LED track light kit fixture to replace 75W halogen in retail stores, museums and other educational applications. LED track light runs on 120V line voltage Compatible with H style track Up to 30,000 hours rate life Angle arm track head shape UL listed Track head has a 3 year warranty Track Light Kit - 3 Angle Arm Track Heads - Integrated LED - 36W - 2460 Lumens - 3000K - 120V - Brushed Nickel | 3000 | 90 | 2460 | 68.3333 | 30000 | 36 | 1 | 195.99 | 195.99 | 230.2958 | 2020Q2 | https://www.beeslighting.com/TK427 | Bee's Lighting | 2020 | Yes
LED Lighting | Decorative | Topaz | True |  |  | Torpedo |  | Home Bulbs Decorative Light Bulbs LED - 4.5W - Frosted Straight Tip Torpedo - 40W Equal - 300 Lum -3000K Warm White - Candelabra Base Back Description The Topaz Decorative LED Candelabra Series are a long lasting and energy savings alternative to traditional incandescent lighting. Available in aesthetically pleasing warm color temperatures of 2700K and 3000K. Select models are dimmable for ambiance control and additional energy savings. These lamps are ideal for direct replacement of incandescent lamps in ceiling fans, wall sconces and chandeliers. LED - 4.5W - Frosted Straight Tip Torpedo - 40W Equal - 300 Lum -3000K Warm White - Candelabra Base | 3000 | 80 | 300 | 60 | 15000 | 5 | 1 | 5.14 | 5.14 | 6.0397 | 2020Q2 | https://www.beeslighting.com/TOP-CAN-30K-A2 | Bee's Lighting | 2020 | Yes
LED Lighting | Reflector | GM Lighting | True |  |  |  |  | Home Fixtures Under Cabinet Lighting Under Cabinet LED Light Bar 16in LED Under Cabinet Light Bar - 11W - 625 Lumens - 3000K - 120V - White Back Description The GM Lighting UCLED-16-WH-DIM-30 LED under cabinet light bar comes in a length of 16". This 11 Watt 625 lumen 3000K LED light bar uses an input voltage 120V. The housing is constructed from steel and has a white color finish. LED light bars are an excellent lighting solution for indoor commercial and residential applications like under cabinets, shelves, office, retail, coves, task lighting, utility lighting and display cases.Features:120V Direct Wiring, With integral on/off switchIntegral LED Power SupplyNo Remote Power Supply RequiredLow Wattage Consumption50,000 Hour LED LifeNo Harmful UV Rays3000K Warm White90+ CRIUse Standard Triac Dimmer,Dimming to 10%Efficacy rating 57 lm/W4 year warranty 16in LED Under Cabinet Light Bar - 11W - 625 Lumens - 3000K - 120V - White | 3000 | 90 | 625 | 56.8182 | 50000 | 11 | 1 | 91.8 | 91.8 | 107.8685 | 2020Q2 | https://www.beeslighting.com/UCLED-16-WH-DIM-30 | Bee's Lighting | 2020 | No
LED Lighting | Downlight | Lithonia | True |  |  |  | Pre-wired | Home Fixtures Recessed Lighting 4 in - 65W Equal - LED Ultra Thin Downlight - Canless - 800 Lumens - 10W - 2700K/3000K/3500K - Brushed Nickel Back Description The Lithonia WF4 LED 27K30K35K 90CRI BN M6 is a 4 inch ultra thin LED recessed downlight with switchable color temperature from 2700K to 3000K to 3500K. This LED canless downlight uses only 10 watts to produce up to 800 lumens and replace 65 watt incandescent fixtures. Lithonia wafer LED lights do not require recessed cans and have a slim profile that makes them ideal for shallow ceilings. This ultra thin LED recessed light has a round trim with brushed nickel finish. 4 inch wafer thin round LED downlight Lumen information: 2700K/10.5W/730L 3000K/10.5W/800L 3500K/10.5W/780L 120V input voltage 65W equivalent downlight 90 CRI with edge lit light distribution Energy Star certified. Air Tight certified. Wet location rated. Title 24 compliant 4 in - 65W Equal - LED Ultra Thin Downlight - Canless - 800 Lumens - 10W - 2700K/3000K/3500K - Brushed Nickel | 2700 | 90 | 800 | 80 | 50000 | 10 | 1 | 23.95 | 23.95 | 28.1422 | 2020Q2 | https://www.beeslighting.com/WF4-LED-27K30K35K-90CRI-BN-M6 | Bee's Lighting | 2020 | Yes
LED Lighting | Downlight | Lithonia | True |  |  |  | Pre-wired | Home Fixtures Recessed Lighting 4 in - 65W Equal - LED Ultra Thin Downlight - Canless - 800 Lumens - 10W - 2700K/3000K/3500K - Black Back Description The Lithonia WF4 LED 27K30K35K 90CRI MB M6 is a 4 inch ultra thin LED recessed downlight with switchable color temperature from 2700K to 3000K to 3500K. This LED canless downlight uses only 10 watts to produce up to 800 lumens and replace 65 watt incandescent fixtures. Lithonia wafer LED lights do not require recessed cans and have a slim profile that makes them ideal for shallow ceilings. This ultra thin LED recessed light has a round trim with matte black finish. 4 inch wafer thin round LED downlight Lumen information: 2700K/10.5W/730L 3000K/10.5W/800L 3500K/10.5W/780L 120V input voltage 65W equivalent downlight 90 CRI with edge lit light distribution Energy Star certified. Air Tight certified. Wet location rated. Title 24 compliant 4 in - 65W Equal - LED Ultra Thin Downlight - Canless - 800 Lumens - 10W - 2700K/3000K/3500K - Black | 2700 | 90 | 800 | 80 | 50000 | 10 | 1 | 21.95 | 21.95 | 25.7921 | 2020Q2 | https://www.beeslighting.com/WF4-LED-27K30K35K-90CRI-MB-M6 | Bee's Lighting | 2020 | Yes
LED Lighting | Downlight | Lithonia | True |  |  |  | Pre-wired | Home Fixtures Recessed Lighting 4 in - 65W Equal - LED Ultra Thin Downlight - Canless - 800 Lumens - 10W - 2700K/3000K/3500K - White Back Description The Lithonia WF4 LED 27K30K35K 90CRI WH M6 is a 4 inch ultra thin LED recessed downlight with switchable color temperature from 2700K to 3000K to 3500K. This LED canless downlight uses only 10 watts to produce up to 800 lumens and replace 65 watt incandescent fixtures. Lithonia wafer LED lights do not require recessed cans and have a slim profile that makes them ideal for shallow ceilings. This ultra thin LED recessed light has a round trim with matte white finish. 4 inch wafer thin round LED downlight Lumen information: 2700K/10.5W/730L 3000K/10.5W/800L 3500K/10.5W/780L 120V input voltage 65W equivalent downlight 90 CRI with edge lit light distribution Energy Star certified. Air Tight certified. Wet location rated. Title 24 compliant 4 in - 65W Equal - LED Ultra Thin Downlight - Canless - 800 Lumens - 10W - 2700K/3000K/3500K - White | 2700 | 90 | 800 | 80 | 50000 | 10 | 1 | 19.95 | 19.95 | 23.442 | 2020Q2 | https://www.beeslighting.com/WF4-LED-27K30K35K-90CRI-MW-M6 | Bee's Lighting | 2020 | Yes
LED Lighting | Downlight | Lithonia | True |  |  |  | Pre-wired | Home Fixtures Recessed Lighting 4 in - 65W Equal - LED Ultra Thin Downlight - Canless - 800 Lumens - 10W - 2700K/3000K/3500K - Bronze Back Description The Lithonia WF4 LED 27K30K35K 90CRI ORB M6 is a 4 inch ultra thin LED recessed downlight with switchable color temperature from 2700K to 3000K to 3500K. This LED canless downlight uses only 10 watts to produce up to 800 lumens and replace 65 watt incandescent fixtures. Lithonia wafer LED lights do not require recessed cans and have a slim profile that makes them ideal for shallow ceilings. This ultra thin LED recessed light has a round trim with oil-rubbed bronze finish. 4 inch wafer thin round LED downlight Lumen information: 2700K/10.5W/730L 3000K/10.5W/800L 3500K/10.5W/780L 120V input voltage 65W equivalent downlight 90 CRI with edge lit light distribution Energy Star certified. Air Tight certified. Wet location rated. Title 24 compliant 4 in - 65W Equal - LED Ultra Thin Downlight - Canless - 800 Lumens - 10W - 2700K/3000K/3500K - Bronze | 2700 | 90 | 800 | 80 | 50000 | 10 | 1 | 23.95 | 23.95 | 28.1422 | 2020Q2 | https://www.beeslighting.com/WF4-LED-27K30K35K-90CRI-ORB-M6 | Bee's Lighting | 2020 | Yes
LED Lighting | Downlight | Lithonia | True |  |  |  | Pre-wired | Home Fixtures Recessed Lighting 4 in - 65W Equal - LED Ultra Thin Downlight - Canless - 810 Lumens - 10W - 3000K/4000K/5000K - Brushed Nickel Back Description The Lithonia WF4 LED 30K40K50K 90CRI BN M6 is a 4 inch ultra thin LED recessed downlight with switchable color temperature from 3000K to 4000K to 5000K. This LED canless downlight uses only 10 watts to produce up to 800 lumens and replace 65 watt incandescent fixtures. Lithonia wafer LED lights do not require recessed cans and have a slim profile that makes them ideal for shallow ceilings. This ultra thin LED recessed light has a round trim with brushed nickel finish. 4 inch wafer thin round LED downlight Lumen information: 3000K/10.5W/750L 4000K/10.5W/810L 5000K/10.5W/790L 120V input voltage 65W equivalent downlight 90 CRI with edge lit light distribution Energy Star certified. Air Tight certified. Wet location rated. Title 24 compliant 4 in - 65W Equal - LED Ultra Thin Downlight - Canless - 810 Lumens - 10W - 3000K/4000K/5000K - Brushed Nickel | 3000 | 90 | 810 | 81 | 50000 | 10 | 1 | 23.95 | 23.95 | 28.1422 | 2020Q2 | https://www.beeslighting.com/WF4-LED-30K40K50K-90CRI-BN-M6 | Bee's Lighting | 2020 | Yes
LED Lighting | Downlight | Lithonia | True |  |  |  | Pre-wired | Home Fixtures Recessed Lighting 4 in - 65W Equal - LED Ultra Thin Downlight - Canless - 810 Lumens - 10W - 3000K/4000K/5000K - White Back Description The Lithonia WF4 LED 30K40K50K 90CRI MW M6 is a 4 inch ultra thin LED recessed downlight with switchable color temperature from 3000K to 4000K to 5000K. This LED canless downlight uses only 10 watts to produce up to 800 lumens and replace 65 watt incandescent fixtures. Lithonia wafer LED lights do not require recessed cans and have a slim profile that makes them ideal for shallow ceilings. This ultra thin LED recessed light has a round trim with matte white finish. 4 inch wafer thin round LED downlight Lumen information: 3000K/10.5W/750L 4000K/10.5W/810L 5000K/10.5W/790L 120V input voltage 65W equivalent downlight 90 CRI with edge lit light distribution Energy Star certified. Air Tight certified. Wet location rated. Title 24 compliant 4 in - 65W Equal - LED Ultra Thin Downlight - Canless - 810 Lumens - 10W - 3000K/4000K/5000K - White | 3000 | 90 | 810 | 81 | 50000 | 10 | 1 | 19.95 | 19.95 | 23.442 | 2020Q2 | https://www.beeslighting.com/WF4-LED-30K40K50K-90CRI-MW-M6 | Bee's Lighting | 2020 | Yes
LED Lighting | Downlight | Lithonia | True |  |  |  | Pre-wired | Home Fixtures Recessed Lighting 4 in - 65W Equal - LED Ultra Thin Downlight - Canless - 810 Lumens - 10W - 3000K/4000K/5000K - Bronze Back Description The Lithonia WF4 LED 30K40K50K 90CRI ORB M6 is a 4 inch ultra thin LED recessed downlight with switchable color temperature from 3000K to 4000K to 5000K. This LED canless downlight uses only 10 watts to produce up to 800 lumens and replace 65 watt incandescent fixtures. Lithonia wafer LED lights do not require recessed cans and have a slim profile that makes them ideal for shallow ceilings. This ultra thin LED recessed light has a round trim with oil-rubbed bronze finish. 4 inch wafer thin round LED downlight Lumen information: 3000K/10.5W/750L 4000K/10.5W/810L 5000K/10.5W/790L 120V input voltage 65W equivalent downlight 90 CRI with edge lit light distribution Energy Star certified. Air Tight certified. Wet location rated. Title 24 compliant 4 in - 65W Equal - LED Ultra Thin Downlight - Canless - 810 Lumens - 10W - 3000K/4000K/5000K - Bronze | 3000 | 90 | 810 | 81 | 50000 | 10 | 1 | 23.95 | 23.95 | 28.1422 | 2020Q2 | https://www.beeslighting.com/WF4-LED-30K40K50K-90CRI-ORB-M6 | Bee's Lighting | 2020 | Yes
LED Lighting | Downlight | Lithonia | True |  |  |  | Pre-wired | Home Fixtures Recessed Lighting 4 in - 50W Equal - LED Direct Wire Downlight - Canless - 10W - 4000K - Brushed Nickel Back Description The 4 inch Wafer LED is an ultra-thin recessed downlight with a narrow remote driver box for applications with shallow ceiling plenum. The Wafer LED is a comprehensive recessed downlight, pot light housing are not necessary. The Wafer LED allows quick and simple installations and can be installed from below in application with as little as 2 inch plenum clearance. IC rated – safe to install in direct contact with insulation Edge-lit LED technology provides even illumination Dimmable to 10% Wafer-Thin downlight edge-lit LED technology uses light guided plate to distribute light 4 in - 50W Equal - LED Direct Wire Downlight - Canless - 10W - 4000K - Brushed Nickel | 4000 | 80 | 765 | 76.5 | 36000 | 10 | 1 | 18.87 | 18.87 | 22.173 | 2020Q2 | https://www.beeslighting.com/WF4-LED-40K-BN-M6 | Bee's Lighting | 2020 | Yes
LED Lighting | Downlight | Lithonia | True |  |  |  | Pre-wired | Home Fixtures Recessed Lighting 4 in - 50W Equal - LED Direct Wire Downlight - Canless - 10W - 4000K - White Back Description The 4 inch Wafer LED is an ultra-thin recessed downlight with a narrow remote driver box for applications with shallow ceiling plenum. The Wafer LED is a comprehensive recessed downlight, pot light housing are not necessary. The Wafer LED allows quick and simple installations and can be installed from below in application with as little as 2 inch plenum clearance. IC rated – safe to install in direct contact with insulation Edge-lit LED technology provides even illumination Dimmable to 10% Wafer-Thin downlight edge-lit LED technology uses light guided plate to distribute light 4 in - 50W Equal - LED Direct Wire Downlight - Canless - 10W - 4000K - White | 4000 | 80 | 765 | 76.5 | 36000 | 10 | 1 | 18.87 | 18.87 | 22.173 | 2020Q2 | https://www.beeslighting.com/WF4-LED-40K-MW-M6 | Bee's Lighting | 2020 | Yes
LED Lighting | Downlight | Lithonia | True |  |  |  | Pre-wired | Home Fixtures Recessed Lighting 6 in - 100W Equal - LED Ultra Thin Downlight - Canless - 1100 Lumens - 14W - 2700K/3000K/3500K - Brushed Nickel Back Description The Lithonia WF6 LED 27K30K35K 90CRI BN M6 is a 6 inch ultra thin LED recessed downlight with switchable color temperature from 2700K to 3000K to 3500K. This LED canless downlight uses only 14 watts to produce up to 1150 lumens and replace 100 watt incandescent fixtures. Lithonia wafer LED lights do not require recessed cans and have a slim profile that makes them ideal for shallow ceilings. This ultra thin LED recessed light has a round trim with brushed nickel finish. 6 inch wafer thin round LED downlight Lumen information: 2700K/14W/1040L 3000K/14W/1150L 3500K/14W/1110L 120V input voltage 100W equivalent downlight 90 CRI with edge lit light distribution Energy Star certified. Air Tight certified. Wet location rated. Title 24 compliant 6 in - 100W Equal - LED Ultra Thin Downlight - Canless - 1100 Lumens - 14W - 2700K/3000K/3500K - Brushed Nickel | 2700 | 90 | 1150 | 82.1429 | 50000 | 14 | 1 | 27.95 | 27.95 | 32.8423 | 2020Q2 | https://www.beeslighting.com/WF6-LED-27K30K35K-90CRI-BN-M6 | Bee's Lighting | 2020 | Yes
LED Lighting | Downlight | Lithonia | True |  |  |  | Pre-wired | Home Fixtures Recessed Lighting 6 in - 100W Equal - LED Ultra Thin Downlight - Canless - 1100 Lumens - 14W - 2700K/3000K/3500K - White Back Description The Lithonia WF6 LED 27K30K35K 90CRI WH M6 is a 6 inch ultra thin LED recessed downlight with switchable color temperature from 2700K to 3000K to 3500K. This LED canless downlight uses only 14 watts to produce up to 1150 lumens and replace 100 watt incandescent fixtures. Lithonia wafer LED lights do not require recessed cans and have a slim profile that makes them ideal for shallow ceilings. This ultra thin LED recessed light has a round trim with matte white finish. 6 inch wafer thin round LED downlight Lumen information: 2700K/14W/1040L 3000K/14W/1150L 3500K/14W/1110L 120V input voltage 100W equivalent downlight 90 CRI with edge lit light distribution Energy Star certified. Air Tight certified. Wet location rated. Title 24 compliant 6 in - 100W Equal - LED Ultra Thin Downlight - Canless - 1100 Lumens - 14W - 2700K/3000K/3500K - White | 2700 | 90 | 1150 | 82.1429 | 50000 | 14 | 1 | 20.95 | 20.95 | 24.6171 | 2020Q2 | https://www.beeslighting.com/WF6-LED-27K30K35K-90CRI-MW-M6 | Bee's Lighting | 2020 | Yes
LED Lighting | Downlight | Lithonia | True |  |  |  | Pre-wired | Home Fixtures Recessed Lighting 6 in - 100W Equal - LED Ultra Thin Downlight - Canless - 1100 Lumens - 14W - 2700K/3000K/3500K - Bronze Back Description The Lithonia WF6 LED 27K30K35K 90CRI ORB M6 is a 6 inch ultra thin LED recessed downlight with switchable color temperature from 2700K to 3000K to 3500K. This LED canless downlight uses only 14 watts to produce up to 1150 lumens and replace 100 watt incandescent fixtures. Lithonia wafer LED lights do not require recessed cans and have a slim profile that makes them ideal for shallow ceilings. This ultra thin LED recessed light has a round trim with oil-rubbed bronze finish. 6 inch wafer thin round LED downlight Lumen information: 2700K/14W/1040L 3000K/14W/1150L 3500K/14W/1110L 120V input voltage 100W equivalent downlight 90 CRI with edge lit light distribution Energy Star certified. Air Tight certified. Wet location rated. Title 24 compliant 6 in - 100W Equal - LED Ultra Thin Downlight - Canless - 1100 Lumens - 14W - 2700K/3000K/3500K - Bronze | 2700 | 90 | 1150 | 82.1429 | 50000 | 14 | 1 | 27.95 | 27.95 | 32.8423 | 2020Q2 | https://www.beeslighting.com/WF6-LED-27K30K35K-90CRI-ORB-M6 | Bee's Lighting | 2020 | Yes
LED Lighting | Downlight | Lithonia | True |  |  |  | Pre-wired | Home Fixtures Recessed Lighting 6 in - 100W Equal - LED Direct Wire Downlight - Canless - 1020 Lumens - 13W - 3000K - White Back Description The 6 inch Wafer LED is an ultra-thin recessed downlight with a narrow remote driver box for applications with shallow ceiling plenum. The Wafer LED is a comprehensive recessed downlight, pot light housing are not necessary. The Wafer LED allows quick and simple installations and can be installed from below in application with as little as 2 inch plenum clearance. IC rated – safe to install in direct contact with insulation Edge-lit LED technology provides even illumination Dimmable to 10% Wafer-Thin downlight edge-lit LED technology uses light guided plate to distribute light 6 in - 100W Equal - LED Direct Wire Downlight - Canless - 1020 Lumens - 13W - 3000K - White | 3000 | 80 | 1020 | 78.4615 | 36000 | 13 | 1 | 17.95 | 17.95 | 21.0919 | 2020Q2 | https://www.beeslighting.com/WF6-LED-30K-MW-M6 | Bee's Lighting | 2020 | Yes
LED Lighting | Downlight | Lithonia | True |  |  |  | Pre-wired | Home Fixtures Recessed Lighting 6 in - 100W Equal - LED Ultra Thin Downlight - Canless - 1100 Lumens - 14W - 3000K/4000K/5000K - Brushed Nickel Back Description The Lithonia WF6 LED 30K40K50K 90CRI BN M6 is a 6 inch ultra thin LED recessed downlight with switchable color temperature from 3000K to 4000K to 5000K. This LED canless downlight uses only 14 watts to produce up to 1190 lumens and replace 100 watt incandescent fixtures. Lithonia wafer LED lights do not require recessed cans and have a slim profile that makes them ideal for shallow ceilings. This ultra thin LED recessed light has a round trim with brushed nickel finish. 6 inch wafer thin round LED downlight Lumen information: 3000K/14W/1090L 4000K/14W/1190L 5000K/14W/1120L 120V input voltage 100W equivalent downlight 90 CRI with edge lit light distribution Energy Star certified. Air Tight certified. Wet location rated. Title 24 compliant 6 in - 100W Equal - LED Ultra Thin Downlight - Canless - 1100 Lumens - 14W - 3000K/4000K/5000K - Brushed Nickel | 3000 | 90 | 1190 | 85 | 50000 | 14 | 1 | 27.95 | 27.95 | 32.8423 | 2020Q2 | https://www.beeslighting.com/WF6-LED-30K40K50K-90CRI-BN-M6 | Bee's Lighting | 2020 | Yes
LED Lighting | Downlight | Lithonia | True |  |  |  | Pre-wired | Home Fixtures Recessed Lighting 6 in - 1200 Lumens - LED Canless Downlight - 14 Watts - 3000K/4000K/5000K - White Back Description The Lithonia WF6 LED 30K40K50K 90CRI MW M6 is a 6 inch ultra thin LED recessed downlight with switchable color temperature from 3000K to 4000K to 5000K. This LED canless downlight uses only 14 watts to produce up to 1190 lumens and replace 100 watt incandescent fixtures. Lithonia wafer LED lights do not require recessed cans and have a slim profile that makes them ideal for shallow ceilings. This ultra thin LED recessed light has a round trim with matte white finish. 6 inch wafer thin round LED downlight Lumen information: 3000K/14W/1090L 4000K/14W/1190L 5000K/14W/1120L 120V input voltage 100W equivalent downlight 90 CRI with edge lit light distribution Energy Star certified. Air Tight certified. Wet location rated. Title 24 compliant 6 in - 1200 Lumens - LED Canless Downlight - 14 Watts - 3000K/4000K/5000K - White | 3000 | 90 | 1190 | 85 | 50000 | 14 | 1 | 18.89 | 18.89 | 22.1965 | 2020Q2 | https://www.beeslighting.com/WF6-LED-30K40K50K-90CRI-MW-M6 | Bee's Lighting | 2020 | Yes
LED Lighting | Downlight | Lithonia | True |  |  |  | Pre-wired | Home Fixtures Recessed Lighting 6 in - 100W Equal - LED Ultra Thin Downlight - Canless - 1100 Lumens - 14W - 3000K/4000K/5000K - Bronze Back Description The Lithonia WF6 LED 30K40K50K 90CRI ORB M6 is a 6 inch ultra thin LED recessed downlight with switchable color temperature from 3000K to 4000K to 5000K. This LED canless downlight uses only 14 watts to produce up to 1190 lumens and replace 100 watt incandescent fixtures. Lithonia wafer LED lights do not require recessed cans and have a slim profile that makes them ideal for shallow ceilings. This ultra thin LED recessed light has a round trim with oil-rubbed bronze finish. 6 inch wafer thin round LED downlight Lumen information: 3000K/14W/1090L 4000K/14W/1190L 5000K/14W/1120L 120V input voltage 100W equivalent downlight 90 CRI with edge lit light distribution Energy Star certified. Air Tight certified. Wet location rated. Title 24 compliant 6 in - 100W Equal - LED Ultra Thin Downlight - Canless - 1100 Lumens - 14W - 3000K/4000K/5000K - Bronze | 3000 | 90 | 1190 | 85 | 50000 | 14 | 1 | 27.95 | 27.95 | 32.8423 | 2020Q2 | https://www.beeslighting.com/WF6-LED-30K40K50K-90CRI-ORB-M6 | Bee's Lighting | 2020 | Yes
LED Lighting | Downlight | Lithonia | True |  |  |  | Pre-wired | Home Fixtures Recessed Lighting 6 in - 75W Equal - LED Ultra Thin Downlight - Canless - 900 Lumens - 10W - 2700K/3000K/3500K - White Back Description The Lithonia WF6 LL LED 27K30K35K 90CRI MW M6 is a 6 inch ultra thin LED recessed downlight with switchable color temperature from 2700K to 3000K to 3500K. This LED canless downlight uses only 10 watts to produce up to 900 lumens and replace 75 watt incandescent fixtures. Lithonia wafer LED lights do not require recessed cans and have a slim profile that makes them ideal for shallow ceilings. This ultra thin LED recessed light has a round trim with matte white finish. 6 inch wafer thin round LED downlight Lumen information: 2700K/10W/830L 3000K/10W/900L 3500K/10W/860L 120V input voltage 75W equivalent downlight 90 CRI with edge lit light distribution Energy Star certified. Air Tight certified. Wet location rated. Title 24 compliant 6 in - 75W Equal - LED Ultra Thin Downlight - Canless - 900 Lumens - 10W - 2700K/3000K/3500K - White | 2700 | 90 | 900 | 90 | 50000 | 10 | 1 | 19.95 | 19.95 | 23.442 | 2020Q2 | https://www.beeslighting.com/WF6-LL-LED-27K30K35K-90CRI-MW-M6 | Bee's Lighting | 2020 | Yes
LED Lighting | Downlight | Lithonia | True |  |  |  | Pre-wired | Home Fixtures Recessed Lighting 6 in - 75W Equal - LED Direct Wire Downlight - Canless - 12W - 3000K - White Back Description The 6" Wafer-Thin LED recessed downlight with remote driver box combines high quality light output and efficiency while eliminating the pot light housing for competitive affordability. This innovative wafer-slim Type IC design allows easy installation for new construction or remodel from below the ceiling without the requirement of a pot light housing. The LED module maintains at least 70% light output for 36,000 hours. These LED Wafer downlights are intended for closets, attics, hallways, bathrooms, kitchens, basements, soffits, entry ways, porches, garages, stairwells, corridors, nursing/retirement homes, condos, elevators, apartments, and any other small areas. Steel spring clip for easy installation Edge-lit LED technology uses light guided plate to distribute light High efficient driver with power factor >0.9 Durable, powder coat paint to prevent rust Ideal for shallow ceiling plenum; no housing required 6 in - 75W Equal - LED Direct Wire Downlight - Canless - 12W - 3000K - White | 3000 | 80 | 800 | 66.6667 | 36000 | 12 | 1 | 17.85 | 17.85 | 20.9744 | 2020Q2 | https://www.beeslighting.com/WF6-LL-LED-30K-MW-M6 | Bee's Lighting | 2020 | Yes
LED Lighting | Downlight | Lithonia | True |  |  |  | Pre-wired | Home Fixtures Recessed Lighting 6 in - 75W Equal - LED Ultra Thin Downlight - Canless - 920 Lumens - 10W - 3000K/4000K/5000K - White Back Description The Lithonia WF6 LL LED 30K40K50K 90CRI MW M6 is a 6 inch ultra thin LED recessed downlight with switchable color temperature from 3000K to 4000K to 5000K. This LED canless downlight uses only 10 watts to produce up to 920 lumens and replace 75 watt incandescent fixtures. Lithonia wafer LED lights do not require recessed cans and have a slim profile that makes them ideal for shallow ceilings. This ultra thin LED recessed light has a round trim with matte white finish. 6 inch wafer thin round LED downlight Lumen information: 3000K/10W/850L 4000K/10W/920L 5000K/10W/880L 120V input voltage 75W equivalent downlight 90 CRI with edge lit light distribution Energy Star certified. Air Tight certified. Wet location rated. Title 24 compliant 6 in - 75W Equal - LED Ultra Thin Downlight - Canless - 920 Lumens - 10W - 3000K/4000K/5000K - White | 3000 | 90 | 920 | 92 | 50000 | 10 | 1 | 19.95 | 19.95 | 23.442 | 2020Q2 | https://www.beeslighting.com/WF6-LL-LED-30K40K50K-90CRI-MW-M6 | Bee's Lighting | 2020 | Yes
LED Lighting | Downlight | Lithonia | True |  |  |  | Pre-wired | Home Fixtures Recessed Lighting 6 in - 75W Equal - LED Direct Wire Downlight - Canless - 12W - 4000K - White Back Description The 6" Wafer-Thin LED recessed downlight with remote driver box combines high quality light output and efficiency while eliminating the pot light housing for competitive affordability. This innovative wafer-slim Type IC design allows easy installation for new construction or remodel from below the ceiling without the requirement of a pot light housing. The LED module maintains at least 70% light output for 36,000 hours. These LED Wafer downlights are intended for closets, attics, hallways, bathrooms, kitchens, basements, soffits, entry ways, porches, garages, stairwells, corridors, nursing/retirement homes, condos, elevators, apartments, and any other small areas. Steel spring clip for easy installation Edge-lit LED technology uses light guided plate to distribute light High efficient driver with power factor >0.9 Durable, powder coat paint to prevent rust Ideal for shallow ceiling plenum; no housing required 6 in - 75W Equal - LED Direct Wire Downlight - Canless - 12W - 4000K - White | 4000 | 80 | 850 | 70.8333 | 36000 | 12 | 1 | 18.87 | 18.87 | 22.173 | 2020Q2 | https://www.beeslighting.com/WF6-LL-LED-40K-MW-M6 | Bee's Lighting | 2020 | Yes
LED Lighting | Downlight | Lithonia | True |  |  |  | Pre-wired | Home Fixtures Commercial Lighting Commercial Downlights 8in - 100W Equal - LED Direct Wire Downlight - Canless - 20W - 3000K - Matte White Back Description This 8 Inch 20 Watt Lithonia can free LED downlight is designed for new construction and remodel installation light applications. The LED retrofit downlight fixture replaces up to 100 watt incandescent light and provides 1620 lumens with color temperatures at 3000K. This recessed LED without can uses the latest in edge-lighting technology. It's ideal for applications in breadth of outdoor residential, hospitality, commercial and multifamily applications. LED fixtures are more energy efficient and last much longer than traditional incandescent versions. Ideal for shallow ceiling plenum. No housing required Dimming down to 10% with most incandescent dimmers Offers 1620 lumens and uses 20 energy watts with color temperatures 3000K Operates at 120-277 volts and is Energy Star listed Provides color rendering at a CRI of 90 Energy saving technology to last approximately 50,000 hours 8in - 100W Equal - LED Direct Wire Downlight - Canless - 20W - 3000K - Matte White | 3000 | 90 | 1620 | 81 | 50000 | 20 | 1 | 33.95 | 33.95 | 39.8926 | 2020Q2 | https://www.beeslighting.com/WF8-LED-30K-MVOLT-90CRI-MW-M6 | Bee's Lighting | 2020 | Yes
LED Lighting | Downlight | Lithonia | True |  |  |  | Pre-wired | Home Fixtures Commercial Lighting Commercial Downlights 8 in - 100W Equal - LED Ultra Thin Downlight - Canless - 1850 Lumens - 20W - 3000K/4000K/5000K - White Back Description The Lithonia WF8 LED 30K40K50K 90CRI MW M6 is an 8 inch ultra thin LED recessed downlight with switchable color temperature from 3000K to 4000K to 5000K. This LED canless downlight uses only 20 watts to produce up to 1850 lumens and replace 100 watt incandescent fixtures. Lithonia wafer LED lights do not require recessed cans and have a slim profile that makes them ideal for shallow ceilings. This ultra thin LED recessed light has a round trim with matte white finish. 8 inch wafer thin round LED downlight Lumen information: 2700K/20W/1690L 3000K/20W/1850L 3500K/20W/1820L 120V input voltage 100W equivalent downlight 90 CRI with edge lit light distribution Energy Star certified. Air Tight certified. Wet location rated. Title 24 compliant 8 in - 100W Equal - LED Ultra Thin Downlight - Canless - 1850 Lumens - 20W - 3000K/4000K/5000K - White | 3000 | 90 | 1850 | 92.5 | 50000 | 20 | 1 | 37.95 | 37.95 | 44.5927 | 2020Q2 | https://www.beeslighting.com/WF8-LED-30K40K50K-90CRI-MW-M6 | Bee's Lighting | 2020 | Yes
LED Lighting | Downlight | Lithonia | True |  |  |  | Pre-wired | Home Fixtures Commercial Lighting Commercial Downlights 8in - 100W Equal - LED Direct Wire Downlight - Canless - 20W - 4000K - Matte White Back Description This 8 Inch 20 Watt Lithonia can free LED downlight is designed for new construction and remodel installation light applications. The LED retrofit downlight fixture replaces up to 100 watt incandescent light and provides 1680 lumens with color temperatures at 4000K. This recessed LED without can uses the latest in edge-lighting technology. It's ideal for applications in breadth of outdoor residential, hospitality, commercial and multifamily applications. LED fixtures are more energy efficient and last much longer than traditional incandescent versions. Ideal for shallow ceiling plenum. No housing required Dimming down to 10% with most incandescent dimmers Offers 1680 lumens and uses 20 energy watts with color temperatures 4000K Operates at 120-277 volts and is Energy Star listed Provides color rendering at a CRI of 90 Energy saving technology to last approximately 50,000 hours 8in - 100W Equal - LED Direct Wire Downlight - Canless - 20W - 4000K - Matte White | 4000 | 90 | 1680 | 84 | 50000 | 20 | 1 | 33.95 | 33.95 | 39.8926 | 2020Q2 | https://www.beeslighting.com/WF8-LED-40K-MVOLT-90CRI-MW-M6 | Bee's Lighting | 2020 | Yes
LED Lighting | Downlight | American Lighting | False |  | LED |  |  | Color Temp.3000K4000K Product Description Are you looking for a lighting system that would reduce tall people the chances of hitting their head on the hanging lights? Look no further! American Lighting MAG8-30-BS is here for you. Considered one of the first true 3-in-1 remodel, retrofit, and new construction LED downlights, this fixture comes in a stylized brushed steel finish. Rated 35,000 life hours, MAG8-30-BS could last up to 14 times longer than incandescent lamps. American Lighting MAG8-30-BS Features: Energy Star Qualified c/ETL/us listed for damp locations Integrated junction box Airtight Suitable for direct contact with insulation Applications: Recessed Lighting cETLus Listed for damp locations Recessed 1800 Lumens - 80 CRI - Brushed Steel Finish American Lighting MAG8-30-BS - 23W Magnum LED Downlight Fixture - 3000K | 3000 | 80 | 1800 | 78.2609 | 35000 | 23 | 1 | 96.99 | 96.99 | 113.967 | 2020Q2 | https://www.energyavenue.com/American-Lighting/MAG8-30-BS | Energy Avenue | 2020 | Yes
LED Lighting | Downlight | American Lighting | True |  |  |  |  | Product Description The American Lighting QD4-30-WH LED Down Light has a low profile design with a white finish and a polycarbonate lens. The Energy Star certified downlight radiates 3000K warm white illumination at a 120-degree beam angle. With a TRIAC dimming device, users can access the fixture's dimming device to set the right ambiance. American Lighting QD4-30-WH Features: Dims down to 10% 35,000 life hours Fast surface mount installation American Lighting QD4-30-WH Applications: Architectural lighting Dry and damp locations Task lighting 650 Lumens - 90 CRI - 120° - 120V American Lighting QD4-30-WH - 9W LED Down Light - 3000K | 3000 | 90 | 650 | 72.2222 | 35000 | 9 | 1 | 9.06 | 9.06 | 10.6459 | 2020Q2 | https://www.energyavenue.com/American-Lighting/QD4-30-WH | Energy Avenue | 2020 | Yes
LED Lighting | Decorative | Classic Bulb | True |  | LED | ST64 | Medium (E26) | Product Description The Classic Bulb Edison ST64 Angled Filament LED is is an Amber colored lamp that adds a decorative touch to any setting, reminiscent of the elongated light bulb shape and color found in the late 1800s and early 1900s. The modern LED has a warm white light with a tempurature of 2200K. This part has a medium E26 base. Applications: Vintage look Restaurants Eclectic shops Decorative settings Game rooms and hobby displays 6 Watt - Angled Filament - 2200K - Amber Classic Bulb - Edison - LED ST64 | 2200 |  | 450 | 75 | 30000 | 6 | 1 | 6.75 | 6.75 | 7.9315 | 2020Q2 | https://www.energyavenue.com/Classic-Bulb/C6ST64AFLED | Energy Avenue | 2020 | Yes
LED Lighting | Decorative | Classic Bulb | True |  | LED | ST64 | Medium (E26) | Product Description The Classic Bulb Edison ST64 Straight Filament LED is an Amber colored lamp that adds a decorative touch to any setting, reminiscent of the elongated light bulb shape and color found in the late 1800s and early 1900s. The modern LED has a warm white light with a tempurature of 2200K. This part has a medium E26 base. Applications: Vintage look Restaurants Eclectic shops Decorative settings Game rooms and hobby displays 6 Watt - Straight Filament - 2200K - Amber Classic Bulb - Edison - LED ST64 | 2200 |  | 450 | 75 | 30000 | 6 | 1 | 6.75 | 6.75 | 7.9315 | 2020Q2 | https://www.energyavenue.com/Classic-Bulb/C6ST64SFLED | Energy Avenue | 2020 | Yes
LED Lighting | A-Type | Brand TCP | True |  | General Purpose Replacement | A19 | GU24 | Damp Location Rated Damp Location Rated CAC LED Bulb TCP 11W A19 60W Equivalent 2700K Dimmable 11 Watt 2,700 Kelvin 25,000 Average Hour Life 900 Lumens GU-24 Base 120 Volt 90 CRI Dimmable Replaces 60W Incandescent Bulb Mfg #L11A19GUD2527KCQ Mfg #L11A19GUD2527KCQ CAC LED Bulb TCP 11W A19 60W Equivalent 2700K Dimmable | 2700 | 92 | 800 | 80 | 25000 | 10 | 1 | 9.15 | 9.15 | 10.7516 | 2020Q3 | https://hdsupplysolutions.com/p/led-00-75-10-35/cac-led-bulb-tcp-11w-a19-60w-equivalent-2700k-dimmable-p238231 | HD Supply | 2020 | Yes
LED Lighting | Downlight | EIKO | False |  | LED |  | Medium (E26) | Color Temp.4000K5000K NOTICE: This Product Has Been DiscontinuedProduct Description SOLD IN MINIMUM QUANTITY OF 6 If you are looking for a more efficient, reliable, and all around better alternative to HID lamps, you may want to consider the EiKO 09653 LED20WPT/180/40KMED-G7 LED lamp. This 20 watt LED lamp is suited to replace 100 watt HID lamps, and does so while consuming up to 80% less energy. The integrated driver eliminates the need for an external ballast to power this lamp, reducing the chances of multiple parts failing. This environmentally conscious lamp contains no glass, lead, or mercury, and is shatter resistant to reduce injury or breakage. The 09653 model produces a cool white light at 4000K color temperature. EiKO 09653 Features: Rotatable base for precision aiming Up to 3x longer life than HPS, Metal Halide, or HID lamps Suitable for totally enclosed fixtures 180° beam angle Non-dimmable Horizontal mounting position EiKO 09653 Applications: Bollards Wallpacks Downlights Alternate Product Versions $58.00 add EIKO 09654 - 20W LED Post Top - E26 - 5000K LED20WPT/180/50KMED-G7 - 100 Watt HID Equal - Medium Base - 2800 Lumens - 80 CRI - 100/277V - SOLD IN MINIMUM QUANTITY OF 6 LED20WPT/180/40KMED-G7 - 100 Watt HID Equal - Medium Base - 2700 Lumens - 80 CRI - 100/277V - SOLD IN MINIMUM QUANTITY OF 6 EiKO 09653 - 20W LED Lamp - 4000K - E26 | 4000 | 80 | 2700 | 135 | 50000 | 20 | 1 | 58 | 58 | 68.1522 | 2020Q2 | https://www.energyavenue.com/EIKO/09653 | Energy Avenue | 2020 | Yes
LED Lighting | Downlight | EIKO | False | Daylighting/Photocell, | LED |  | Medium (E26) | Color Temp.4000K5000K Product Description SOLD IN MINIMUM QUANTITY OF 6 Save on energy and maintenance costs by purchasing EiKO 09654 LED20WPT/180/50KMED-G7 LED lamps. The lower 20 watt LED lamp consumes up to 80% less energy than it's HID counterpart. These LEDs contain no glass, mercury, or lead, and are shatter proof to resist breakage and prevent injury. There is no need for an external ballast with the integral driver, which also means you can save on purchasing extra parts. The 09654 produces a daylight white light at a 5000K color temperature. EIKO 09654 Features: Rotatable base for precision aiming Up to 3x longer life than HPS, Metal Halide, or HID lamps Suitable for totally enclosed fixtures 180° beam angle Non-dimmable Horizontal mounting position EIKO 09654 Applications: Bollards Wallpacks Downlights Alternate Product Versions $58.00 add EiKO 09653 - 20W LED Lamp - 4000K - E26 LED20WPT/180/40KMED-G7 - 100 Watt HID Equal - Medium Base - 2700 Lumens - 80 CRI - 100/277V - SOLD IN MINIMUM QUANTITY OF 6 LED20WPT/180/50KMED-G7 - 100 Watt HID Equal - Medium Base - 2800 Lumens - 80 CRI - 100/277V - SOLD IN MINIMUM QUANTITY OF 6 EIKO 09654 - 20W LED Post Top - E26 - 5000K | 5000 | 80 | 2800 | 140 | 50000 | 20 | 1 | 58 | 58 | 68.1522 | 2020Q2 | https://www.energyavenue.com/EIKO/09654 | Energy Avenue | 2020 | Yes
LED Lighting | Downlight | EIKO | False |  | LED |  | Medium (E26) | Product Description SOLD IN MINIMUM QUANTITY OF 5 The EiKO 09656 LED30WPT/180/40KMED-G7 LED lamp is a great candidate if you're looking for energy efficient and earth friendly lighting. When compared to HID alternatives run at 175 watts, these LEDs run at a staggeringly low 30 watts. No mercury, lead, or glass is used when manufacturing these lamps, making them shatter proof to prevent injury and breakage. This 09656 emits a cool white light at a 4000Kcolor temperature. EiKO 09656 Features: Rotatable base for precision aiming Up to 3x longer life than HPS, Metal Halide, or HID lamps Suitable for totally enclosed fixtures 180° beam angle Non-dimmable Horizontal mounting position EiKO 09656 Applications: Bollards Wallpacks Downlights LED30WPT/180/40KMED-G7 - 175 Watt HID Equal - Medium Base - 4050 Lumens - 80 CRI - 100/277V - SOLD IN MINIMUM QUANTITY OF 5 EIKO 09656 - 30W LED Post Top - 4000K - E26 | 4000 | 80 | 4050 | 135 | 50000 | 30 | 1 | 69.25 | 69.25 | 81.3714 | 2020Q2 | https://www.energyavenue.com/EIKO/09656 | Energy Avenue | 2020 | Yes
LED Lighting | Downlight | EIKO | False | Daylighting/Photocell, | LED |  | Medium (E26) | Product Description SOLD IN MINIMUM QUANTITY OF 4 The EiKO 09660 LED40WPT/180/50KMED-G7 LED lamp is the go to alternative to HID lamps. Forget about the energy consuming 250 watt HID lamps and switch to a 40 watt LED. There is no need to purchase additional external ballasts thanks to the integral driver. These environmentally friendly lamps contain no glass, lead, or mercury, and are shatterproof to prevent injury and breakage. The 09660 is at a 5000Kcolor temperature and emits a daylight white light, great for indoor and outdoor use. EiKO 09660 Features: Rotatable base for precision aiming Up to 3x longer life than HPS, Metal Halide, or HID lamps Suitable for totally enclosed fixtures 180° beam angle Non-dimmable Horizontal mounting position EiKO 09660 Applications: Bollards Wallpacks Downlights LED40WPT/180/50KMED-G7 - 250 Watt HID Equal - Medium Base - 5600 Lumens - 80 CRI - 100/277V - SOLD IN MINIMUM QUANTITY OF 4 EIKO 09660 - 40W LED Post Top - 5000K - E26 | 5000 | 80 | 5600 | 140 | 50000 | 40 | 1 | 86.5 | 86.5 | 101.6408 | 2020Q2 | https://www.energyavenue.com/EIKO/09660 | Energy Avenue | 2020 | No
LED Lighting | Downlight | EIKO | False |  | LED |  | Medium (E26) | Color Temp.4000K5000K Product Description SOLD IN MINIMUM QUANTITY OF 10 EiKO 09390 LED15WPT40KMED-G7 LED lamp replaces old and unreliable HID lamps. This LED lamp operates efficiently at 50 watts, replacing 100 watt HID equivalents. The energy conscious operation helps yield up to 80% in energy savings when compared to conventional HID systems. The integral driver eliminates the need for an external driver or ballast. This environmentally friendly LED lamp contains no glass, mercury, or lead. The 09390 comes in a 4000K color temperature, emitting a gorgeous cool white light. EiKO 09390 Features: Delivers over 130 lumens per watt Lasts 3x longer than metal halide, HPS, or HID lamps Shatter resistant Suitable for use in totally enclosed fixtures EiKO 09390 Applications: Bollards Wallpacks Downlights Alternate Product Versions $33.50 add EiKO 09391 - 15W LED Post Top - 5000K - E26 LED15WPT40KMED-G7 - 50 Watt HID Equal - Medium Base - Non-dim - 1950 Lumens - 100/277V - SOLD IN MINIMUM QUANTITY OF 10 LED15WPT40KMED-G7 - 50 Watt HID Equal - Medium Base - Non-dim - 1875 Lumens - 100/277V - SOLD IN MINIMUM QUANTITY OF 10 EiKO 09390 - 15W LED Post Top - 4000K - E26 | 4000 | 80 | 1875 | 125 | 50000 | 15 | 16 | 536 | 33.5 | 39.3638 | 2020Q2 | https://www.energyavenue.com/EIKO/LED15WPT40KMED-G7 | Energy Avenue | 2020 | Yes
LED Lighting | Downlight | EIKO | False | Daylighting/Photocell, | LED |  | Medium (E26) | Color Temp.4000K5000K Product Description SOLD IN MINIMUM QUANTITY OF 10 Try EiKO 09391 LED15WPT50KMED-G7 and benefit from up to 80% in savings from this energy conscious and environmentally friendly LED lamp. 100 watt HID lamps are no match for this 50 watt LED lamp that is guaranteed to outperform and outlast the competition. There is no need for an external driver or ballast thanks to the integral driver. This lamp was designed with the environment in mind, as it contains no glass, mercury, or lead. The 09391 comes in a 5000Kcolor temperature, emitting a remarkable daylight white light. EiKO 09391 Features: Delivers over 130 lumens per watt Lasts 3x longer than metal halide, HPS, or HID lamps Shatter resistant Suitable for use in totally enclosed fixtures EiKO 09391 Applications: Bollards Wallpacks Downlights Alternate Product Versions $33.50 add EiKO 09390 - 15W LED Post Top - 4000K - E26 LED15WPT40KMED-G7 - 50 Watt HID Equal - Medium Base - Non-dim - 1875 Lumens - 100/277V - SOLD IN MINIMUM QUANTITY OF 10 LED15WPT40KMED-G7 - 50 Watt HID Equal - Medium Base - Non-dim - 1950 Lumens - 100/277V - SOLD IN MINIMUM QUANTITY OF 10 EiKO 09391 - 15W LED Post Top - 5000K - E26 | 5000 | 80 | 1950 | 130 | 50000 | 15 | 16 | 536 | 33.5 | 39.3638 | 2020Q2 | https://www.energyavenue.com/EIKO/LED15WPT50KMED-G7 | Energy Avenue | 2020 | Yes
LED Lighting | Downlight | EIKO | False |  | LED |  | Medium (E26) | Color Temp.4000K5000K Product Description SOLD IN MINIMUM QUANTITY OF 10 EiKO has always provided above par performing bulbs, and the 09392 LED19WPT40KMED-G7 LED lamp is no different. This 19 watt LED lamp effectively replaces 75 watt HID lamps, providing better performance and longer life. All this while also yielding up to 80% in energy savings. No glass, mercury or lead is used to construct these LED lamps, making them an environmentally conscious contendor. This particular 09392 comes in the 4000K color temperature, which emits a cool white light, perfect for indoor and outdoor use. EiKO 09392 Features: Delivers over 130 lumens per watt Lasts 3x longer than metal halide, HPS, or HID lamps Shatter resistant Suitable for use in totally enclosed fixtures iKO 09392 Applications: Bollards Wallpacks Downlights Alternate Product Versions $35.90 add EiKO 09393 - 19W LED Post Top - 5000K - E26 LED19WPT50KMED-G7 - 75 Watt HID Equal - Medium Base - Non-dim - 2470 Lumens - 100/277V - SOLD IN MINIMUM QUANTITY OF 10 LED19WPT40KMED-G7 - 75 Watt HID Equal - Medium Base - Non-dim - 2375 Lumens - 100/277V - SOLD IN MINIMUM QUANTITY OF 10 EiKO 09392 - 19W LED Post Top - 4000K - E26 | 4000 | 80 | 2375 | 125 | 50000 | 19 | 16 | 574.4 | 35.9 | 42.1839 | 2020Q2 | https://www.energyavenue.com/EIKO/LED19WPT40KMED-G7 | Energy Avenue | 2020 | Yes
LED Lighting | Downlight | EIKO | False | Daylighting/Photocell, | LED |  | Medium (E26) | Color Temp.4000K5000K Product Description SOLD IN MINIMUM QUANTITY OF 10 Eiko 09393 LED19WPT50KMED-G7 LED lamps are a great alternative to unreliable HID lamps. These LED lamps run at only 19 watts, versus a 75 watt HID. Although this LED operates at a lower wattage, you will not lose out on performance, but you will gain on reliability and longevity. Because of the lower energy consumption, you can expect to yield up to 80% in energy savings. In keeping with environmental friendliness, this HID replacement lamp is constructed without the use of glass, mercury, or lead. The 09393 comes in a 5000K color temperature, which produces a daylight white light, perfect for indoor and outdoor use. Eiko 09393 Features: Delivers over 130 lumens per watt Lasts 3x longer than metal halide, HPS, or HID lamps Shatter resistant Suitable for use in totally enclosed fixtures Eiko 09393 Applications: Bollards Wallpacks Downlights Alternate Product Versions $35.90 add EiKO 09392 - 19W LED Post Top - 4000K - E26 LED19WPT40KMED-G7 - 75 Watt HID Equal - Medium Base - Non-dim - 2375 Lumens - 100/277V - SOLD IN MINIMUM QUANTITY OF 10 LED19WPT50KMED-G7 - 75 Watt HID Equal - Medium Base - Non-dim - 2470 Lumens - 100/277V - SOLD IN MINIMUM QUANTITY OF 10 EiKO 09393 - 19W LED Post Top - 5000K - E26 | 5000 | 80 | 2470 | 130 | 50000 | 19 | 16 | 574.4 | 35.9 | 42.1839 | 2020Q2 | https://www.energyavenue.com/EIKO/LED19WPT50KMED-G7 | Energy Avenue | 2020 | Yes
LED Lighting | Downlight | EIKO | False |  | LED |  | Medium (E26) | Color Temp.4000K5000K Product Description SOLD IN MINIMUM QUANTITY OF 10 EiKO has delivered some of the industry's best lighting products for 38 years. In sticking with tradition, EiKO has the LED24WPT40KMED-G7 09394 LED lamp. This 24 watt LED lamp is an energy efficient, and environmentally conscious alternative to 100 watt HID lamps that are quickly becoming outdated. By switching to the LED lamp, you can expect to yield up to 80% in energy savings, reducing your carbon footprint. In following the enviromentally conscious trend, this lamp contains no glass, lead, or mercury. The 09394 emits a cool white light due to the 4000Kcolor temperature. EiKO 09394 Features: Delivers over 130 lumens per watt Lasts 3x longer than metal halide, HPS, or HID lamps Shatter resistant Suitable for use in totally enclosed fixtures EiKO 09394 Applications: Bollards Wallpacks Downlights Alternate Product Versions $37.25 add EiKO 09395 - 24W LED Post Top - 5000K - E26 LED24WPT50KMED-G7 - 100 Watt HID Equal - Medium Base - Non-dim - 3120 Lumens - 100/277V - SOLD IN MINIMUM QUANTITY OF 10 LED24WPT40KMED-G7 - 100 Watt HID Equal - Medium Base - Non-dim - 3000 Lumens - 100/277V - SOLD IN MINIMUM QUANTITY OF 10 EiKO 09394 - 24W LED Post Top - 4000K - E26 | 4000 | 80 | 3000 | 125 | 50000 | 24 | 16 | 596 | 37.25 | 43.7702 | 2020Q2 | https://www.energyavenue.com/EIKO/LED24WPT40KMED-G7 | Energy Avenue | 2020 | Yes
LED Lighting | Downlight | EIKO | False | Daylighting/Photocell, | LED |  | Medium (E26) | Color Temp.4000K5000K Product Description SOLD IN MINIMUM QUANTITY OF 10 If you're tired of high maintenance and energy costs due to your unreliable HID lamps, it might be time to switch to a more efficient alternative. EiKO 09395 LED24WPT50KMED-G7 LED lamp is just that. This 24 watt LED lamp is an ideal replacement for 100 watt HID lamps. With no glass, lead or mercury used and up to 80% in energy savings, this LED lamp is environmentally conscious and will help reduce your carbon footprint. The 09395 comes in a 5000Kcolor temperature which produces a daylight white light, suitable for many applications. EiKO 09395 Features: Delivers over 130 lumens per watt Lasts 3x longer than metal halide, HPS, or HID lamps Shatter resistant Suitable for use in totally enclosed fixtures EiKO 09395 Applications: Bollards Wallpacks Downlights Alternate Product Versions $37.25 add EiKO 09394 - 24W LED Post Top - 4000K - E26 LED24WPT40KMED-G7 - 100 Watt HID Equal - Medium Base - Non-dim - 3000 Lumens - 100/277V - SOLD IN MINIMUM QUANTITY OF 10 LED24WPT50KMED-G7 - 100 Watt HID Equal - Medium Base - Non-dim - 3120 Lumens - 100/277V - SOLD IN MINIMUM QUANTITY OF 10 EiKO 09395 - 24W LED Post Top - 5000K - E26 | 5000 | 80 | 3120 | 130 | 50000 | 24 | 16 | 596 | 37.25 | 43.7702 | 2020Q2 | https://www.energyavenue.com/EIKO/LED24WPT50KMED-G7 | Energy Avenue | 2020 | Yes
LED Lighting | Downlight | EIKO | False |  | LED |  | Medium (E26) | NOTICE: This Product Has Been Discontinued Please See the Following Comparable Products:EiKO 10229 - 27W LED Post Top - 4000K - E26 -- LED27WPT40KMED-G8 - 150 Watt Metal Halide Equivalent - 3,750 Lumens - 100-277V - SOLD IN MINIMUM QUANTITY OF 8You can also browse our entire inventory of: LED Light BulbsProduct Description If you are looking for a more energy efficient and envionmentally friendly alternative to your HID lamps, EiKO's LED27WPT40KMED-G7 LED lamp is a perfect candidate. This 27 watt LED lamp outperforms and outlasts 75 watt equivalent HID lamps. With no glass, lead, or mercury used and up to 80% in energy cost savings, you can reduce your carbon footprint and help make a positive impact on the environment. The 09374 comes in a 4000Kcolor temperature, which produces a cool whtie light, ideal for many indoor applications. EiKO 09374 Features: Delivers over 130 lumens per watt Lasts 3x longer than metal halide, HPS, or HID lamps Shatter resistant Suitable for use in totally enclosed fixtures EiKO 09374 Applications: Bollards Wallpacks Downlights 75 Watt HID Equal - Non-dim - 3510 Lumens - 100/277V - LED27WPT40KMED-G7 EiKO 09374 - 27W LED Post Top Lamp - 4000K - E26 | 4000 | 80 | 3510 | 130 | 50000 | 27 | 16 | 536 | 33.5 | 39.3638 | 2020Q2 | https://www.energyavenue.com/EIKO/LED27WPT40KMED-G7 | Energy Avenue | 2020 | Yes
LED Lighting | Downlight | EIKO | False |  | LED |  | EX39 | Base TypeEX39Medium (E26)Color Temp.4000K5000K Product Description SOLD IN MINIMUM QUANTITY OF 8 EiKO LED27WPT40KMOG-G7 09375 LED lamp can not only perform just as good, if not better, than HID alternatives, but it is considerably more eco friendly. With no use of glass, lead, or mercury, this lamp is shatter proof to prevent injury and breakage. The lower 27 wattage allows for this lamp to consume up to 80% less energy than 125 watt HID counterparts. The integral driver eliminates the need for external ballasts, further lowering expense and maintenance costs. This particular 09375 model is at a 4000Kcolor temperature, which produces a cool white light, perfect for indoor and outdoor use. EiKO 09375 Features: Delivers over 140 lumens per watt Lasts 3x longer than metal halide, HPS, or HID lamps Shatter resistant Suitable for use in totally enclosed fixtures Eliminates maintenance costs for over 10 years EiKO 09375 Applications: Bollards Wallpacks Downlights Alternate Product Versions $48.25 add EiKO 10229 - 27W LED Post Top - 4000K - E26 LED27WPT40KMED-G8 - 150 Watt Metal Halide Equivalent - 3,750 Lumens - 100-277V - SOLD IN MINIMUM QUANTITY OF 8 $48.25 add EiKO 10231 - 27W LED Post Top - 5000K - E26 LED27WPT50KMED-G8 - 150 Watt Metal Halide Equivalent - 3,900 Lumens - 100-277V - SOLD IN MINIMUM QUANTITY OF 8 $48.25 add EiKO 09377 - 27W LED Post Top - 5000K - EX39 LED27WPT50KMOG-G7 - 125 Watt HID Equal Non-dim - 3645 Lumens - 100/277V - SOLD IN MINIMUM QUANTITY OF 8 LED27WPT40KMOG-G7 - 125 Watt HID Equal - Non-dim - 3510 Lumens - 100/277V - SOLD IN MINIMUM QUANTITY OF 8 EiKO 09375 - 27W LED Post Top - 4000K - EX39 | 4000 | 80 | 3510 | 130 | 50000 | 27 | 1 | 48.25 | 48.25 | 56.6956 | 2020Q2 | https://www.energyavenue.com/EIKO/LED27WPT40KMOG-G7 | Energy Avenue | 2020 | Yes
LED Lighting | Downlight | EIKO | False | Daylighting/Photocell, | LED |  | Medium (E26) | NOTICE: This Product Has Been Discontinued Please See the Following Comparable Products:EiKO 10231 - 27W LED Post Top - 5000K - E26 -- LED27WPT50KMED-G8 - 150 Watt Metal Halide Equivalent - 3,900 Lumens - 100-277V - SOLD IN MINIMUM QUANTITY OF 8You can also browse our entire inventory of: LED Light BulbsProduct Description It's time to switch over to a more reliable, Earth friendly, and energy efficient lamp with EiKO's LED27WPT50KMED-G7 LED lamp. This 27 watt LED replaces less efficient and less reliable 75 watt HID lamps. Reduce your carbon footprint with this glass, mercury, and lead free lamp that will save you up to 80% in energy costs. If you are looking for a daylight white light, the 09376 with 5000Kcolor temperature is the way to go. Features: Delivers over 130 lumens per watt Lasts 3x longer than metal halide, HPS, or HID lamps Shatter resistant Suitable for use in totally enclosed fixtures Applications: Bollards Wallpacks Downlights E26 - Medium Base - Non-dim - 3645 Lumens - 100/277V - LED27WPT50KMED-G7 EiKO - 09376 - LED Post Top Lamp - 27 Watt - 75 Watt HID Equal - 5000K | 5000 | 80 | 3645 | 135 | 50000 | 27 | 16 | 772 | 48.25 | 56.6956 | 2020Q2 | https://www.energyavenue.com/EIKO/LED27WPT50KMED-G7 | Energy Avenue | 2020 | Yes
LED Lighting | Downlight | EIKO | False | Daylighting/Photocell, | LED |  | EX39 | Base TypeEX39Medium (E26)Color Temp.4000K5000K Product Description SOLD IN MINIMUM QUANTITY OF 8 If you are looking for a lamp that lasts years, not months, then it may be time to get rid of old unreliable HID lamps, and make the switch to EiKO 09377 LED27WPT50KMOG-G7 LED lamps. Because this lamp operates at only 27 watts, versus 125 watts like its HID counterpart, you can expect to consume up to 80% less energy; which means you save big on energy costs. Play a big part on keeping the Earth safe with these lamps that contain no glass, lead, or mercury. Having no glass makes this line shatterproof, greatly reducing the chances of breakage and injury. The integral driver means you no longer have to buy an external ballast, so don't worry about maintenance costs or having to hunt down compatible ballasts; simply plug it in and enjoy. This 09377 emits a daylight white light at 5000Kcolor temperature. EiKO 09377 Features: Delivers over 140 lumens per watt Lasts 3x longer than metal halide, HPS, or HID lamps Shatter resistant Suitable for use in totally enclosed fixtures Eliminates maintenance costs for over 10 years EiKO 09377 Applications: Bollards Wallpacks Downlights Alternate Product Versions $48.25 add EiKO 10229 - 27W LED Post Top - 4000K - E26 LED27WPT40KMED-G8 - 150 Watt Metal Halide Equivalent - 3,750 Lumens - 100-277V - SOLD IN MINIMUM QUANTITY OF 8 $48.25 add EiKO 10231 - 27W LED Post Top - 5000K - E26 LED27WPT50KMED-G8 - 150 Watt Metal Halide Equivalent - 3,900 Lumens - 100-277V - SOLD IN MINIMUM QUANTITY OF 8 $48.25 add EiKO 09375 - 27W LED Post Top - 4000K - EX39 LED27WPT40KMOG-G7 - 125 Watt HID Equal - Non-dim - 3510 Lumens - 100/277V - SOLD IN MINIMUM QUANTITY OF 8 LED27WPT50KMOG-G7 - 125 Watt HID Equal Non-dim - 3645 Lumens - 100/277V - SOLD IN MINIMUM QUANTITY OF 8 EiKO 09377 - 27W LED Post Top - 5000K - EX39 | 5000 | 80 | 3645 | 135 | 50000 | 27 | 1 | 48.25 | 48.25 | 56.6956 | 2020Q2 | https://www.energyavenue.com/EIKO/LED27WPT50KMOG-G7 | Energy Avenue | 2020 | Yes
LED Lighting | Downlight | EIKO | False |  | LED |  | Medium (E26) | NOTICE: This Product Has Been Discontinued Please See the Following Comparable Products:EiKO 10238 - 36W LED Post Top - 4000K - E26 -- LED36WPT40KMED-G8 - 175 Watt Metal Halide Equivalent - 5,000 Lumens - 100-277V - SOLD IN MINIMUM QUANTITY OF 7You can also browse our entire inventory of: LED Light BulbsProduct Description Get rid of your unreliable HID lamps and switch over to EiKO's LED36WPT40KMED-G7 LED lamps. Operating at only 36 watts, this LED lamp outperforms 100 watt HID lamps in efficiency. The environmentally friendly LED lamp contains no mercury, lead or glass, and can yield up to 80% in energy cost savings. Because it lasts up to 3x longer, you also benefit from savings in maintenance costs. The 09378 at 4000Kproduces a cool white light, suitable for many indoor and outdoor applications. Features: Delivers over 130 lumens per watt Lasts 3x longer than metal halide, HPS, or HID lamps Shatter resistant Suitable for use in totally enclosed fixtures Applications: Bollards Wallpacks Downlights E26 - Medium Base - Non-dim - 4680 Lumens - 100/277V - LED36WPT40KMED-G7 EiKO - 09378 - LED Post Top Lamp - 36 Watt - 100 Watt HID Equal - 4000K | 4000 | 80 | 4680 | 130 | 50000 | 36 | 16 | 840 | 52.5 | 61.6895 | 2020Q2 | https://www.energyavenue.com/EIKO/LED36WPT40KMED-G7 | Energy Avenue | 2020 | Yes
LED Lighting | Downlight | EIKO | False | Daylighting/Photocell, | LED |  | Medium (E26) | NOTICE: This Product Has Been Discontinued Please See the Following Comparable Products:Eiko 10240 - 36W LED Post Top - 5000K -- LED36WPT50KMED-G8 - 175 Watt Metal Halide Equivalent - 5,200 Lumens - 100-277V - SOLD IN MINIMUM QUANTITY OF 7You can also browse our entire inventory of: LED Light BulbsProduct Description Make the switch to LED lighting and purchase EiKO's LED36WPT50KMED-G7 LED lamp. This 36 watt LED lamp is a great alternative to outdated HID lamps in that it offers the same, if not better performance, and lasts considerably longer. The environmentally friendly LED lamp contains no glass, mercury, or lead, and consumes up to 80% less energy than its competitors. A daylight white light is produced thanks to the 09380 5000Kcolor temperature. Shop today and start saving instantly. Features: Delivers over 130 lumens per watt Lasts 3x longer than metal halide, HPS, or HID lamps Shatter resistant Suitable for use in totally enclosed fixtures Applications: Bollards Wallpacks Downlights E26 - Medium Base - Non-dim - 4860 Lumens - 100/277V - LED36WPT50KMED-G7 - Discontinued, Replaced by EiKO 10240 EiKO - 09380 - LED Post Top Lamp - 36 Watt - 100 Watt HID Equal - 5000K | 5000 | 80 | 4860 | 135 | 50000 | 36 | 16 | 840 | 52.5 | 61.6895 | 2020Q2 | https://www.energyavenue.com/EIKO/LED36WPT50KMED-G7 | Energy Avenue | 2020 | Yes
LED Lighting | Downlight | EIKO | False |  | LED |  | Medium (E26) | Base TypeEX39Medium (E26)Color Temp.4000K5000K Product Description SOLD IN MINIMUM QUANTITY OF 6 If you are looking for a more reliable and efficient lamp to replace your old HID, EiKO 09382 LED45WPT40KMED-G7 09382 LED lamp may just be the way to go. This energy efficient lamp runs at 45 watts, compared to a 150 watt HID, which means it consumes up to 80% less energy. This lamp is also friendlier to the environment, containing no glass, no mercury, and no lead. Because the LED lamp is rated to last 3x longer than its competitors, you can expect more savings in maintenance costs. Look to the 09382 with 4000Kcolor temperature if you need a cool white light. EiKO 09382 Features: Delivers over 130 lumens per watt Lasts 3x longer than metal halide, HPS, or HID lamps Shatter resistant Suitable for use in totally enclosed fixtures EiKO 09382 Applications: Bollards Wallpacks Downlights Alternate Product Versions $58.25 add EiKO 09383 - 45W LED Post Top Lamp - 4000K - EX39 LED45WPT40KMOG-G7 - 175 Watt HID Equal - Mogul Base - Non-dim - 5850 Lumens - 100/277V - SOLD IN MINIMUM QUANTITY OF 6 $59.25 add EiKO 09384 - 45W LED Post Top - 5000K - E26 LED45WPT50KMED-G7 - 150 Watt HID Equal - Medium Base - Non-dim - 6075 Lumens - 100/277V - SOLD IN MINIMUM QUANTITY OF 6 $59.25 add EiKO 09385 - 45W LED Post Top Lamp - 5000K - EX39 LED45WPT50KMOG-G7 - 175 Watt HID Equal - Mogul Base - Non-dim - 6075 Lumens - 100/277V - SOLD IN MINIMUM QUANTITY OF 6 LED45WPT40KMED-G7 - 150 Watt HID Equal - Medium Base - Non-dim - 5850 Lumens - 100/277V - SOLD IN MINIMUM QUANTITY OF 6 EiKO 09382 - 45W LED Post Top Lamp - 4000K - E26 | 4000 | 80 | 5850 | 130 | 50000 | 45 | 16 | 948 | 59.25 | 69.621 | 2020Q2 | https://www.energyavenue.com/EIKO/LED45WPT40KMED-G7 | Energy Avenue | 2020 | No
LED Lighting | Downlight | EIKO | False | Daylighting/Photocell, | LED |  | Medium (E26) | Base TypeEX39Medium (E26)Color Temp.4000K5000K Product Description SOLD IN MINIMUM QUANTITY OF 6 Start saving in energy and maintenance costs today by ditching your HID lamps and switching to EiKO 09384 LED45WPT50KMED-G7 LED lamps. Replace your 150 watt HID to a more efficient 45 watt LED lamp that yields up to 80% in energy savings. Help keep Earth safe with this glass, mercury, and lead free LED lamp that will help reduce your carbon footprint. You'll love the daylight white light emitted from the 09384 5000K color temperature. EiKO 09384 Features: Delivers over 130 lumens per watt Lasts 3x longer than metal halide, HPS, or HID lamps Shatter resistant Suitable for use in totally enclosed fixtures EiKO 09384 Applications: Bollards Wallpacks Downlights Alternate Product Versions $59.25 add EiKO 09382 - 45W LED Post Top Lamp - 4000K - E26 LED45WPT40KMED-G7 - 150 Watt HID Equal - Medium Base - Non-dim - 5850 Lumens - 100/277V - SOLD IN MINIMUM QUANTITY OF 6 $58.25 add EiKO 09383 - 45W LED Post Top Lamp - 4000K - EX39 LED45WPT40KMOG-G7 - 175 Watt HID Equal - Mogul Base - Non-dim - 5850 Lumens - 100/277V - SOLD IN MINIMUM QUANTITY OF 6 $59.25 add EiKO 09385 - 45W LED Post Top Lamp - 5000K - EX39 LED45WPT50KMOG-G7 - 175 Watt HID Equal - Mogul Base - Non-dim - 6075 Lumens - 100/277V - SOLD IN MINIMUM QUANTITY OF 6 LED45WPT50KMED-G7 - 150 Watt HID Equal - Medium Base - Non-dim - 6075 Lumens - 100/277V - SOLD IN MINIMUM QUANTITY OF 6 EiKO 09384 - 45W LED Post Top - 5000K - E26 | 5000 | 80 | 6075 | 135 | 50000 | 45 | 16 | 948 | 59.25 | 69.621 | 2020Q2 | https://www.energyavenue.com/EIKO/LED45WPT50KMED-G7 | Energy Avenue | 2020 | No
LED Lighting | Downlight | EIKO | False |  | LED |  | Medium (E26) | Base TypeEX39Medium (E26)Color Temp.4000K5000K Product Description SOLD IN MINIMUM QUANTITY OF 6 The EiKO 09386 LED54WPT40KMED-G7 LED lamp was designed to replace unreliable and inefficient HID lamps. Running at a lower 54 watts, this LED lamp outperforms and outlasts its 175 watt HID counterpart. Make a positive impact on our environment by using this LED, which contains no glass, lead, or mercury, and consumes up to 80% less energy than its competitors. The 09386 comes in a 4000Kcolor temperature, which has a cool white light output. EiKO 09386 Features: Delivers over 130 lumens per watt Lasts 3x longer than metal halide, HPS, or HID lamps Shatter resistant Suitable for use in totally enclosed fixtures EiKO 09386 Applications: Bollards Wallpacks Downlights Alternate Product Versions $60.50 add EiKO 09387 - 54W LED Post Top Lamp - 4000K - EX39 LED54WPT40KMOG-G7 - 200 Watt HID Equal - Mogul Base - Non-dim - 7020 Lumens - 100/277V - SOLD IN MINIMUM QUANTITY OF 6 $62.25 add EiKO 09388 - 54W LED Post Top - 5000K - E26 LED54WPT50KMED-G7 - 175 Watt HID Equal - Medium Base - Non-dim - 7290 Lumens - 100/277V - SOLD IN MINIMUM QUANTITY OF 6 $62.25 add EiKO 09389 - 54W LED Post Top - 5000K - EX39 LED54WPT50KMOG-G7 - 200 Watt HID Equal - Mogul Base - Non-dim - 7290 Lumens - 100/277V - SOLD IN MINIMUM QUANTITY OF 6 LED54WPT40KMED-G7 - 175 Watt HID Equal - Medium Base - Non-dim - 7020 Lumens - 100/277V - SOLD IN MINIMUM QUANTITY OF 6 EiKO 09386 - 54W LED Post Top - 4000K - E26 | 4000 | 80 | 7020 | 130 | 50000 | 54 | 16 | 996 | 62.25 | 73.1462 | 2020Q2 | https://www.energyavenue.com/EIKO/LED54WPT40KMED-G7 | Energy Avenue | 2020 | No
LED Lighting | Downlight | EIKO | False | Daylighting/Photocell, | LED |  | Medium (E26) | Base TypeEX39Medium (E26)Color Temp.4000K5000K Product Description SOLD IN MINIMUM QUANTITY OF 6 EiKO has been delivering some of the best lighting products for the past 38 years, and kept to their tradition with the LED54WPT50KMED-G7 09388. This LED lamp was designed to replace less efficient HID lamps. It operates at only 54 watts, versus the 175 watts from its HID competitor, allowing it to consume up to 80% less energy. It also makes a positive impact on the environment since it does not contain any mercury, glass, or lead. If you are looking for a daylight white light, you should look to the 09388, which produces just that with its 5000Kcolor temperature. EiKO 09388 Features: Delivers over 130 lumens per watt Lasts 3x longer than metal halide, HPS, or HID lamps Shatter resistant Suitable for use in totally enclosed fixtures EiKO 09388 Applications: Bollards Wallpacks Downlights Alternate Product Versions $62.25 add EiKO 09386 - 54W LED Post Top - 4000K - E26 LED54WPT40KMED-G7 - 175 Watt HID Equal - Medium Base - Non-dim - 7020 Lumens - 100/277V - SOLD IN MINIMUM QUANTITY OF 6 $60.50 add EiKO 09387 - 54W LED Post Top Lamp - 4000K - EX39 LED54WPT40KMOG-G7 - 200 Watt HID Equal - Mogul Base - Non-dim - 7020 Lumens - 100/277V - SOLD IN MINIMUM QUANTITY OF 6 $62.25 add EiKO 09389 - 54W LED Post Top - 5000K - EX39 LED54WPT50KMOG-G7 - 200 Watt HID Equal - Mogul Base - Non-dim - 7290 Lumens - 100/277V - SOLD IN MINIMUM QUANTITY OF 6 LED54WPT50KMED-G7 - 175 Watt HID Equal - Medium Base - Non-dim - 7290 Lumens - 100/277V - SOLD IN MINIMUM QUANTITY OF 6 EiKO 09388 - 54W LED Post Top - 5000K - E26 | 5000 | 80 | 7290 | 135 | 50000 | 54 | 16 | 996 | 62.25 | 73.1462 | 2020Q2 | https://www.energyavenue.com/EIKO/LED54WPT50KMED-G7 | Energy Avenue | 2020 | No
LED Lighting | Decorative | Emery Allen | True |  | LED |  | G9 | Wattage2.5 Watt3 Watt4.5 Watt5 WattColor Temp.2700K Product Description The Emery Allen 2.5W G9 lamps can be a great choice for lowering energy costs. The EA-G9-2.5W-001-279F-D is a LED G9 retrofit lamp and offers similar light output to a 20W halogen while only using 2.5W. The lamp has a color temperature of 2700K and has a warm lighting that can be used in a variety of G9 fixtures. It is compatible and dimmable with most incandescent and LED dimmers. Emery Allen EA-G9-2.5W-001-279F-D Features: 360 degree beam angle and 90 high CRI 25,000 hours lifespan Ceramic and Polycarbonate (PC) material Emery Allen EA-G9-2.5W-001-279F-D Applications: Bath lighting Outdoors Ceiling fixtures Alternate Product Versions $10.00 add Emery Allen EA-G9-3.0W-001-279F-D - 3W G9 LED Retrofit Lamp - 2700K 25W Halogen Equivalent - 300 Lumens - 90 CRI - 120V - Dimmable $14.50 add Emery Allen EA-G9-4.5W-001-279F-D - Miniature LED 4.5W - 50 Watt Halogen Equivalent - G9 - 2700K $14.50 add Emery Allen EA-G9-4.5W-001-309F-D - 4.5W G9 LED Retrofit Lamp - 3000K 50W Halogen Equivalent - 450 Lumens - 90 CRI - 120V - Dimmable $18.00 add Emery Allen EA-G9-5.0W-001-409F-D - 5W G9 LED Retrofit Lamp - 4000K 60W Halogen Equivalent - 545 Lumens - 90 CRI - 120V - Dimmable $17.00 add Emery Allen EA-G9-5.0W-001-279F-D - 5W G9 LED Retrofit Lamp - 2700K 60W Halogen Equivalent - 545 Lumens - 90 CRI - G9 - 120V - Dimmable $17.00 add Emery Allen EA-G9-5.0W-001-309F-D - 5W G9 LED Retrofit Lamp - 3000K 60W Halogen Equivalent - 545 Lumens - 90 CRI - 120V - Dimmable 20W Halogen Equivalent - 250 Lumens - 90 CRI - 120V - Dimmable Emery Allen EA-G9-2.5W-001-279F-D - 2.5W G9 LED Retrofit Lamp - 2700K | 2700 | 90 | 250 | 100 | 25000 | 2.5 | 1 | 8 | 8 | 9.4003 | 2020Q2 | https://www.energyavenue.com/Emery-Allen/EA-G9-2.5W-001-279F-D | Energy Avenue | 2020 | Yes
LED Lighting | Decorative | Emery Allen | True |  | LED |  | G9 | Wattage2.5 Watt3 Watt4.5 Watt5 WattColor Temp.2700K Product Description The Emery Allen LED G9 retrofit lamp can be a great low energy use replacement option for G9 base lamps. The Emery Allen EA-G9-3.0W-001-279F-D replaces 25W halogen by providing a similar amount of lighting. This 3W G9 bulb has a brightness of 300 lumens and a color temperature of 2700K and has an impressive 25,000-hour lifespan. Emery Allen EA-G9-3.0W-001-279F-D Features: Compatible with dimmers (incandescent and LED) 360 degree beam angle High CRI of 90 Emery Allen EA-G9-3.0W-001-279F-D Applications: Chandeliers Outdoor lighting Bath lights Alternate Product Versions $8.00 add Emery Allen EA-G9-2.5W-001-279F-D - 2.5W G9 LED Retrofit Lamp - 2700K 20W Halogen Equivalent - 250 Lumens - 90 CRI - 120V - Dimmable $14.50 add Emery Allen EA-G9-4.5W-001-279F-D - Miniature LED 4.5W - 50 Watt Halogen Equivalent - G9 - 2700K $14.50 add Emery Allen EA-G9-4.5W-001-309F-D - 4.5W G9 LED Retrofit Lamp - 3000K 50W Halogen Equivalent - 450 Lumens - 90 CRI - 120V - Dimmable $18.00 add Emery Allen EA-G9-5.0W-001-409F-D - 5W G9 LED Retrofit Lamp - 4000K 60W Halogen Equivalent - 545 Lumens - 90 CRI - 120V - Dimmable $17.00 add Emery Allen EA-G9-5.0W-001-279F-D - 5W G9 LED Retrofit Lamp - 2700K 60W Halogen Equivalent - 545 Lumens - 90 CRI - G9 - 120V - Dimmable $17.00 add Emery Allen EA-G9-5.0W-001-309F-D - 5W G9 LED Retrofit Lamp - 3000K 60W Halogen Equivalent - 545 Lumens - 90 CRI - 120V - Dimmable 25W Halogen Equivalent - 300 Lumens - 90 CRI - 120V - Dimmable Emery Allen EA-G9-3.0W-001-279F-D - 3W G9 LED Retrofit Lamp - 2700K | 2700 | 90 | 300 | 100 | 25000 | 3 | 1 | 10 | 10 | 11.7504 | 2020Q2 | https://www.energyavenue.com/Emery-Allen/EA-G9-3.0W-001-279F-D | Energy Avenue | 2020 | Yes
LED Lighting | Decorative | Emery Allen | True |  | LED |  | G9 | Wattage2.5 Watt3 Watt4.5 Watt5 WattColor Temp.2700K3000K Product Description The Emery Allen EA-G9-4.5W-001-279F-D 4.5 Watt G9 Miniature LED is a great replacement for Halogen and Incandescent lamps. This 4.5 Watt product is meant replace 50 Watt halogen lamps, matching or surpassing their perfermance. The EA-G9-4.5W-001-279F-D emits 450 lumens of 2700K Warm White Light. This product is rated for 25,000 Hours and covered by a 5 year warranty. Alternate Product Versions $8.00 add Emery Allen EA-G9-2.5W-001-279F-D - 2.5W G9 LED Retrofit Lamp - 2700K 20W Halogen Equivalent - 250 Lumens - 90 CRI - 120V - Dimmable $10.00 add Emery Allen EA-G9-3.0W-001-279F-D - 3W G9 LED Retrofit Lamp - 2700K 25W Halogen Equivalent - 300 Lumens - 90 CRI - 120V - Dimmable $14.50 add Emery Allen EA-G9-4.5W-001-309F-D - 4.5W G9 LED Retrofit Lamp - 3000K 50W Halogen Equivalent - 450 Lumens - 90 CRI - 120V - Dimmable $18.00 add Emery Allen EA-G9-5.0W-001-409F-D - 5W G9 LED Retrofit Lamp - 4000K 60W Halogen Equivalent - 545 Lumens - 90 CRI - 120V - Dimmable $17.00 add Emery Allen EA-G9-5.0W-001-279F-D - 5W G9 LED Retrofit Lamp - 2700K 60W Halogen Equivalent - 545 Lumens - 90 CRI - G9 - 120V - Dimmable $17.00 add Emery Allen EA-G9-5.0W-001-309F-D - 5W G9 LED Retrofit Lamp - 3000K 60W Halogen Equivalent - 545 Lumens - 90 CRI - 120V - Dimmable 4.5W - 50 Watt Halogen Equivalent - G9 - 2700K Emery Allen EA-G9-4.5W-001-279F-D - Miniature LED | 2700 | 90 | 450 | 100 | 25000 | 4.5 | 1 | 14.5 | 14.5 | 17.0381 | 2020Q2 | https://www.energyavenue.com/Emery-Allen/EA-G9-4.5W-001-279F-D | Energy Avenue | 2020 | Yes
LED Lighting | Decorative | Emery Allen | True |  | LED |  | G9 | Wattage2.5 Watt3 Watt4.5 Watt5 WattColor Temp.2700K3000K Product Description The G9 retrofit lamp provides an excellent, energy efficient alternative to halogen lamps. With a lifespan of up to 25,000 hours, the Emery Allen EA-G9-4.5W-001-309F-D is 4.5W G9 LED and perfect for anyone looking to lower their maintenance time. This light is 3000K and suitable for use in most 120V G9 fixtures. Emery Allen EA-G9-4.5W-001-309F-D Features: Material: Ceramic + PC Brightness: 400 total lumens Beam angle: 360 degrees Dimmable with most dimmers Emery Allen EA-G9-4.5W-001-309F-D Applications: Ceiling fixtures and chandeliers Outdoor lighting applications Bathroom lighting Alternate Product Versions $8.00 add Emery Allen EA-G9-2.5W-001-279F-D - 2.5W G9 LED Retrofit Lamp - 2700K 20W Halogen Equivalent - 250 Lumens - 90 CRI - 120V - Dimmable $10.00 add Emery Allen EA-G9-3.0W-001-279F-D - 3W G9 LED Retrofit Lamp - 2700K 25W Halogen Equivalent - 300 Lumens - 90 CRI - 120V - Dimmable $14.50 add Emery Allen EA-G9-4.5W-001-279F-D - Miniature LED 4.5W - 50 Watt Halogen Equivalent - G9 - 2700K $18.00 add Emery Allen EA-G9-5.0W-001-409F-D - 5W G9 LED Retrofit Lamp - 4000K 60W Halogen Equivalent - 545 Lumens - 90 CRI - 120V - Dimmable $17.00 add Emery Allen EA-G9-5.0W-001-279F-D - 5W G9 LED Retrofit Lamp - 2700K 60W Halogen Equivalent - 545 Lumens - 90 CRI - G9 - 120V - Dimmable $17.00 add Emery Allen EA-G9-5.0W-001-309F-D - 5W G9 LED Retrofit Lamp - 3000K 60W Halogen Equivalent - 545 Lumens - 90 CRI - 120V - Dimmable 50W Halogen Equivalent - 450 Lumens - 90 CRI - 120V - Dimmable Emery Allen EA-G9-4.5W-001-309F-D - 4.5W G9 LED Retrofit Lamp - 3000K | 3000 | 90 | 450 | 100 | 25000 | 4.5 | 1 | 14.5 | 14.5 | 17.0381 | 2020Q2 | https://www.energyavenue.com/Emery-Allen/EA-G9-4.5W-001-309F-D | Energy Avenue | 2020 | Yes
LED Lighting | Decorative | Emery Allen | True |  | LED |  | G9 | Product Description The Emery Allen EA-G9-4.5W-001-409F-D 4.5 Watt E11 Miniature LED is a great replacement for Halogen and Incandescent lamps. This 4.5 Watt product is meant replace 50 Watt halogen lamps, matching or surpassing their perfermance. The EA-G9-4.5W-001-409F-D emits 450 lumens of 4000KCool White Light. This product is rated for 25,000 Hours and covered by a 5 year warranty. 4.5W - 50 Watt Halogen Equivalent - G9 - 4000K Emery Allen - EA-G9-4.5W-001-409F-D - Miniature LED | 4000 | 90 | 450 | 100 | 25000 | 4.5 | 1 | 15.5 | 15.5 | 18.2131 | 2020Q2 | https://www.energyavenue.com/Emery-Allen/EA-G9-4.5W-001-409F-D | Energy Avenue | 2020 | Yes
LED Lighting | Decorative | Emery Allen | True |  | LED |  | G9 | Wattage2.5 Watt3 Watt4.5 Watt5 WattColor Temp.2700K3000K4000K Product Description For energy savings over traditional G9 bulbs, the Emery Allen EA-G9-5.0W-001-279F-D, 5W G9 retrofit 2700k lamp is an ideal choice. This 5W G9 is equivalent to a 60W halogen lamp. The lamp produces 109 lumens per watt for a total of 545 lumens of warm white light with a 2700K color temperature. It works in most 120 volt G9 fixtures and comes with a warranty. Emery Allen EA-G9-5.0W-001-279F-D Features: Rated for 25,000 Hours Dimmable 360 Degree Beam Angle Color Rendering Index: 90+ Emery Allen EA-G9-5.0W-001-279F-D Applications: Kitchen Bath Pendant Lights Outdoor Lighting Alternate Product Versions $8.00 add Emery Allen EA-G9-2.5W-001-279F-D - 2.5W G9 LED Retrofit Lamp - 2700K 20W Halogen Equivalent - 250 Lumens - 90 CRI - 120V - Dimmable $10.00 add Emery Allen EA-G9-3.0W-001-279F-D - 3W G9 LED Retrofit Lamp - 2700K 25W Halogen Equivalent - 300 Lumens - 90 CRI - 120V - Dimmable $14.50 add Emery Allen EA-G9-4.5W-001-279F-D - Miniature LED 4.5W - 50 Watt Halogen Equivalent - G9 - 2700K $14.50 add Emery Allen EA-G9-4.5W-001-309F-D - 4.5W G9 LED Retrofit Lamp - 3000K 50W Halogen Equivalent - 450 Lumens - 90 CRI - 120V - Dimmable $18.00 add Emery Allen EA-G9-5.0W-001-409F-D - 5W G9 LED Retrofit Lamp - 4000K 60W Halogen Equivalent - 545 Lumens - 90 CRI - 120V - Dimmable $17.00 add Emery Allen EA-G9-5.0W-001-309F-D - 5W G9 LED Retrofit Lamp - 3000K 60W Halogen Equivalent - 545 Lumens - 90 CRI - 120V - Dimmable 60W Halogen Equivalent - 545 Lumens - 90 CRI - G9 - 120V - Dimmable Emery Allen EA-G9-5.0W-001-279F-D - 5W G9 LED Retrofit Lamp - 2700K | 2700 | 90 | 545 | 109 | 25000 | 5 | 1 | 17 | 17 | 19.9757 | 2020Q2 | https://www.energyavenue.com/Emery-Allen/EA-G9-5.0W-001-279F-D | Energy Avenue | 2020 | Yes
LED Lighting | Decorative | Emery Allen | True |  | LED |  | G9 | Wattage2.5 Watt3 Watt4.5 Watt5 WattColor Temp.2700K3000K4000K Product Description Offering similar light output to incandescent G9 lamps, the EmeryAllen EA-G9-5.0W-001-309F-D is an energy efficient and environmentally conscious alternative for your lighting needs. This LED bulb offers a long 25,000 hour life, with a 5 year warranty for longevity and reliability. Enjoy uniform light output with a 360° beam angle. Shop now to replace 60 watt incandescents with this 5 watt LED and start saving today. Features: Compatible with most 120V G9 fixtures 360° beam angle Dimmable 5 year warranty 360° beam angle Applications: Safety lights Pendants Bath lights Ceiling fixtures Chandeliers Porch lighting Alternate Product Versions $8.00 add Emery Allen EA-G9-2.5W-001-279F-D - 2.5W G9 LED Retrofit Lamp - 2700K 20W Halogen Equivalent - 250 Lumens - 90 CRI - 120V - Dimmable $10.00 add Emery Allen EA-G9-3.0W-001-279F-D - 3W G9 LED Retrofit Lamp - 2700K 25W Halogen Equivalent - 300 Lumens - 90 CRI - 120V - Dimmable $14.50 add Emery Allen EA-G9-4.5W-001-279F-D - Miniature LED 4.5W - 50 Watt Halogen Equivalent - G9 - 2700K $14.50 add Emery Allen EA-G9-4.5W-001-309F-D - 4.5W G9 LED Retrofit Lamp - 3000K 50W Halogen Equivalent - 450 Lumens - 90 CRI - 120V - Dimmable $18.00 add Emery Allen EA-G9-5.0W-001-409F-D - 5W G9 LED Retrofit Lamp - 4000K 60W Halogen Equivalent - 545 Lumens - 90 CRI - 120V - Dimmable $17.00 add Emery Allen EA-G9-5.0W-001-279F-D - 5W G9 LED Retrofit Lamp - 2700K 60W Halogen Equivalent - 545 Lumens - 90 CRI - G9 - 120V - Dimmable 60W Halogen Equivalent - 545 Lumens - 90 CRI - 120V - Dimmable Emery Allen EA-G9-5.0W-001-309F-D - 5W G9 LED Retrofit Lamp - 3000K | 3000 | 90 | 545 | 109 | 25000 | 5 | 1 | 17 | 17 | 19.9757 | 2020Q2 | https://www.energyavenue.com/Emery-Allen/EA-G9-5.0W-001-309F-D | Energy Avenue | 2020 | Yes
LED Lighting | Decorative | Emery Allen | True |  | LED |  | G9 | Wattage2.5 Watt3 Watt4.5 Watt5 WattColor Temp.2700K3000K4000K Product Description When you're looking for energy efficiency, the Emery Allen EA-G9-5.0W-001-409F-D is your answer. This 5W LED G9 retrofit lamp offers an alternative to 120V and 60W halogen bulbs of comparable power. It offers a color temperature of 4000K and brightness of 545 lumens, making it suitable for most residential and commercial applications. Emery Allen EA-G9-5.0W-001-409F-D Features: Input voltage of 120V 360 degree beam angle High CRI of 90 Ceramic and PC material Compatible with most incandescent and LED dimmers Emery Allen EA-G9-5.0W-001-409F-D Applications: Ceiling fixtures Exterior lighting Bathroom lighting Chandeliers and pendant lights Alternate Product Versions $8.00 add Emery Allen EA-G9-2.5W-001-279F-D - 2.5W G9 LED Retrofit Lamp - 2700K 20W Halogen Equivalent - 250 Lumens - 90 CRI - 120V - Dimmable $10.00 add Emery Allen EA-G9-3.0W-001-279F-D - 3W G9 LED Retrofit Lamp - 2700K 25W Halogen Equivalent - 300 Lumens - 90 CRI - 120V - Dimmable $14.50 add Emery Allen EA-G9-4.5W-001-279F-D - Miniature LED 4.5W - 50 Watt Halogen Equivalent - G9 - 2700K $14.50 add Emery Allen EA-G9-4.5W-001-309F-D - 4.5W G9 LED Retrofit Lamp - 3000K 50W Halogen Equivalent - 450 Lumens - 90 CRI - 120V - Dimmable $17.00 add Emery Allen EA-G9-5.0W-001-279F-D - 5W G9 LED Retrofit Lamp - 2700K 60W Halogen Equivalent - 545 Lumens - 90 CRI - G9 - 120V - Dimmable $17.00 add Emery Allen EA-G9-5.0W-001-309F-D - 5W G9 LED Retrofit Lamp - 3000K 60W Halogen Equivalent - 545 Lumens - 90 CRI - 120V - Dimmable 60W Halogen Equivalent - 545 Lumens - 90 CRI - 120V - Dimmable Emery Allen EA-G9-5.0W-001-409F-D - 5W G9 LED Retrofit Lamp - 4000K | 4000 | 90 | 545 | 109 | 25000 | 5 | 1 | 18 | 18 | 21.1507 | 2020Q2 | https://www.energyavenue.com/Emery-Allen/EA-G9-5.0W-001-409F-D | Energy Avenue | 2020 | Yes
LED Lighting | Decorative | Emery Allen | True |  | LED |  | G9 | Product Description When you need to retrofit your residential or commercial build, consider this 6W LED bulb from the folks at Emery Allen. This energy-saving luminaire provides 2700K of warm white light for up to 25,000 hours with no waiting or flickering. Product Features: Direct replacement for 70W incandescent lamps Slim, compact profile Compatible with G9 base fixtures Works with most incandescent and LED dimmers Beam angle of 360 degrees Color accuracy of 90+ CRI RoHs compliant Lifespan of up to 25,000 hours Limited lifetime warranty Applications: General lighting 600 Lumens - 90 CRI - 70W Halogen Equivalent - 360° - 100-130V Emery Allen EA-G9-6.0W-001-279F-D - 6W LED Mini Bulb - 2700K | 2700 | 90 | 600 | 100 | 25000 | 6 | 1 | 19 | 19 | 22.3257 | 2020Q2 | https://www.energyavenue.com/Emery-Allen/EA-G9-6.0W-001-279F-D | Energy Avenue | 2020 | Yes
LED Lighting | Decorative | Emery Allen | True |  | LED |  | G9 | Product Description Get solid, consistent performance while you save money with this 6W LED bulb from Emery Allen. This high-quality lamp is ideal for retrofitting commercial and residential builds. You'll enjoy 3000K of warm white light for up to 25,000 hours, and it's made with RoHS compliant green technology. Product Features: Replaces 70W incandescent bulbs Compatible with G9 base fixtures Beam angle of 360 degrees Works with most incandescent and LED dimmers RoHS compliant Color accuracy of 90+ CRI Lifespan of up to 25,000 hours Limited lifetime warranty Applications: General lighting 600 Lumens - 90 CRI - 70W Halogen Equivalent - 360° - 100-130V Emery Allen EA-G9-6.0W-001-309F-D - 6W LED Mini Bulb - 3000K | 3000 | 90 | 600 | 100 | 25000 | 6 | 1 | 19 | 19 | 22.3257 | 2020Q2 | https://www.energyavenue.com/Emery-Allen/EA-G9-6.0W-001-309F-D | Energy Avenue | 2020 | Yes
LED Lighting | Downlight | Emery Allen | True |  | LED |  | GU10 | Product Description For specialty lighting requirements, consider this 7W LED retrofit bulb from Emery Allen. This lamp allows you to update commercial or residential recessed dowlighting with GU10 base fixtures. You'll enjoy 2700K of warm white light for up to 25,000 hours Product Features: Replaces 50W MR16 halogen and incandescent bulbs R9 of 55, R13 of 96 Color accuracy of 90+ CRI Compatible with most LECD and incandescent dimmers CBPC of 930 36-degree beam angle Works with most LED and incandescent dimmers Lifespan of up to 25,000 hours Limited warranty Applications: Task lights Recessed downlighting Pendants Track lighting Landscape lighting 520 Lumens - 90 CRI - 50W Halogen Equivalent - 120V Emery Allen EA-GU10-7.0W-36D-2790-D - 7W LED Retrofit Bulb - 2700K | 2700 | 90 | 520 | 74.2857 | 25000 | 7 | 1 | 19.5 | 19.5 | 22.9133 | 2020Q2 | https://www.energyavenue.com/Emery-Allen/EA-GU10-7.0W-36D-2790-D | Energy Avenue | 2020 | Yes
LED Lighting | Downlight | Emery Allen | True |  | LED |  | GU10 | Product Description Green your commercial and residential builds with this 7W LED retrofit bulb from the team at Emery Allen. This energy-saving lamp offers 3000K of neutral white light for up to 25,000 hours without flickering or waiting for full power. Product Features: Direct replacement for 50W MR16 incandescent and halogen lamps Works with most GU10 base fixtures Compatible with incandescent and LED dimmers 36-degree beam angle Color accuracy of 90+ CRI R9 of 55, R13 of 96 RoHS compliant Lifespan of up to 25,000 hours Limited warranty Applications: Track lighting Recessed downlights Task lighting Landscape lighting Pendant lamps 520 Lumens - 90 CRI - 50W Halogen Equivalent - 120V Emery Allen EA-GU10-7.0W-36D-3090-D - 7W LED Retrofit Bulb - 3000K | 3000 | 90 | 520 | 74.2857 | 25000 | 7 | 1 | 19.5 | 19.5 | 22.9133 | 2020Q2 | https://www.energyavenue.com/Emery-Allen/EA-GU10-7.0W-36D-3090-D | Energy Avenue | 2020 | Yes
LED Lighting | Reflector | Emery Allen | True |  | LED | MR16 | GU5.3 | Wattage3 Watt5 Watt7 WattColor Temp.2700K3000KBeam Angle120°15°24°36°60° NOTICE: This Product Has Been DiscontinuedProduct Description Part of the 12V series, the Emery Allen EA-MR16-3.0W-120D-2790-D retrofit lamp's details capture your attention before installation. It's made from ceramic and polycarbonate material. The energy-saving MR16 LED lamp showers the room with 2700K yellowish soft white illumination. Dim the light down using the dimming feature. Emery Allen EA-MR16-3.0W-120D-2790-D Features: 120-degree beam angle 25,000 life hours Fits open and enclosed fixtures Emery Allen EA-MR16-3.0W-120D-2790-D Applications: Indoor and outdoor use General lighting Decorative lighting Alternate Product Versions $17.50 add Emery Allen EA-MR16-3.0W-15D-2790-D - 3W LED MR16 2700K - 280 Lumens - 90 CRI - 20W Halogen Equivalent - 15° Beam Angle - 12V $17.50 add Emery Allen EA-MR16-3.0W-15D-3090-D - 3W LED MR16 3000K - 280 Lumens - 90 CRI - 20W Halogen Equivalent - 15° Beam Angle - 12V $17.50 add Emery Allen EA-MR16-3.0W-24D-2790-D - 3W LED MR16 2700K - 290 Lumens - 90 CRI - 20W Halogen Equivalent - 24° Beam Angle - 12V $17.50 add Emery Allen EA-MR16-3.0W-24D-3090-D - 3W LED MR16 3000K - 290 Lumens - 90 CRI - 20W Halogen Equivalent - 24° Beam Angle - 12V $17.50 add Emery Allen EA-MR16-3.0W-36D-2790-D - 3W LED MR16 2700K - 285 Lumens - 90 CRI - 20W Halogen Equivalent - 36° Beam Angle - 12V $17.50 add Emery Allen EA-MR16-3.0W-36D-3090-D - 3W LED MR16 3000K - 285 Lumens - 90 CRI - 20W Halogen Equivalent - 36° Beam Angle - 12V $17.50 add Emery Allen EA-MR16-3.0W-60D-2790-D - 3W LED MR16 2700K - 285 Lumens - 90 CRI - 20W Halogen Equivalent - 60° Beam Angle - 12V $17.50 add Emery Allen EA-MR16-3.0W-60D-3090-D - 3W LED MR16 3000K - 285 Lumens - 90 CRI - 20W Halogen Equivalent - 60° Beam Angle - 12V $17.50 add Emery Allen EA-MR16-3.0W-120D-3090-D - 3W LED MR16 3000K - 290 Lumens - 90 CRI - 20W Halogen Equivalent - 120° Beam Angle - 12V $18.50 add Emery Allen EA-MR16-5.0W-15D-2790-D - 5W LED MR16 2700K - 500 Lumens - 90 CRI - 50W Halogen Equivalent - 15° Beam Angle - 12V $18.50 add Emery Allen EA-MR16-5.0W-15D-3090-D - 5W LED MR16 3000K - 500 Lumens - 90 CRI - 50W Halogen Equivalent - 15° Beam Angle - 12V $18.50 add Emery Allen EA-MR16-5.0W-24D-2790-D - 5W LED MR16 2700K - 505 Lumens - 90 CRI - 50W Halogen Equivalent - 24° Beam Angle - 12V $18.50 add Emery Allen EA-MR16-5.0W-24D-3090-D - 5W LED MR16 3000K - 505 Lumens - 90 CRI - 50W Halogen Equivalent - 24° Beam Angle - 12V $18.50 add Emery Allen EA-MR16-5.0W-36D-2790-D - 5W LED MR16 - 2700K 510 Lumens - 90 CRI - 50W Halogen Equivalent - 36° - 12V $18.50 add Emery Allen EA-MR16-5.0W-36D-3090-D - 5W LED MR16 - 3000K 510 Lumens - 90 CRI - 50W Halogen Equivalent - 36° - 12V $18.50 add Emery Allen EA-MR16-5.0W-60D-2790-D - 5W LED MR16 - 2700K 510 Lumens - 90 CRI - 50W Halogen Equivalent - 60° - 12V $18.50 add Emery Allen EA-MR16-5.0W-60D-3090-D - 5W LED MR16 - 3000K 510 Lumens - 90 CRI - 50W Halogen Equivalent - 60° - 12V $18.50 add Emery Allen EA-MR16-5.0W-120D-2790-D - 5W LED MR16 - 2700K 525 Lumens - 90 CRI - 50W Halogen Equivalent - 120° - 12V $18.50 add Emery Allen EA-MR16-5.0W-120D-3090-D - 5W LED MR16 - 3000K 525 Lumens - 90 CRI - 50W Halogen Equivalent - 120° - 12V $19.50 add Emery Allen EA-MR16-7.0W-15D-2790-D - 7W LED MR16 - 2700K 505 Lumens - 90 CRI - 50W Halogen Equivalent - 15° - 12V $19.50 add Emery Allen EA-MR16-7.0W-15D-3090-D - 7W LED MR16 - 3000K 505 Lumens - 90 CRI - 50W Halogen Equivalent - 15° - 12V $19.50 add Emery Allen EA-MR16-7.0W-24D-2790-D - 7W LED MR16 - 2700K 505 Lumens - 90 CRI - 50W Halogen Equivalent - 24° - 12V $19.50 add Emery Allen EA-MR16-7.0W-24D-3090-D - 7W LED MR16 - 3000K 505 Lumens - 90 CRI - 50W Halogen Equivalent - 24° - 12V $19.50 add Emery Allen EA-MR16-7.0W-36D-2790-D - 7W LED MR16 - 2700K 510 Lumens - 90 CRI - 50W Halogen Equivalent - 36° - 12V $19.50 add Emery Allen EA-MR16-7.0W-36D-3090-D - 7W LED MR16 - 3000K 510 Lumens - 90 CRI - 50W Halogen Equivalent - 36° - 12V $19.50 add Emery Allen EA-MR16-7.0W-60D-2790-D - 7W LED MR16 - 2700K 510 Lumens - 90 CRI - 50W Halogen Equivalent - 60° - 12V $19.50 add Emery Allen EA-MR16-7.0W-60D-3090-D - 7W LED MR16 - 3000K 510 Lumens - 90 CRI - 50W Halogen Equivalent - 60° - 12V $19.50 add Emery Allen EA-MR16-7.0W-120D-2790-D - 7W LED MR16 - 2700K 525 Lumens - 90 CRI - 50W Halogen Equivalent - 120° - 12V $19.50 add Emery Allen EA-MR16-7.0W-120D-3090-D - 7W LED MR16 - 3000K 525 Lumens - 90 CRI - 50W Halogen Equivalent - 120° - 12V 2700K - 290 Lumens - 90 CRI - 20W Halogen Equivalent - 120° Beam Angle - 12V Emery Allen EA-MR16-3.0W-120D-2790-D - 3W LED MR16 | 2700 | 90 | 290 | 96.6667 | 25000 | 3 | 1 | 17.5 | 17.5 | 20.5632 | 2020Q2 | https://www.energyavenue.com/Emery-Allen/EA-MR16-3.0W-120D-2790-D | Energy Avenue | 2020 | Yes
LED Lighting | Downlight | Emery Allen | True |  | LED | MR16 | GU5.3 | Wattage3 Watt5 Watt7 WattColor Temp.2700K3000KBeam Angle120°15°24°36°60° NOTICE: This Product Has Been DiscontinuedProduct Description Put a little light wherever you need it with this 12V 3W LED MR16 retrofit lamp from the folks at Emery Allen. With this product, you'll enjoy 3000K of warm white light for up to 25,000 hours without sacrificing performance. It's dimmable and works with most standard GU5.3 base fixtures. Emery Allen EA-MR16-3.0W-120D-3090-D Features: Direct replacement for 12V 20W incandescent and halogen bulbs Compatible with MLV and ELV dimmers Works with most GU5.3 base fixtures Color accuracy of 90+ CRI Beam angle of 120 degrees Lifespan of up to 25,000 hours Emery Allen EA-MR16-3.0W-120D-3090-D Applications: Landscape lighting Pendant lights Task lighting Track lighting Recessed downlights Alternate Product Versions $17.50 add Emery Allen EA-MR16-3.0W-15D-2790-D - 3W LED MR16 2700K - 280 Lumens - 90 CRI - 20W Halogen Equivalent - 15° Beam Angle - 12V $17.50 add Emery Allen EA-MR16-3.0W-15D-3090-D - 3W LED MR16 3000K - 280 Lumens - 90 CRI - 20W Halogen Equivalent - 15° Beam Angle - 12V $17.50 add Emery Allen EA-MR16-3.0W-24D-2790-D - 3W LED MR16 2700K - 290 Lumens - 90 CRI - 20W Halogen Equivalent - 24° Beam Angle - 12V $17.50 add Emery Allen EA-MR16-3.0W-24D-3090-D - 3W LED MR16 3000K - 290 Lumens - 90 CRI - 20W Halogen Equivalent - 24° Beam Angle - 12V $17.50 add Emery Allen EA-MR16-3.0W-36D-2790-D - 3W LED MR16 2700K - 285 Lumens - 90 CRI - 20W Halogen Equivalent - 36° Beam Angle - 12V $17.50 add Emery Allen EA-MR16-3.0W-36D-3090-D - 3W LED MR16 3000K - 285 Lumens - 90 CRI - 20W Halogen Equivalent - 36° Beam Angle - 12V $17.50 add Emery Allen EA-MR16-3.0W-60D-2790-D - 3W LED MR16 2700K - 285 Lumens - 90 CRI - 20W Halogen Equivalent - 60° Beam Angle - 12V $17.50 add Emery Allen EA-MR16-3.0W-60D-3090-D - 3W LED MR16 3000K - 285 Lumens - 90 CRI - 20W Halogen Equivalent - 60° Beam Angle - 12V $17.50 add Emery Allen EA-MR16-3.0W-120D-2790-D - 3W LED MR16 2700K - 290 Lumens - 90 CRI - 20W Halogen Equivalent - 120° Beam Angle - 12V $18.50 add Emery Allen EA-MR16-5.0W-15D-2790-D - 5W LED MR16 2700K - 500 Lumens - 90 CRI - 50W Halogen Equivalent - 15° Beam Angle - 12V $18.50 add Emery Allen EA-MR16-5.0W-15D-3090-D - 5W LED MR16 3000K - 500 Lumens - 90 CRI - 50W Halogen Equivalent - 15° Beam Angle - 12V $18.50 add Emery Allen EA-MR16-5.0W-24D-2790-D - 5W LED MR16 2700K - 505 Lumens - 90 CRI - 50W Halogen Equivalent - 24° Beam Angle - 12V $18.50 add Emery Allen EA-MR16-5.0W-24D-3090-D - 5W LED MR16 3000K - 505 Lumens - 90 CRI - 50W Halogen Equivalent - 24° Beam Angle - 12V $18.50 add Emery Allen EA-MR16-5.0W-36D-2790-D - 5W LED MR16 - 2700K 510 Lumens - 90 CRI - 50W Halogen Equivalent - 36° - 12V $18.50 add Emery Allen EA-MR16-5.0W-36D-3090-D - 5W LED MR16 - 3000K 510 Lumens - 90 CRI - 50W Halogen Equivalent - 36° - 12V $18.50 add Emery Allen EA-MR16-5.0W-60D-2790-D - 5W LED MR16 - 2700K 510 Lumens - 90 CRI - 50W Halogen Equivalent - 60° - 12V $18.50 add Emery Allen EA-MR16-5.0W-60D-3090-D - 5W LED MR16 - 3000K 510 Lumens - 90 CRI - 50W Halogen Equivalent - 60° - 12V $18.50 add Emery Allen EA-MR16-5.0W-120D-2790-D - 5W LED MR16 - 2700K 525 Lumens - 90 CRI - 50W Halogen Equivalent - 120° - 12V $18.50 add Emery Allen EA-MR16-5.0W-120D-3090-D - 5W LED MR16 - 3000K 525 Lumens - 90 CRI - 50W Halogen Equivalent - 120° - 12V $19.50 add Emery Allen EA-MR16-7.0W-15D-2790-D - 7W LED MR16 - 2700K 505 Lumens - 90 CRI - 50W Halogen Equivalent - 15° - 12V $19.50 add Emery Allen EA-MR16-7.0W-15D-3090-D - 7W LED MR16 - 3000K 505 Lumens - 90 CRI - 50W Halogen Equivalent - 15° - 12V $19.50 add Emery Allen EA-MR16-7.0W-24D-2790-D - 7W LED MR16 - 2700K 505 Lumens - 90 CRI - 50W Halogen Equivalent - 24° - 12V $19.50 add Emery Allen EA-MR16-7.0W-24D-3090-D - 7W LED MR16 - 3000K 505 Lumens - 90 CRI - 50W Halogen Equivalent - 24° - 12V $19.50 add Emery Allen EA-MR16-7.0W-36D-2790-D - 7W LED MR16 - 2700K 510 Lumens - 90 CRI - 50W Halogen Equivalent - 36° - 12V $19.50 add Emery Allen EA-MR16-7.0W-36D-3090-D - 7W LED MR16 - 3000K 510 Lumens - 90 CRI - 50W Halogen Equivalent - 36° - 12V $19.50 add Emery Allen EA-MR16-7.0W-60D-2790-D - 7W LED MR16 - 2700K 510 Lumens - 90 CRI - 50W Halogen Equivalent - 60° - 12V $19.50 add Emery Allen EA-MR16-7.0W-60D-3090-D - 7W LED MR16 - 3000K 510 Lumens - 90 CRI - 50W Halogen Equivalent - 60° - 12V $19.50 add Emery Allen EA-MR16-7.0W-120D-2790-D - 7W LED MR16 - 2700K 525 Lumens - 90 CRI - 50W Halogen Equivalent - 120° - 12V $19.50 add Emery Allen EA-MR16-7.0W-120D-3090-D - 7W LED MR16 - 3000K 525 Lumens - 90 CRI - 50W Halogen Equivalent - 120° - 12V 3000K - 290 Lumens - 90 CRI - 20W Halogen Equivalent - 120° Beam Angle - 12V Emery Allen EA-MR16-3.0W-120D-3090-D - 3W LED MR16 | 3000 | 90 | 290 | 96.6667 | 25000 | 3 | 1 | 17.5 | 17.5 | 20.5632 | 2020Q2 | https://www.energyavenue.com/Emery-Allen/EA-MR16-3.0W-120D-3090-D | Energy Avenue | 2020 | No
LED Lighting | Reflector | Emery Allen | True |  | LED | MR16 | GU5.3 | Wattage3 Watt5 Watt7 WattColor Temp.2700K3000KBeam Angle120°15°24°36°60° NOTICE: This Product Has Been DiscontinuedProduct Description The Emery Allen EA-MR16-3.0W-15D-2790-D retrofit lamp offers beautiful and bright 2700K soft white light to illuminate any space. If the light is too bright, dim it using the dimming feature available with compatible dimming devices. The 3W MR16 LED bulb is a worthy replacement for 20W halogen bulbs. Emery Allen EA-MR16-3.0W-15D-2790-D Features: Ceramic and polycarbonate exterior Indoor and outdoor use Excellent in open and enclosed fixtures Emery Allen EA-MR16-3.0W-15D-2790-D Applications: Recessed lighting Landscape lighting Task lighting Alternate Product Versions $17.50 add Emery Allen EA-MR16-3.0W-15D-3090-D - 3W LED MR16 3000K - 280 Lumens - 90 CRI - 20W Halogen Equivalent - 15° Beam Angle - 12V $17.50 add Emery Allen EA-MR16-3.0W-24D-2790-D - 3W LED MR16 2700K - 290 Lumens - 90 CRI - 20W Halogen Equivalent - 24° Beam Angle - 12V $17.50 add Emery Allen EA-MR16-3.0W-24D-3090-D - 3W LED MR16 3000K - 290 Lumens - 90 CRI - 20W Halogen Equivalent - 24° Beam Angle - 12V $17.50 add Emery Allen EA-MR16-3.0W-36D-2790-D - 3W LED MR16 2700K - 285 Lumens - 90 CRI - 20W Halogen Equivalent - 36° Beam Angle - 12V $17.50 add Emery Allen EA-MR16-3.0W-36D-3090-D - 3W LED MR16 3000K - 285 Lumens - 90 CRI - 20W Halogen Equivalent - 36° Beam Angle - 12V $17.50 add Emery Allen EA-MR16-3.0W-60D-2790-D - 3W LED MR16 2700K - 285 Lumens - 90 CRI - 20W Halogen Equivalent - 60° Beam Angle - 12V $17.50 add Emery Allen EA-MR16-3.0W-60D-3090-D - 3W LED MR16 3000K - 285 Lumens - 90 CRI - 20W Halogen Equivalent - 60° Beam Angle - 12V $17.50 add Emery Allen EA-MR16-3.0W-120D-2790-D - 3W LED MR16 2700K - 290 Lumens - 90 CRI - 20W Halogen Equivalent - 120° Beam Angle - 12V $17.50 add Emery Allen EA-MR16-3.0W-120D-3090-D - 3W LED MR16 3000K - 290 Lumens - 90 CRI - 20W Halogen Equivalent - 120° Beam Angle - 12V $18.50 add Emery Allen EA-MR16-5.0W-15D-2790-D - 5W LED MR16 2700K - 500 Lumens - 90 CRI - 50W Halogen Equivalent - 15° Beam Angle - 12V $18.50 add Emery Allen EA-MR16-5.0W-15D-3090-D - 5W LED MR16 3000K - 500 Lumens - 90 CRI - 50W Halogen Equivalent - 15° Beam Angle - 12V $18.50 add Emery Allen EA-MR16-5.0W-24D-2790-D - 5W LED MR16 2700K - 505 Lumens - 90 CRI - 50W Halogen Equivalent - 24° Beam Angle - 12V $18.50 add Emery Allen EA-MR16-5.0W-24D-3090-D - 5W LED MR16 3000K - 505 Lumens - 90 CRI - 50W Halogen Equivalent - 24° Beam Angle - 12V $18.50 add Emery Allen EA-MR16-5.0W-36D-2790-D - 5W LED MR16 - 2700K 510 Lumens - 90 CRI - 50W Halogen Equivalent - 36° - 12V $18.50 add Emery Allen EA-MR16-5.0W-36D-3090-D - 5W LED MR16 - 3000K 510 Lumens - 90 CRI - 50W Halogen Equivalent - 36° - 12V $18.50 add Emery Allen EA-MR16-5.0W-60D-2790-D - 5W LED MR16 - 2700K 510 Lumens - 90 CRI - 50W Halogen Equivalent - 60° - 12V $18.50 add Emery Allen EA-MR16-5.0W-60D-3090-D - 5W LED MR16 - 3000K 510 Lumens - 90 CRI - 50W Halogen Equivalent - 60° - 12V $18.50 add Emery Allen EA-MR16-5.0W-120D-2790-D - 5W LED MR16 - 2700K 525 Lumens - 90 CRI - 50W Halogen Equivalent - 120° - 12V $18.50 add Emery Allen EA-MR16-5.0W-120D-3090-D - 5W LED MR16 - 3000K 525 Lumens - 90 CRI - 50W Halogen Equivalent - 120° - 12V $19.50 add Emery Allen EA-MR16-7.0W-15D-2790-D - 7W LED MR16 - 2700K 505 Lumens - 90 CRI - 50W Halogen Equivalent - 15° - 12V $19.50 add Emery Allen EA-MR16-7.0W-15D-3090-D - 7W LED MR16 - 3000K 505 Lumens - 90 CRI - 50W Halogen Equivalent - 15° - 12V $19.50 add Emery Allen EA-MR16-7.0W-24D-2790-D - 7W LED MR16 - 2700K 505 Lumens - 90 CRI - 50W Halogen Equivalent - 24° - 12V $19.50 add Emery Allen EA-MR16-7.0W-24D-3090-D - 7W LED MR16 - 3000K 505 Lumens - 90 CRI - 50W Halogen Equivalent - 24° - 12V $19.50 add Emery Allen EA-MR16-7.0W-36D-2790-D - 7W LED MR16 - 2700K 510 Lumens - 90 CRI - 50W Halogen Equivalent - 36° - 12V $19.50 add Emery Allen EA-MR16-7.0W-36D-3090-D - 7W LED MR16 - 3000K 510 Lumens - 90 CRI - 50W Halogen Equivalent - 36° - 12V $19.50 add Emery Allen EA-MR16-7.0W-60D-2790-D - 7W LED MR16 - 2700K 510 Lumens - 90 CRI - 50W Halogen Equivalent - 60° - 12V $19.50 add Emery Allen EA-MR16-7.0W-60D-3090-D - 7W LED MR16 - 3000K 510 Lumens - 90 CRI - 50W Halogen Equivalent - 60° - 12V $19.50 add Emery Allen EA-MR16-7.0W-120D-2790-D - 7W LED MR16 - 2700K 525 Lumens - 90 CRI - 50W Halogen Equivalent - 120° - 12V $19.50 add Emery Allen EA-MR16-7.0W-120D-3090-D - 7W LED MR16 - 3000K 525 Lumens - 90 CRI - 50W Halogen Equivalent - 120° - 12V 2700K - 280 Lumens - 90 CRI - 20W Halogen Equivalent - 15° Beam Angle - 12V Emery Allen EA-MR16-3.0W-15D-2790-D - 3W LED MR16 | 2700 | 90 | 280 | 93.3333 |  | 3 | 1 | 17.5 | 17.5 | 20.5632 | 2020Q2 | https://www.energyavenue.com/Emery-Allen/EA-MR16-3.0W-15D-2790-D | Energy Avenue | 2020 | Yes
LED Lighting | Downlight | Emery Allen | True |  | LED | MR16 | GU5.3 | Wattage3 Watt5 Watt7 WattColor Temp.2700K3000KBeam Angle120°15°24°36°60° Product Description When your indoor and outdoor task lighting needs an energy-efficient upgrade, consider this 3W LED MR16 lamp from Emery Allen. With this product, you'll enjoy 3000K of warm white light for up to 25,000 hours. It's compatible with MLV/RMV dimmers and works with most standard GU5.3 base fixtures. Emery Allen EA-MR16-3.0W-15D-3090-D Features: Direct replacement for 20W halogen and incandescent bulbs Compatible with most GU5.3 base fixtures Works with electronic and magnetic LED dimmers Beam angle of 15 degrees Color accuracy of 90+ CRI Lifespan of 25,000 hours Emery Allen EA-MR16-3.0W-15D-3090-D Applications: Task lighting Track lighting Landscape lighting Recessed downlights Pendant lights Alternate Product Versions $17.50 add Emery Allen EA-MR16-3.0W-15D-2790-D - 3W LED MR16 2700K - 280 Lumens - 90 CRI - 20W Halogen Equivalent - 15° Beam Angle - 12V $17.50 add Emery Allen EA-MR16-3.0W-24D-2790-D - 3W LED MR16 2700K - 290 Lumens - 90 CRI - 20W Halogen Equivalent - 24° Beam Angle - 12V $17.50 add Emery Allen EA-MR16-3.0W-24D-3090-D - 3W LED MR16 3000K - 290 Lumens - 90 CRI - 20W Halogen Equivalent - 24° Beam Angle - 12V $17.50 add Emery Allen EA-MR16-3.0W-36D-2790-D - 3W LED MR16 2700K - 285 Lumens - 90 CRI - 20W Halogen Equivalent - 36° Beam Angle - 12V $17.50 add Emery Allen EA-MR16-3.0W-36D-3090-D - 3W LED MR16 3000K - 285 Lumens - 90 CRI - 20W Halogen Equivalent - 36° Beam Angle - 12V $17.50 add Emery Allen EA-MR16-3.0W-60D-2790-D - 3W LED MR16 2700K - 285 Lumens - 90 CRI - 20W Halogen Equivalent - 60° Beam Angle - 12V $17.50 add Emery Allen EA-MR16-3.0W-60D-3090-D - 3W LED MR16 3000K - 285 Lumens - 90 CRI - 20W Halogen Equivalent - 60° Beam Angle - 12V $17.50 add Emery Allen EA-MR16-3.0W-120D-2790-D - 3W LED MR16 2700K - 290 Lumens - 90 CRI - 20W Halogen Equivalent - 120° Beam Angle - 12V $17.50 add Emery Allen EA-MR16-3.0W-120D-3090-D - 3W LED MR16 3000K - 290 Lumens - 90 CRI - 20W Halogen Equivalent - 120° Beam Angle - 12V $18.50 add Emery Allen EA-MR16-5.0W-15D-2790-D - 5W LED MR16 2700K - 500 Lumens - 90 CRI - 50W Halogen Equivalent - 15° Beam Angle - 12V $18.50 add Emery Allen EA-MR16-5.0W-15D-3090-D - 5W LED MR16 3000K - 500 Lumens - 90 CRI - 50W Halogen Equivalent - 15° Beam Angle - 12V $18.50 add Emery Allen EA-MR16-5.0W-24D-2790-D - 5W LED MR16 2700K - 505 Lumens - 90 CRI - 50W Halogen Equivalent - 24° Beam Angle - 12V $18.50 add Emery Allen EA-MR16-5.0W-24D-3090-D - 5W LED MR16 3000K - 505 Lumens - 90 CRI - 50W Halogen Equivalent - 24° Beam Angle - 12V $18.50 add Emery Allen EA-MR16-5.0W-36D-2790-D - 5W LED MR16 - 2700K 510 Lumens - 90 CRI - 50W Halogen Equivalent - 36° - 12V $18.50 add Emery Allen EA-MR16-5.0W-36D-3090-D - 5W LED MR16 - 3000K 510 Lumens - 90 CRI - 50W Halogen Equivalent - 36° - 12V $18.50 add Emery Allen EA-MR16-5.0W-60D-2790-D - 5W LED MR16 - 2700K 510 Lumens - 90 CRI - 50W Halogen Equivalent - 60° - 12V $18.50 add Emery Allen EA-MR16-5.0W-60D-3090-D - 5W LED MR16 - 3000K 510 Lumens - 90 CRI - 50W Halogen Equivalent - 60° - 12V $18.50 add Emery Allen EA-MR16-5.0W-120D-2790-D - 5W LED MR16 - 2700K 525 Lumens - 90 CRI - 50W Halogen Equivalent - 120° - 12V $18.50 add Emery Allen EA-MR16-5.0W-120D-3090-D - 5W LED MR16 - 3000K 525 Lumens - 90 CRI - 50W Halogen Equivalent - 120° - 12V $19.50 add Emery Allen EA-MR16-7.0W-15D-2790-D - 7W LED MR16 - 2700K 505 Lumens - 90 CRI - 50W Halogen Equivalent - 15° - 12V $19.50 add Emery Allen EA-MR16-7.0W-15D-3090-D - 7W LED MR16 - 3000K 505 Lumens - 90 CRI - 50W Halogen Equivalent - 15° - 12V $19.50 add Emery Allen EA-MR16-7.0W-24D-2790-D - 7W LED MR16 - 2700K 505 Lumens - 90 CRI - 50W Halogen Equivalent - 24° - 12V $19.50 add Emery Allen EA-MR16-7.0W-24D-3090-D - 7W LED MR16 - 3000K 505 Lumens - 90 CRI - 50W Halogen Equivalent - 24° - 12V $19.50 add Emery Allen EA-MR16-7.0W-36D-2790-D - 7W LED MR16 - 2700K 510 Lumens - 90 CRI - 50W Halogen Equivalent - 36° - 12V $19.50 add Emery Allen EA-MR16-7.0W-36D-3090-D - 7W LED MR16 - 3000K 510 Lumens - 90 CRI - 50W Halogen Equivalent - 36° - 12V $19.50 add Emery Allen EA-MR16-7.0W-60D-2790-D - 7W LED MR16 - 2700K 510 Lumens - 90 CRI - 50W Halogen Equivalent - 60° - 12V $19.50 add Emery Allen EA-MR16-7.0W-60D-3090-D - 7W LED MR16 - 3000K 510 Lumens - 90 CRI - 50W Halogen Equivalent - 60° - 12V $19.50 add Emery Allen EA-MR16-7.0W-120D-2790-D - 7W LED MR16 - 2700K 525 Lumens - 90 CRI - 50W Halogen Equivalent - 120° - 12V $19.50 add Emery Allen EA-MR16-7.0W-120D-3090-D - 7W LED MR16 - 3000K 525 Lumens - 90 CRI - 50W Halogen Equivalent - 120° - 12V 3000K - 280 Lumens - 90 CRI - 20W Halogen Equivalent - 15° Beam Angle - 12V Emery Allen EA-MR16-3.0W-15D-3090-D - 3W LED MR16 | 3000 | 90 | 280 | 93.3333 | 25000 | 3 | 1 | 17.5 | 17.5 | 20.5632 | 2020Q2 | https://www.energyavenue.com/Emery-Allen/EA-MR16-3.0W-15D-3090-D | Energy Avenue | 2020 | No
LED Lighting | Reflector | Emery Allen | True |  | LED | MR16 | GU5.3 | Wattage3 Watt5 Watt7 WattColor Temp.2700K3000KBeam Angle120°15°24°36°60° NOTICE: This Product Has Been DiscontinuedProduct Description The Emery Allen EA-MR16-3.0W-24D-2790-D light bulb is an energy-saving 40W replacement bulb. The LED MR16 bulb has a raindrop shape and a frosted glass exterior to mellow out the 2700K soft white radiance beaming inside. A dimming option is available with the right device. Expect this bulb to last an average of 13.7 years. Emery Allen EA-MR16-3.0W-24D-2790-D Features: Comes in a 4-pack 120-degree beam angle 15,000 life hours Emery Allen EA-MR16-3.0W-24D-2790-D Applications: Decorative lighting Indoor use Dry locations Alternate Product Versions $17.50 add Emery Allen EA-MR16-3.0W-15D-2790-D - 3W LED MR16 2700K - 280 Lumens - 90 CRI - 20W Halogen Equivalent - 15° Beam Angle - 12V $17.50 add Emery Allen EA-MR16-3.0W-15D-3090-D - 3W LED MR16 3000K - 280 Lumens - 90 CRI - 20W Halogen Equivalent - 15° Beam Angle - 12V $17.50 add Emery Allen EA-MR16-3.0W-24D-3090-D - 3W LED MR16 3000K - 290 Lumens - 90 CRI - 20W Halogen Equivalent - 24° Beam Angle - 12V $17.50 add Emery Allen EA-MR16-3.0W-36D-2790-D - 3W LED MR16 2700K - 285 Lumens - 90 CRI - 20W Halogen Equivalent - 36° Beam Angle - 12V $17.50 add Emery Allen EA-MR16-3.0W-36D-3090-D - 3W LED MR16 3000K - 285 Lumens - 90 CRI - 20W Halogen Equivalent - 36° Beam Angle - 12V $17.50 add Emery Allen EA-MR16-3.0W-60D-2790-D - 3W LED MR16 2700K - 285 Lumens - 90 CRI - 20W Halogen Equivalent - 60° Beam Angle - 12V $17.50 add Emery Allen EA-MR16-3.0W-60D-3090-D - 3W LED MR16 3000K - 285 Lumens - 90 CRI - 20W Halogen Equivalent - 60° Beam Angle - 12V $17.50 add Emery Allen EA-MR16-3.0W-120D-2790-D - 3W LED MR16 2700K - 290 Lumens - 90 CRI - 20W Halogen Equivalent - 120° Beam Angle - 12V $17.50 add Emery Allen EA-MR16-3.0W-120D-3090-D - 3W LED MR16 3000K - 290 Lumens - 90 CRI - 20W Halogen Equivalent - 120° Beam Angle - 12V $18.50 add Emery Allen EA-MR16-5.0W-15D-2790-D - 5W LED MR16 2700K - 500 Lumens - 90 CRI - 50W Halogen Equivalent - 15° Beam Angle - 12V $18.50 add Emery Allen EA-MR16-5.0W-15D-3090-D - 5W LED MR16 3000K - 500 Lumens - 90 CRI - 50W Halogen Equivalent - 15° Beam Angle - 12V $18.50 add Emery Allen EA-MR16-5.0W-24D-2790-D - 5W LED MR16 2700K - 505 Lumens - 90 CRI - 50W Halogen Equivalent - 24° Beam Angle - 12V $18.50 add Emery Allen EA-MR16-5.0W-24D-3090-D - 5W LED MR16 3000K - 505 Lumens - 90 CRI - 50W Halogen Equivalent - 24° Beam Angle - 12V $18.50 add Emery Allen EA-MR16-5.0W-36D-2790-D - 5W LED MR16 - 2700K 510 Lumens - 90 CRI - 50W Halogen Equivalent - 36° - 12V $18.50 add Emery Allen EA-MR16-5.0W-36D-3090-D - 5W LED MR16 - 3000K 510 Lumens - 90 CRI - 50W Halogen Equivalent - 36° - 12V $18.50 add Emery Allen EA-MR16-5.0W-60D-2790-D - 5W LED MR16 - 2700K 510 Lumens - 90 CRI - 50W Halogen Equivalent - 60° - 12V $18.50 add Emery Allen EA-MR16-5.0W-60D-3090-D - 5W LED MR16 - 3000K 510 Lumens - 90 CRI - 50W Halogen Equivalent - 60° - 12V $18.50 add Emery Allen EA-MR16-5.0W-120D-2790-D - 5W LED MR16 - 2700K 525 Lumens - 90 CRI - 50W Halogen Equivalent - 120° - 12V $18.50 add Emery Allen EA-MR16-5.0W-120D-3090-D - 5W LED MR16 - 3000K 525 Lumens - 90 CRI - 50W Halogen Equivalent - 120° - 12V $19.50 add Emery Allen EA-MR16-7.0W-15D-2790-D - 7W LED MR16 - 2700K 505 Lumens - 90 CRI - 50W Halogen Equivalent - 15° - 12V $19.50 add Emery Allen EA-MR16-7.0W-15D-3090-D - 7W LED MR16 - 3000K 505 Lumens - 90 CRI - 50W Halogen Equivalent - 15° - 12V $19.50 add Emery Allen EA-MR16-7.0W-24D-2790-D - 7W LED MR16 - 2700K 505 Lumens - 90 CRI - 50W Halogen Equivalent - 24° - 12V $19.50 add Emery Allen EA-MR16-7.0W-24D-3090-D - 7W LED MR16 - 3000K 505 Lumens - 90 CRI - 50W Halogen Equivalent - 24° - 12V $19.50 add Emery Allen EA-MR16-7.0W-36D-2790-D - 7W LED MR16 - 2700K 510 Lumens - 90 CRI - 50W Halogen Equivalent - 36° - 12V $19.50 add Emery Allen EA-MR16-7.0W-36D-3090-D - 7W LED MR16 - 3000K 510 Lumens - 90 CRI - 50W Halogen Equivalent - 36° - 12V $19.50 add Emery Allen EA-MR16-7.0W-60D-2790-D - 7W LED MR16 - 2700K 510 Lumens - 90 CRI - 50W Halogen Equivalent - 60° - 12V $19.50 add Emery Allen EA-MR16-7.0W-60D-3090-D - 7W LED MR16 - 3000K 510 Lumens - 90 CRI - 50W Halogen Equivalent - 60° - 12V $19.50 add Emery Allen EA-MR16-7.0W-120D-2790-D - 7W LED MR16 - 2700K 525 Lumens - 90 CRI - 50W Halogen Equivalent - 120° - 12V $19.50 add Emery Allen EA-MR16-7.0W-120D-3090-D - 7W LED MR16 - 3000K 525 Lumens - 90 CRI - 50W Halogen Equivalent - 120° - 12V 2700K - 290 Lumens - 90 CRI - 20W Halogen Equivalent - 24° Beam Angle - 12V Emery Allen EA-MR16-3.0W-24D-2790-D - 3W LED MR16 | 2700 | 90 | 290 | 96.6667 | 15000 | 3 | 1 | 17.5 | 17.5 | 20.5632 | 2020Q2 | https://www.energyavenue.com/Emery-Allen/EA-MR16-3.0W-24D-2790-D | Energy Avenue | 2020 | Yes
LED Lighting | Downlight | Emery Allen | True |  | LED | MR16 | GU5.3 | Wattage3 Watt5 Watt7 WattColor Temp.2700K3000KBeam Angle120°15°24°36°60° Product Description Upgrading interior/exterior task lighting has never been easier when you choose this 12V 3W MR16 LED retrofit lamp from Emery Allen. With this product, you'll enjoy solid performance and 3000K of warm white light for up to 25,000 hours. It's compatible with MLV and ELV dimmers and fits most GU5.3 base fixtures. Emery Allen EA-MR16-3.0W-24D-3090-D Features: Direct replacement for 12V 20W incandescent and halogen bulbs Compatible with electronic and magnetic LED dimmers Works with most standard GU5.3 base fixtures Color accuracy of 90+ CRI Beam angle of 24 degrees Lifespan of up to 25,000 hours Emery Allen EA-MR16-3.0W-24D-3090-D Applications: Pendant lights Task lighting Track lighting Landscape lighting Recessed downlights Alternate Product Versions $17.50 add Emery Allen EA-MR16-3.0W-15D-2790-D - 3W LED MR16 2700K - 280 Lumens - 90 CRI - 20W Halogen Equivalent - 15° Beam Angle - 12V $17.50 add Emery Allen EA-MR16-3.0W-15D-3090-D - 3W LED MR16 3000K - 280 Lumens - 90 CRI - 20W Halogen Equivalent - 15° Beam Angle - 12V $17.50 add Emery Allen EA-MR16-3.0W-24D-2790-D - 3W LED MR16 2700K - 290 Lumens - 90 CRI - 20W Halogen Equivalent - 24° Beam Angle - 12V $17.50 add Emery Allen EA-MR16-3.0W-36D-2790-D - 3W LED MR16 2700K - 285 Lumens - 90 CRI - 20W Halogen Equivalent - 36° Beam Angle - 12V $17.50 add Emery Allen EA-MR16-3.0W-36D-3090-D - 3W LED MR16 3000K - 285 Lumens - 90 CRI - 20W Halogen Equivalent - 36° Beam Angle - 12V $17.50 add Emery Allen EA-MR16-3.0W-60D-2790-D - 3W LED MR16 2700K - 285 Lumens - 90 CRI - 20W Halogen Equivalent - 60° Beam Angle - 12V $17.50 add Emery Allen EA-MR16-3.0W-60D-3090-D - 3W LED MR16 3000K - 285 Lumens - 90 CRI - 20W Halogen Equivalent - 60° Beam Angle - 12V $17.50 add Emery Allen EA-MR16-3.0W-120D-2790-D - 3W LED MR16 2700K - 290 Lumens - 90 CRI - 20W Halogen Equivalent - 120° Beam Angle - 12V $17.50 add Emery Allen EA-MR16-3.0W-120D-3090-D - 3W LED MR16 3000K - 290 Lumens - 90 CRI - 20W Halogen Equivalent - 120° Beam Angle - 12V $18.50 add Emery Allen EA-MR16-5.0W-15D-2790-D - 5W LED MR16 2700K - 500 Lumens - 90 CRI - 50W Halogen Equivalent - 15° Beam Angle - 12V $18.50 add Emery Allen EA-MR16-5.0W-15D-3090-D - 5W LED MR16 3000K - 500 Lumens - 90 CRI - 50W Halogen Equivalent - 15° Beam Angle - 12V $18.50 add Emery Allen EA-MR16-5.0W-24D-2790-D - 5W LED MR16 2700K - 505 Lumens - 90 CRI - 50W Halogen Equivalent - 24° Beam Angle - 12V $18.50 add Emery Allen EA-MR16-5.0W-24D-3090-D - 5W LED MR16 3000K - 505 Lumens - 90 CRI - 50W Halogen Equivalent - 24° Beam Angle - 12V $18.50 add Emery Allen EA-MR16-5.0W-36D-2790-D - 5W LED MR16 - 2700K 510 Lumens - 90 CRI - 50W Halogen Equivalent - 36° - 12V $18.50 add Emery Allen EA-MR16-5.0W-36D-3090-D - 5W LED MR16 - 3000K 510 Lumens - 90 CRI - 50W Halogen Equivalent - 36° - 12V $18.50 add Emery Allen EA-MR16-5.0W-60D-2790-D - 5W LED MR16 - 2700K 510 Lumens - 90 CRI - 50W Halogen Equivalent - 60° - 12V $18.50 add Emery Allen EA-MR16-5.0W-60D-3090-D - 5W LED MR16 - 3000K 510 Lumens - 90 CRI - 50W Halogen Equivalent - 60° - 12V $18.50 add Emery Allen EA-MR16-5.0W-120D-2790-D - 5W LED MR16 - 2700K 525 Lumens - 90 CRI - 50W Halogen Equivalent - 120° - 12V $18.50 add Emery Allen EA-MR16-5.0W-120D-3090-D - 5W LED MR16 - 3000K 525 Lumens - 90 CRI - 50W Halogen Equivalent - 120° - 12V $19.50 add Emery Allen EA-MR16-7.0W-15D-2790-D - 7W LED MR16 - 2700K 505 Lumens - 90 CRI - 50W Halogen Equivalent - 15° - 12V $19.50 add Emery Allen EA-MR16-7.0W-15D-3090-D - 7W LED MR16 - 3000K 505 Lumens - 90 CRI - 50W Halogen Equivalent - 15° - 12V $19.50 add Emery Allen EA-MR16-7.0W-24D-2790-D - 7W LED MR16 - 2700K 505 Lumens - 90 CRI - 50W Halogen Equivalent - 24° - 12V $19.50 add Emery Allen EA-MR16-7.0W-24D-3090-D - 7W LED MR16 - 3000K 505 Lumens - 90 CRI - 50W Halogen Equivalent - 24° - 12V $19.50 add Emery Allen EA-MR16-7.0W-36D-2790-D - 7W LED MR16 - 2700K 510 Lumens - 90 CRI - 50W Halogen Equivalent - 36° - 12V $19.50 add Emery Allen EA-MR16-7.0W-36D-3090-D - 7W LED MR16 - 3000K 510 Lumens - 90 CRI - 50W Halogen Equivalent - 36° - 12V $19.50 add Emery Allen EA-MR16-7.0W-60D-2790-D - 7W LED MR16 - 2700K 510 Lumens - 90 CRI - 50W Halogen Equivalent - 60° - 12V $19.50 add Emery Allen EA-MR16-7.0W-60D-3090-D - 7W LED MR16 - 3000K 510 Lumens - 90 CRI - 50W Halogen Equivalent - 60° - 12V $19.50 add Emery Allen EA-MR16-7.0W-120D-2790-D - 7W LED MR16 - 2700K 525 Lumens - 90 CRI - 50W Halogen Equivalent - 120° - 12V $19.50 add Emery Allen EA-MR16-7.0W-120D-3090-D - 7W LED MR16 - 3000K 525 Lumens - 90 CRI - 50W Halogen Equivalent - 120° - 12V 3000K - 290 Lumens - 90 CRI - 20W Halogen Equivalent - 24° Beam Angle - 12V Emery Allen EA-MR16-3.0W-24D-3090-D - 3W LED MR16 | 3000 | 90 | 290 | 96.6667 | 25000 | 3 | 1 | 17.5 | 17.5 | 20.5632 | 2020Q2 | https://www.energyavenue.com/Emery-Allen/EA-MR16-3.0W-24D-3090-D | Energy Avenue | 2020 | No
LED Lighting |  | Emery Allen | True |  | LED | MR16 | GU5.3 | Wattage3 Watt5 Watt7 WattColor Temp.2700K3000KBeam Angle120°15°24°36°60° Product Description The Emery Allen EA-MR16-3.0W-36D-2790-D halogen bulb is a worthy equivalent to standard 20W halogen bulbs. Part of the 12V series, the MR16 LED retrofit lamp is ceramic and polycarbonate material on the outside and energy efficiency on the inside. Once on, enjoy soft white illumination of 2700K color temperature. Emery Allen EA-MR16-3.0W-36D-2790-D Features: Compact size Effective in open and enclosed fixtures Dimming option Emery Allen EA-MR16-3.0W-36D-2790-D Applications: Recessed lighting Track lighting Task lighting Alternate Product Versions $17.50 add Emery Allen EA-MR16-3.0W-15D-2790-D - 3W LED MR16 2700K - 280 Lumens - 90 CRI - 20W Halogen Equivalent - 15° Beam Angle - 12V $17.50 add Emery Allen EA-MR16-3.0W-15D-3090-D - 3W LED MR16 3000K - 280 Lumens - 90 CRI - 20W Halogen Equivalent - 15° Beam Angle - 12V $17.50 add Emery Allen EA-MR16-3.0W-24D-2790-D - 3W LED MR16 2700K - 290 Lumens - 90 CRI - 20W Halogen Equivalent - 24° Beam Angle - 12V $17.50 add Emery Allen EA-MR16-3.0W-24D-3090-D - 3W LED MR16 3000K - 290 Lumens - 90 CRI - 20W Halogen Equivalent - 24° Beam Angle - 12V $17.50 add Emery Allen EA-MR16-3.0W-36D-3090-D - 3W LED MR16 3000K - 285 Lumens - 90 CRI - 20W Halogen Equivalent - 36° Beam Angle - 12V $17.50 add Emery Allen EA-MR16-3.0W-60D-2790-D - 3W LED MR16 2700K - 285 Lumens - 90 CRI - 20W Halogen Equivalent - 60° Beam Angle - 12V $17.50 add Emery Allen EA-MR16-3.0W-60D-3090-D - 3W LED MR16 3000K - 285 Lumens - 90 CRI - 20W Halogen Equivalent - 60° Beam Angle - 12V $17.50 add Emery Allen EA-MR16-3.0W-120D-2790-D - 3W LED MR16 2700K - 290 Lumens - 90 CRI - 20W Halogen Equivalent - 120° Beam Angle - 12V $17.50 add Emery Allen EA-MR16-3.0W-120D-3090-D - 3W LED MR16 3000K - 290 Lumens - 90 CRI - 20W Halogen Equivalent - 120° Beam Angle - 12V $18.50 add Emery Allen EA-MR16-5.0W-15D-2790-D - 5W LED MR16 2700K - 500 Lumens - 90 CRI - 50W Halogen Equivalent - 15° Beam Angle - 12V $18.50 add Emery Allen EA-MR16-5.0W-15D-3090-D - 5W LED MR16 3000K - 500 Lumens - 90 CRI - 50W Halogen Equivalent - 15° Beam Angle - 12V $18.50 add Emery Allen EA-MR16-5.0W-24D-2790-D - 5W LED MR16 2700K - 505 Lumens - 90 CRI - 50W Halogen Equivalent - 24° Beam Angle - 12V $18.50 add Emery Allen EA-MR16-5.0W-24D-3090-D - 5W LED MR16 3000K - 505 Lumens - 90 CRI - 50W Halogen Equivalent - 24° Beam Angle - 12V $18.50 add Emery Allen EA-MR16-5.0W-36D-2790-D - 5W LED MR16 - 2700K 510 Lumens - 90 CRI - 50W Halogen Equivalent - 36° - 12V $18.50 add Emery Allen EA-MR16-5.0W-36D-3090-D - 5W LED MR16 - 3000K 510 Lumens - 90 CRI - 50W Halogen Equivalent - 36° - 12V $18.50 add Emery Allen EA-MR16-5.0W-60D-2790-D - 5W LED MR16 - 2700K 510 Lumens - 90 CRI - 50W Halogen Equivalent - 60° - 12V $18.50 add Emery Allen EA-MR16-5.0W-60D-3090-D - 5W LED MR16 - 3000K 510 Lumens - 90 CRI - 50W Halogen Equivalent - 60° - 12V $18.50 add Emery Allen EA-MR16-5.0W-120D-2790-D - 5W LED MR16 - 2700K 525 Lumens - 90 CRI - 50W Halogen Equivalent - 120° - 12V $18.50 add Emery Allen EA-MR16-5.0W-120D-3090-D - 5W LED MR16 - 3000K 525 Lumens - 90 CRI - 50W Halogen Equivalent - 120° - 12V $19.50 add Emery Allen EA-MR16-7.0W-15D-2790-D - 7W LED MR16 - 2700K 505 Lumens - 90 CRI - 50W Halogen Equivalent - 15° - 12V $19.50 add Emery Allen EA-MR16-7.0W-15D-3090-D - 7W LED MR16 - 3000K 505 Lumens - 90 CRI - 50W Halogen Equivalent - 15° - 12V $19.50 add Emery Allen EA-MR16-7.0W-24D-2790-D - 7W LED MR16 - 2700K 505 Lumens - 90 CRI - 50W Halogen Equivalent - 24° - 12V $19.50 add Emery Allen EA-MR16-7.0W-24D-3090-D - 7W LED MR16 - 3000K 505 Lumens - 90 CRI - 50W Halogen Equivalent - 24° - 12V $19.50 add Emery Allen EA-MR16-7.0W-36D-2790-D - 7W LED MR16 - 2700K 510 Lumens - 90 CRI - 50W Halogen Equivalent - 36° - 12V $19.50 add Emery Allen EA-MR16-7.0W-36D-3090-D - 7W LED MR16 - 3000K 510 Lumens - 90 CRI - 50W Halogen Equivalent - 36° - 12V $19.50 add Emery Allen EA-MR16-7.0W-60D-2790-D - 7W LED MR16 - 2700K 510 Lumens - 90 CRI - 50W Halogen Equivalent - 60° - 12V $19.50 add Emery Allen EA-MR16-7.0W-60D-3090-D - 7W LED MR16 - 3000K 510 Lumens - 90 CRI - 50W Halogen Equivalent - 60° - 12V $19.50 add Emery Allen EA-MR16-7.0W-120D-2790-D - 7W LED MR16 - 2700K 525 Lumens - 90 CRI - 50W Halogen Equivalent - 120° - 12V $19.50 add Emery Allen EA-MR16-7.0W-120D-3090-D - 7W LED MR16 - 3000K 525 Lumens - 90 CRI - 50W Halogen Equivalent - 120° - 12V 2700K - 285 Lumens - 90 CRI - 20W Halogen Equivalent - 36° Beam Angle - 12V Emery Allen EA-MR16-3.0W-36D-2790-D - 3W LED MR16 | 2700 | 90 | 285 | 95 |  | 3 | 1 | 17.5 | 17.5 | 20.5632 | 2020Q2 | https://www.energyavenue.com/Emery-Allen/EA-MR16-3.0W-36D-2790-D | Energy Avenue | 2020 | Yes
LED Lighting | Downlight | Emery Allen | True |  | LED | MR16 | GU5.3 | Wattage3 Watt5 Watt7 WattColor Temp.2700K3000KBeam Angle120°15°24°36°60° Product Description When you want solid performance while conserving energy, this 12V 3W LED MR16 retrofit lamp from Emery Allen will fill the bill. You'll enjoy 3000K of warm white light for up to 25,000 hours, and it's compatible with ELV and MLV dimmers. Fits most standard GU5.3 base fixtures. Emery Allen EA-MR16-3.0W-36D-3090-D Features: Direct replacement for 12V 20W incandescent and halogen lamps Compatible with electronic and magnetic LED dimmers Fits most GU5.3 base fixtures Color accuracy of 90+ CRI Beam angle of 36 degrees Lifespan of up to 25,000 hours Emery Allen EA-MR16-3.0W-36D-3090-D Applications: Task lighting Track lights Downlights Pendant lights Landscape lighting Alternate Product Versions $17.50 add Emery Allen EA-MR16-3.0W-15D-2790-D - 3W LED MR16 2700K - 280 Lumens - 90 CRI - 20W Halogen Equivalent - 15° Beam Angle - 12V $17.50 add Emery Allen EA-MR16-3.0W-15D-3090-D - 3W LED MR16 3000K - 280 Lumens - 90 CRI - 20W Halogen Equivalent - 15° Beam Angle - 12V $17.50 add Emery Allen EA-MR16-3.0W-24D-2790-D - 3W LED MR16 2700K - 290 Lumens - 90 CRI - 20W Halogen Equivalent - 24° Beam Angle - 12V $17.50 add Emery Allen EA-MR16-3.0W-24D-3090-D - 3W LED MR16 3000K - 290 Lumens - 90 CRI - 20W Halogen Equivalent - 24° Beam Angle - 12V $17.50 add Emery Allen EA-MR16-3.0W-36D-2790-D - 3W LED MR16 2700K - 285 Lumens - 90 CRI - 20W Halogen Equivalent - 36° Beam Angle - 12V $17.50 add Emery Allen EA-MR16-3.0W-60D-2790-D - 3W LED MR16 2700K - 285 Lumens - 90 CRI - 20W Halogen Equivalent - 60° Beam Angle - 12V $17.50 add Emery Allen EA-MR16-3.0W-60D-3090-D - 3W LED MR16 3000K - 285 Lumens - 90 CRI - 20W Halogen Equivalent - 60° Beam Angle - 12V $17.50 add Emery Allen EA-MR16-3.0W-120D-2790-D - 3W LED MR16 2700K - 290 Lumens - 90 CRI - 20W Halogen Equivalent - 120° Beam Angle - 12V $17.50 add Emery Allen EA-MR16-3.0W-120D-3090-D - 3W LED MR16 3000K - 290 Lumens - 90 CRI - 20W Halogen Equivalent - 120° Beam Angle - 12V $18.50 add Emery Allen EA-MR16-5.0W-15D-2790-D - 5W LED MR16 2700K - 500 Lumens - 90 CRI - 50W Halogen Equivalent - 15° Beam Angle - 12V $18.50 add Emery Allen EA-MR16-5.0W-15D-3090-D - 5W LED MR16 3000K - 500 Lumens - 90 CRI - 50W Halogen Equivalent - 15° Beam Angle - 12V $18.50 add Emery Allen EA-MR16-5.0W-24D-2790-D - 5W LED MR16 2700K - 505 Lumens - 90 CRI - 50W Halogen Equivalent - 24° Beam Angle - 12V $18.50 add Emery Allen EA-MR16-5.0W-24D-3090-D - 5W LED MR16 3000K - 505 Lumens - 90 CRI - 50W Halogen Equivalent - 24° Beam Angle - 12V $18.50 add Emery Allen EA-MR16-5.0W-36D-2790-D - 5W LED MR16 - 2700K 510 Lumens - 90 CRI - 50W Halogen Equivalent - 36° - 12V $18.50 add Emery Allen EA-MR16-5.0W-36D-3090-D - 5W LED MR16 - 3000K 510 Lumens - 90 CRI - 50W Halogen Equivalent - 36° - 12V $18.50 add Emery Allen EA-MR16-5.0W-60D-2790-D - 5W LED MR16 - 2700K 510 Lumens - 90 CRI - 50W Halogen Equivalent - 60° - 12V $18.50 add Emery Allen EA-MR16-5.0W-60D-3090-D - 5W LED MR16 - 3000K 510 Lumens - 90 CRI - 50W Halogen Equivalent - 60° - 12V $18.50 add Emery Allen EA-MR16-5.0W-120D-2790-D - 5W LED MR16 - 2700K 525 Lumens - 90 CRI - 50W Halogen Equivalent - 120° - 12V $18.50 add Emery Allen EA-MR16-5.0W-120D-3090-D - 5W LED MR16 - 3000K 525 Lumens - 90 CRI - 50W Halogen Equivalent - 120° - 12V $19.50 add Emery Allen EA-MR16-7.0W-15D-2790-D - 7W LED MR16 - 2700K 505 Lumens - 90 CRI - 50W Halogen Equivalent - 15° - 12V $19.50 add Emery Allen EA-MR16-7.0W-15D-3090-D - 7W LED MR16 - 3000K 505 Lumens - 90 CRI - 50W Halogen Equivalent - 15° - 12V $19.50 add Emery Allen EA-MR16-7.0W-24D-2790-D - 7W LED MR16 - 2700K 505 Lumens - 90 CRI - 50W Halogen Equivalent - 24° - 12V $19.50 add Emery Allen EA-MR16-7.0W-24D-3090-D - 7W LED MR16 - 3000K 505 Lumens - 90 CRI - 50W Halogen Equivalent - 24° - 12V $19.50 add Emery Allen EA-MR16-7.0W-36D-2790-D - 7W LED MR16 - 2700K 510 Lumens - 90 CRI - 50W Halogen Equivalent - 36° - 12V $19.50 add Emery Allen EA-MR16-7.0W-36D-3090-D - 7W LED MR16 - 3000K 510 Lumens - 90 CRI - 50W Halogen Equivalent - 36° - 12V $19.50 add Emery Allen EA-MR16-7.0W-60D-2790-D - 7W LED MR16 - 2700K 510 Lumens - 90 CRI - 50W Halogen Equivalent - 60° - 12V $19.50 add Emery Allen EA-MR16-7.0W-60D-3090-D - 7W LED MR16 - 3000K 510 Lumens - 90 CRI - 50W Halogen Equivalent - 60° - 12V $19.50 add Emery Allen EA-MR16-7.0W-120D-2790-D - 7W LED MR16 - 2700K 525 Lumens - 90 CRI - 50W Halogen Equivalent - 120° - 12V $19.50 add Emery Allen EA-MR16-7.0W-120D-3090-D - 7W LED MR16 - 3000K 525 Lumens - 90 CRI - 50W Halogen Equivalent - 120° - 12V 3000K - 285 Lumens - 90 CRI - 20W Halogen Equivalent - 36° Beam Angle - 12V Emery Allen EA-MR16-3.0W-36D-3090-D - 3W LED MR16 | 3000 | 90 | 285 | 95 | 25000 | 3 | 1 | 17.5 | 17.5 | 20.5632 | 2020Q2 | https://www.energyavenue.com/Emery-Allen/EA-MR16-3.0W-36D-3090-D | Energy Avenue | 2020 | No
LED Lighting | Downlight | Emery Allen | True |  | LED | MR16 | GU5.3 | Wattage3 Watt5 Watt7 WattColor Temp.2700K3000KBeam Angle120°15°24°36°60° NOTICE: This Product Has Been DiscontinuedProduct Description When you need a serious replacement for high-consumption halogen and incandescent lamps, consider this 12V 3W LED MR16 retrofit lamp from Emery Allen. This product will allow you to enjoy 3000K of warm white light for up to 25,000 hours without performance suffering. It fits most standard GU5.3 base fixtures and features plug-and-play simplicity. Emery Allen EA-MR16-3.0W-60D-3090-D Features: Direct replacement for 12V 20W incandescent and halogen bulbs Compatible with ELV and MLV dimmers Fits most GU5.3 base fixtures Color accuracy of 90+ CRI Beam angle of 60 degrees Lifespan of up to 25,000 hours Emery Allen EA-MR16-3.0W-60D-3090-D Applications: Landscape lighting Task lighting Track lights Pendant lights Downlights Alternate Product Versions $17.50 add Emery Allen EA-MR16-3.0W-15D-2790-D - 3W LED MR16 2700K - 280 Lumens - 90 CRI - 20W Halogen Equivalent - 15° Beam Angle - 12V $17.50 add Emery Allen EA-MR16-3.0W-15D-3090-D - 3W LED MR16 3000K - 280 Lumens - 90 CRI - 20W Halogen Equivalent - 15° Beam Angle - 12V $17.50 add Emery Allen EA-MR16-3.0W-24D-2790-D - 3W LED MR16 2700K - 290 Lumens - 90 CRI - 20W Halogen Equivalent - 24° Beam Angle - 12V $17.50 add Emery Allen EA-MR16-3.0W-24D-3090-D - 3W LED MR16 3000K - 290 Lumens - 90 CRI - 20W Halogen Equivalent - 24° Beam Angle - 12V $17.50 add Emery Allen EA-MR16-3.0W-36D-2790-D - 3W LED MR16 2700K - 285 Lumens - 90 CRI - 20W Halogen Equivalent - 36° Beam Angle - 12V $17.50 add Emery Allen EA-MR16-3.0W-36D-3090-D - 3W LED MR16 3000K - 285 Lumens - 90 CRI - 20W Halogen Equivalent - 36° Beam Angle - 12V $17.50 add Emery Allen EA-MR16-3.0W-60D-2790-D - 3W LED MR16 2700K - 285 Lumens - 90 CRI - 20W Halogen Equivalent - 60° Beam Angle - 12V $17.50 add Emery Allen EA-MR16-3.0W-120D-2790-D - 3W LED MR16 2700K - 290 Lumens - 90 CRI - 20W Halogen Equivalent - 120° Beam Angle - 12V $17.50 add Emery Allen EA-MR16-3.0W-120D-3090-D - 3W LED MR16 3000K - 290 Lumens - 90 CRI - 20W Halogen Equivalent - 120° Beam Angle - 12V $18.50 add Emery Allen EA-MR16-5.0W-15D-2790-D - 5W LED MR16 2700K - 500 Lumens - 90 CRI - 50W Halogen Equivalent - 15° Beam Angle - 12V $18.50 add Emery Allen EA-MR16-5.0W-15D-3090-D - 5W LED MR16 3000K - 500 Lumens - 90 CRI - 50W Halogen Equivalent - 15° Beam Angle - 12V $18.50 add Emery Allen EA-MR16-5.0W-24D-2790-D - 5W LED MR16 2700K - 505 Lumens - 90 CRI - 50W Halogen Equivalent - 24° Beam Angle - 12V $18.50 add Emery Allen EA-MR16-5.0W-24D-3090-D - 5W LED MR16 3000K - 505 Lumens - 90 CRI - 50W Halogen Equivalent - 24° Beam Angle - 12V $18.50 add Emery Allen EA-MR16-5.0W-36D-2790-D - 5W LED MR16 - 2700K 510 Lumens - 90 CRI - 50W Halogen Equivalent - 36° - 12V $18.50 add Emery Allen EA-MR16-5.0W-36D-3090-D - 5W LED MR16 - 3000K 510 Lumens - 90 CRI - 50W Halogen Equivalent - 36° - 12V $18.50 add Emery Allen EA-MR16-5.0W-60D-2790-D - 5W LED MR16 - 2700K 510 Lumens - 90 CRI - 50W Halogen Equivalent - 60° - 12V $18.50 add Emery Allen EA-MR16-5.0W-60D-3090-D - 5W LED MR16 - 3000K 510 Lumens - 90 CRI - 50W Halogen Equivalent - 60° - 12V $18.50 add Emery Allen EA-MR16-5.0W-120D-2790-D - 5W LED MR16 - 2700K 525 Lumens - 90 CRI - 50W Halogen Equivalent - 120° - 12V $18.50 add Emery Allen EA-MR16-5.0W-120D-3090-D - 5W LED MR16 - 3000K 525 Lumens - 90 CRI - 50W Halogen Equivalent - 120° - 12V $19.50 add Emery Allen EA-MR16-7.0W-15D-2790-D - 7W LED MR16 - 2700K 505 Lumens - 90 CRI - 50W Halogen Equivalent - 15° - 12V $19.50 add Emery Allen EA-MR16-7.0W-15D-3090-D - 7W LED MR16 - 3000K 505 Lumens - 90 CRI - 50W Halogen Equivalent - 15° - 12V $19.50 add Emery Allen EA-MR16-7.0W-24D-2790-D - 7W LED MR16 - 2700K 505 Lumens - 90 CRI - 50W Halogen Equivalent - 24° - 12V $19.50 add Emery Allen EA-MR16-7.0W-24D-3090-D - 7W LED MR16 - 3000K 505 Lumens - 90 CRI - 50W Halogen Equivalent - 24° - 12V $19.50 add Emery Allen EA-MR16-7.0W-36D-2790-D - 7W LED MR16 - 2700K 510 Lumens - 90 CRI - 50W Halogen Equivalent - 36° - 12V $19.50 add Emery Allen EA-MR16-7.0W-36D-3090-D - 7W LED MR16 - 3000K 510 Lumens - 90 CRI - 50W Halogen Equivalent - 36° - 12V $19.50 add Emery Allen EA-MR16-7.0W-60D-2790-D - 7W LED MR16 - 2700K 510 Lumens - 90 CRI - 50W Halogen Equivalent - 60° - 12V $19.50 add Emery Allen EA-MR16-7.0W-60D-3090-D - 7W LED MR16 - 3000K 510 Lumens - 90 CRI - 50W Halogen Equivalent - 60° - 12V $19.50 add Emery Allen EA-MR16-7.0W-120D-2790-D - 7W LED MR16 - 2700K 525 Lumens - 90 CRI - 50W Halogen Equivalent - 120° - 12V $19.50 add Emery Allen EA-MR16-7.0W-120D-3090-D - 7W LED MR16 - 3000K 525 Lumens - 90 CRI - 50W Halogen Equivalent - 120° - 12V 3000K - 285 Lumens - 90 CRI - 20W Halogen Equivalent - 60° Beam Angle - 12V Emery Allen EA-MR16-3.0W-60D-3090-D - 3W LED MR16 | 3000 | 90 | 285 | 95 | 25000 | 3 | 1 | 17.5 | 17.5 | 20.5632 | 2020Q2 | https://www.energyavenue.com/Emery-Allen/EA-MR16-3.0W-60D-3090-D | Energy Avenue | 2020 | No
LED Lighting | Downlight | Emery Allen | True |  | LED | MR16 | GU5.3 | Wattage3 Watt5 Watt7 WattColor Temp.2700K3000KBeam Angle120°15°24°36°60° NOTICE: This Product Has Been DiscontinuedProduct Description Update you old halogen lamps by replacing them with this 5W LED MR16 bulb from the Folks at Emery Allen. This quality luminaire is dimmable and emits 3000K of warm white light for up to 25,000 hours. Compatible with 12V MR16 GU5.3 fixtures. Product Features: Direct replacement for 35W halogen and incandescent bulbs Compatible with GU5.3 base fixtures Color accuracy of 90+ CRI Dimmable; compatible with MLV, ELV, magnetic, and electronic LED dimmers Lifespan of up to 25,000 hours Applications: Track lighting Pendant lights Recessed downlights Landscape lighting Task lights Alternate Product Versions $17.50 add Emery Allen EA-MR16-3.0W-15D-2790-D - 3W LED MR16 2700K - 280 Lumens - 90 CRI - 20W Halogen Equivalent - 15° Beam Angle - 12V $17.50 add Emery Allen EA-MR16-3.0W-15D-3090-D - 3W LED MR16 3000K - 280 Lumens - 90 CRI - 20W Halogen Equivalent - 15° Beam Angle - 12V $17.50 add Emery Allen EA-MR16-3.0W-24D-2790-D - 3W LED MR16 2700K - 290 Lumens - 90 CRI - 20W Halogen Equivalent - 24° Beam Angle - 12V $17.50 add Emery Allen EA-MR16-3.0W-24D-3090-D - 3W LED MR16 3000K - 290 Lumens - 90 CRI - 20W Halogen Equivalent - 24° Beam Angle - 12V $17.50 add Emery Allen EA-MR16-3.0W-36D-2790-D - 3W LED MR16 2700K - 285 Lumens - 90 CRI - 20W Halogen Equivalent - 36° Beam Angle - 12V $17.50 add Emery Allen EA-MR16-3.0W-36D-3090-D - 3W LED MR16 3000K - 285 Lumens - 90 CRI - 20W Halogen Equivalent - 36° Beam Angle - 12V $17.50 add Emery Allen EA-MR16-3.0W-60D-2790-D - 3W LED MR16 2700K - 285 Lumens - 90 CRI - 20W Halogen Equivalent - 60° Beam Angle - 12V $17.50 add Emery Allen EA-MR16-3.0W-60D-3090-D - 3W LED MR16 3000K - 285 Lumens - 90 CRI - 20W Halogen Equivalent - 60° Beam Angle - 12V $17.50 add Emery Allen EA-MR16-3.0W-120D-2790-D - 3W LED MR16 2700K - 290 Lumens - 90 CRI - 20W Halogen Equivalent - 120° Beam Angle - 12V $17.50 add Emery Allen EA-MR16-3.0W-120D-3090-D - 3W LED MR16 3000K - 290 Lumens - 90 CRI - 20W Halogen Equivalent - 120° Beam Angle - 12V $18.50 add Emery Allen EA-MR16-5.0W-15D-2790-D - 5W LED MR16 2700K - 500 Lumens - 90 CRI - 50W Halogen Equivalent - 15° Beam Angle - 12V $18.50 add Emery Allen EA-MR16-5.0W-15D-3090-D - 5W LED MR16 3000K - 500 Lumens - 90 CRI - 50W Halogen Equivalent - 15° Beam Angle - 12V $18.50 add Emery Allen EA-MR16-5.0W-24D-2790-D - 5W LED MR16 2700K - 505 Lumens - 90 CRI - 50W Halogen Equivalent - 24° Beam Angle - 12V $18.50 add Emery Allen EA-MR16-5.0W-24D-3090-D - 5W LED MR16 3000K - 505 Lumens - 90 CRI - 50W Halogen Equivalent - 24° Beam Angle - 12V $18.50 add Emery Allen EA-MR16-5.0W-36D-2790-D - 5W LED MR16 - 2700K 510 Lumens - 90 CRI - 50W Halogen Equivalent - 36° - 12V $18.50 add Emery Allen EA-MR16-5.0W-36D-3090-D - 5W LED MR16 - 3000K 510 Lumens - 90 CRI - 50W Halogen Equivalent - 36° - 12V $18.50 add Emery Allen EA-MR16-5.0W-60D-2790-D - 5W LED MR16 - 2700K 510 Lumens - 90 CRI - 50W Halogen Equivalent - 60° - 12V $18.50 add Emery Allen EA-MR16-5.0W-60D-3090-D - 5W LED MR16 - 3000K 510 Lumens - 90 CRI - 50W Halogen Equivalent - 60° - 12V $18.50 add Emery Allen EA-MR16-5.0W-120D-2790-D - 5W LED MR16 - 2700K 525 Lumens - 90 CRI - 50W Halogen Equivalent - 120° - 12V $19.50 add Emery Allen EA-MR16-7.0W-15D-2790-D - 7W LED MR16 - 2700K 505 Lumens - 90 CRI - 50W Halogen Equivalent - 15° - 12V $19.50 add Emery Allen EA-MR16-7.0W-15D-3090-D - 7W LED MR16 - 3000K 505 Lumens - 90 CRI - 50W Halogen Equivalent - 15° - 12V $19.50 add Emery Allen EA-MR16-7.0W-24D-2790-D - 7W LED MR16 - 2700K 505 Lumens - 90 CRI - 50W Halogen Equivalent - 24° - 12V $19.50 add Emery Allen EA-MR16-7.0W-24D-3090-D - 7W LED MR16 - 3000K 505 Lumens - 90 CRI - 50W Halogen Equivalent - 24° - 12V $19.50 add Emery Allen EA-MR16-7.0W-36D-2790-D - 7W LED MR16 - 2700K 510 Lumens - 90 CRI - 50W Halogen Equivalent - 36° - 12V $19.50 add Emery Allen EA-MR16-7.0W-36D-3090-D - 7W LED MR16 - 3000K 510 Lumens - 90 CRI - 50W Halogen Equivalent - 36° - 12V $19.50 add Emery Allen EA-MR16-7.0W-60D-2790-D - 7W LED MR16 - 2700K 510 Lumens - 90 CRI - 50W Halogen Equivalent - 60° - 12V $19.50 add Emery Allen EA-MR16-7.0W-60D-3090-D - 7W LED MR16 - 3000K 510 Lumens - 90 CRI - 50W Halogen Equivalent - 60° - 12V $19.50 add Emery Allen EA-MR16-7.0W-120D-2790-D - 7W LED MR16 - 2700K 525 Lumens - 90 CRI - 50W Halogen Equivalent - 120° - 12V $19.50 add Emery Allen EA-MR16-7.0W-120D-3090-D - 7W LED MR16 - 3000K 525 Lumens - 90 CRI - 50W Halogen Equivalent - 120° - 12V 525 Lumens - 90 CRI - 50W Halogen Equivalent - 120° - 12V Emery Allen EA-MR16-5.0W-120D-3090-D - 5W LED MR16 - 3000K | 3000 | 90 | 525 | 105 | 25000 | 5 | 1 | 17.5 | 17.5 | 20.5632 | 2020Q2 | https://www.energyavenue.com/Emery-Allen/EA-MR16-5.0W-120D-3090-D | Energy Avenue | 2020 | No
LED Lighting | Reflector | Emery Allen | True |  | LED | MR16 | GU5.3 | Wattage3 Watt5 Watt7 WattColor Temp.2700K3000KBeam Angle120°15°24°36°60° NOTICE: This Product Has Been DiscontinuedProduct Description The Emery Allen EA-MR16-5.0W-15D-2790-D shines bright for 25,000 life hours. During the lifespan, enjoy 2700K soft white illumination showering the room with a dimming option for intimate occasions. The outer shell is a ceramic and polycarbonate mix decorated in intricate design. Open and enclosed fixtures will appreciate this 12V MR16 LED lamp. Emery Allen EA-MR16-5.0W-15D-2790-D Features: Energy-efficient retrofit lamp 15-degree beam angle Replaces 35W halogen equivalents Emery Allen EA-MR16-5.0W-15D-2790-D Applications: General lighting Decorative lighting Landscape lighting Alternate Product Versions $17.50 add Emery Allen EA-MR16-3.0W-15D-2790-D - 3W LED MR16 2700K - 280 Lumens - 90 CRI - 20W Halogen Equivalent - 15° Beam Angle - 12V $17.50 add Emery Allen EA-MR16-3.0W-15D-3090-D - 3W LED MR16 3000K - 280 Lumens - 90 CRI - 20W Halogen Equivalent - 15° Beam Angle - 12V $17.50 add Emery Allen EA-MR16-3.0W-24D-2790-D - 3W LED MR16 2700K - 290 Lumens - 90 CRI - 20W Halogen Equivalent - 24° Beam Angle - 12V $17.50 add Emery Allen EA-MR16-3.0W-24D-3090-D - 3W LED MR16 3000K - 290 Lumens - 90 CRI - 20W Halogen Equivalent - 24° Beam Angle - 12V $17.50 add Emery Allen EA-MR16-3.0W-36D-2790-D - 3W LED MR16 2700K - 285 Lumens - 90 CRI - 20W Halogen Equivalent - 36° Beam Angle - 12V $17.50 add Emery Allen EA-MR16-3.0W-36D-3090-D - 3W LED MR16 3000K - 285 Lumens - 90 CRI - 20W Halogen Equivalent - 36° Beam Angle - 12V $17.50 add Emery Allen EA-MR16-3.0W-60D-2790-D - 3W LED MR16 2700K - 285 Lumens - 90 CRI - 20W Halogen Equivalent - 60° Beam Angle - 12V $17.50 add Emery Allen EA-MR16-3.0W-60D-3090-D - 3W LED MR16 3000K - 285 Lumens - 90 CRI - 20W Halogen Equivalent - 60° Beam Angle - 12V $17.50 add Emery Allen EA-MR16-3.0W-120D-2790-D - 3W LED MR16 2700K - 290 Lumens - 90 CRI - 20W Halogen Equivalent - 120° Beam Angle - 12V $17.50 add Emery Allen EA-MR16-3.0W-120D-3090-D - 3W LED MR16 3000K - 290 Lumens - 90 CRI - 20W Halogen Equivalent - 120° Beam Angle - 12V $18.50 add Emery Allen EA-MR16-5.0W-15D-3090-D - 5W LED MR16 3000K - 500 Lumens - 90 CRI - 50W Halogen Equivalent - 15° Beam Angle - 12V $18.50 add Emery Allen EA-MR16-5.0W-24D-2790-D - 5W LED MR16 2700K - 505 Lumens - 90 CRI - 50W Halogen Equivalent - 24° Beam Angle - 12V $18.50 add Emery Allen EA-MR16-5.0W-24D-3090-D - 5W LED MR16 3000K - 505 Lumens - 90 CRI - 50W Halogen Equivalent - 24° Beam Angle - 12V $18.50 add Emery Allen EA-MR16-5.0W-36D-2790-D - 5W LED MR16 - 2700K 510 Lumens - 90 CRI - 50W Halogen Equivalent - 36° - 12V $18.50 add Emery Allen EA-MR16-5.0W-36D-3090-D - 5W LED MR16 - 3000K 510 Lumens - 90 CRI - 50W Halogen Equivalent - 36° - 12V $18.50 add Emery Allen EA-MR16-5.0W-60D-2790-D - 5W LED MR16 - 2700K 510 Lumens - 90 CRI - 50W Halogen Equivalent - 60° - 12V $18.50 add Emery Allen EA-MR16-5.0W-60D-3090-D - 5W LED MR16 - 3000K 510 Lumens - 90 CRI - 50W Halogen Equivalent - 60° - 12V $18.50 add Emery Allen EA-MR16-5.0W-120D-2790-D - 5W LED MR16 - 2700K 525 Lumens - 90 CRI - 50W Halogen Equivalent - 120° - 12V $18.50 add Emery Allen EA-MR16-5.0W-120D-3090-D - 5W LED MR16 - 3000K 525 Lumens - 90 CRI - 50W Halogen Equivalent - 120° - 12V $19.50 add Emery Allen EA-MR16-7.0W-15D-2790-D - 7W LED MR16 - 2700K 505 Lumens - 90 CRI - 50W Halogen Equivalent - 15° - 12V $19.50 add Emery Allen EA-MR16-7.0W-15D-3090-D - 7W LED MR16 - 3000K 505 Lumens - 90 CRI - 50W Halogen Equivalent - 15° - 12V $19.50 add Emery Allen EA-MR16-7.0W-24D-2790-D - 7W LED MR16 - 2700K 505 Lumens - 90 CRI - 50W Halogen Equivalent - 24° - 12V $19.50 add Emery Allen EA-MR16-7.0W-24D-3090-D - 7W LED MR16 - 3000K 505 Lumens - 90 CRI - 50W Halogen Equivalent - 24° - 12V $19.50 add Emery Allen EA-MR16-7.0W-36D-2790-D - 7W LED MR16 - 2700K 510 Lumens - 90 CRI - 50W Halogen Equivalent - 36° - 12V $19.50 add Emery Allen EA-MR16-7.0W-36D-3090-D - 7W LED MR16 - 3000K 510 Lumens - 90 CRI - 50W Halogen Equivalent - 36° - 12V $19.50 add Emery Allen EA-MR16-7.0W-60D-2790-D - 7W LED MR16 - 2700K 510 Lumens - 90 CRI - 50W Halogen Equivalent - 60° - 12V $19.50 add Emery Allen EA-MR16-7.0W-60D-3090-D - 7W LED MR16 - 3000K 510 Lumens - 90 CRI - 50W Halogen Equivalent - 60° - 12V $19.50 add Emery Allen EA-MR16-7.0W-120D-2790-D - 7W LED MR16 - 2700K 525 Lumens - 90 CRI - 50W Halogen Equivalent - 120° - 12V $19.50 add Emery Allen EA-MR16-7.0W-120D-3090-D - 7W LED MR16 - 3000K 525 Lumens - 90 CRI - 50W Halogen Equivalent - 120° - 12V 2700K - 500 Lumens - 90 CRI - 50W Halogen Equivalent - 15° Beam Angle - 12V Emery Allen EA-MR16-5.0W-15D-2790-D - 5W LED MR16 | 2700 | 90 | 500 | 100 | 25000 | 5 | 1 | 17.5 | 17.5 | 20.5632 | 2020Q2 | https://www.energyavenue.com/Emery-Allen/EA-MR16-5.0W-15D-2790-D | Energy Avenue | 2020 | Yes
LED Lighting | Downlight | Emery Allen | True |  | LED | MR16 | GU5.3 | Wattage3 Watt5 Watt7 WattColor Temp.2700K3000KBeam Angle120°15°24°36°60° NOTICE: This Product Has Been DiscontinuedProduct Description An energy-efficient replacement for 12V 35W halogen lamps, check this EA-MR16-5.0W-15D-3090-D 5W LED MR16 retrofit lamp from Emery Allen. Volt-for-Volt, you'll enjoy comparable performance and 3000K of warm white light with this 12V bulb. It's compatible with MLV and ELV dimmers and fits most standard GU5.3 base fixtures. Emery Allen EA-MR16-5.0W-15D-3090-D Features: Direct replacement for 12V 35W incandescent and halogen bulbs Compatible with electronic and magnetic LED dimmers Works with most GU5.3 base fixtures Color accuracy of 90+ CRI Beam angle of 15 degrees Lifespan of up to 25,000 hours Emery Allen EA-MR16-5.0W-15D-3090-D Applications: Pendant lights Task lighting Track lights Recessed downlights Landscape lighting Alternate Product Versions $17.50 add Emery Allen EA-MR16-3.0W-15D-2790-D - 3W LED MR16 2700K - 280 Lumens - 90 CRI - 20W Halogen Equivalent - 15° Beam Angle - 12V $17.50 add Emery Allen EA-MR16-3.0W-15D-3090-D - 3W LED MR16 3000K - 280 Lumens - 90 CRI - 20W Halogen Equivalent - 15° Beam Angle - 12V $17.50 add Emery Allen EA-MR16-3.0W-24D-2790-D - 3W LED MR16 2700K - 290 Lumens - 90 CRI - 20W Halogen Equivalent - 24° Beam Angle - 12V $17.50 add Emery Allen EA-MR16-3.0W-24D-3090-D - 3W LED MR16 3000K - 290 Lumens - 90 CRI - 20W Halogen Equivalent - 24° Beam Angle - 12V $17.50 add Emery Allen EA-MR16-3.0W-36D-2790-D - 3W LED MR16 2700K - 285 Lumens - 90 CRI - 20W Halogen Equivalent - 36° Beam Angle - 12V $17.50 add Emery Allen EA-MR16-3.0W-36D-3090-D - 3W LED MR16 3000K - 285 Lumens - 90 CRI - 20W Halogen Equivalent - 36° Beam Angle - 12V $17.50 add Emery Allen EA-MR16-3.0W-60D-2790-D - 3W LED MR16 2700K - 285 Lumens - 90 CRI - 20W Halogen Equivalent - 60° Beam Angle - 12V $17.50 add Emery Allen EA-MR16-3.0W-60D-3090-D - 3W LED MR16 3000K - 285 Lumens - 90 CRI - 20W Halogen Equivalent - 60° Beam Angle - 12V $17.50 add Emery Allen EA-MR16-3.0W-120D-2790-D - 3W LED MR16 2700K - 290 Lumens - 90 CRI - 20W Halogen Equivalent - 120° Beam Angle - 12V $17.50 add Emery Allen EA-MR16-3.0W-120D-3090-D - 3W LED MR16 3000K - 290 Lumens - 90 CRI - 20W Halogen Equivalent - 120° Beam Angle - 12V $18.50 add Emery Allen EA-MR16-5.0W-15D-2790-D - 5W LED MR16 2700K - 500 Lumens - 90 CRI - 50W Halogen Equivalent - 15° Beam Angle - 12V $18.50 add Emery Allen EA-MR16-5.0W-24D-2790-D - 5W LED MR16 2700K - 505 Lumens - 90 CRI - 50W Halogen Equivalent - 24° Beam Angle - 12V $18.50 add Emery Allen EA-MR16-5.0W-24D-3090-D - 5W LED MR16 3000K - 505 Lumens - 90 CRI - 50W Halogen Equivalent - 24° Beam Angle - 12V $18.50 add Emery Allen EA-MR16-5.0W-36D-2790-D - 5W LED MR16 - 2700K 510 Lumens - 90 CRI - 50W Halogen Equivalent - 36° - 12V $18.50 add Emery Allen EA-MR16-5.0W-36D-3090-D - 5W LED MR16 - 3000K 510 Lumens - 90 CRI - 50W Halogen Equivalent - 36° - 12V $18.50 add Emery Allen EA-MR16-5.0W-60D-2790-D - 5W LED MR16 - 2700K 510 Lumens - 90 CRI - 50W Halogen Equivalent - 60° - 12V $18.50 add Emery Allen EA-MR16-5.0W-60D-3090-D - 5W LED MR16 - 3000K 510 Lumens - 90 CRI - 50W Halogen Equivalent - 60° - 12V $18.50 add Emery Allen EA-MR16-5.0W-120D-2790-D - 5W LED MR16 - 2700K 525 Lumens - 90 CRI - 50W Halogen Equivalent - 120° - 12V $18.50 add Emery Allen EA-MR16-5.0W-120D-3090-D - 5W LED MR16 - 3000K 525 Lumens - 90 CRI - 50W Halogen Equivalent - 120° - 12V $19.50 add Emery Allen EA-MR16-7.0W-15D-2790-D - 7W LED MR16 - 2700K 505 Lumens - 90 CRI - 50W Halogen Equivalent - 15° - 12V $19.50 add Emery Allen EA-MR16-7.0W-15D-3090-D - 7W LED MR16 - 3000K 505 Lumens - 90 CRI - 50W Halogen Equivalent - 15° - 12V $19.50 add Emery Allen EA-MR16-7.0W-24D-2790-D - 7W LED MR16 - 2700K 505 Lumens - 90 CRI - 50W Halogen Equivalent - 24° - 12V $19.50 add Emery Allen EA-MR16-7.0W-24D-3090-D - 7W LED MR16 - 3000K 505 Lumens - 90 CRI - 50W Halogen Equivalent - 24° - 12V $19.50 add Emery Allen EA-MR16-7.0W-36D-2790-D - 7W LED MR16 - 2700K 510 Lumens - 90 CRI - 50W Halogen Equivalent - 36° - 12V $19.50 add Emery Allen EA-MR16-7.0W-36D-3090-D - 7W LED MR16 - 3000K 510 Lumens - 90 CRI - 50W Halogen Equivalent - 36° - 12V $19.50 add Emery Allen EA-MR16-7.0W-60D-2790-D - 7W LED MR16 - 2700K 510 Lumens - 90 CRI - 50W Halogen Equivalent - 60° - 12V $19.50 add Emery Allen EA-MR16-7.0W-60D-3090-D - 7W LED MR16 - 3000K 510 Lumens - 90 CRI - 50W Halogen Equivalent - 60° - 12V $19.50 add Emery Allen EA-MR16-7.0W-120D-2790-D - 7W LED MR16 - 2700K 525 Lumens - 90 CRI - 50W Halogen Equivalent - 120° - 12V $19.50 add Emery Allen EA-MR16-7.0W-120D-3090-D - 7W LED MR16 - 3000K 525 Lumens - 90 CRI - 50W Halogen Equivalent - 120° - 12V 3000K - 500 Lumens - 90 CRI - 50W Halogen Equivalent - 15° Beam Angle - 12V Emery Allen EA-MR16-5.0W-15D-3090-D - 5W LED MR16 | 3000 | 90 | 500 | 100 | 25000 | 5 | 1 | 17.5 | 17.5 | 20.5632 | 2020Q2 | https://www.energyavenue.com/Emery-Allen/EA-MR16-5.0W-15D-3090-D | Energy Avenue | 2020 | No
LED Lighting |  | Emery Allen | True |  | LED | MR16 | GU5.3 | Wattage3 Watt5 Watt7 WattColor Temp.2700K3000KBeam Angle120°15°24°36°60° Product Description Part of the 12V series, the Emery Allen EA-MR16-5.0W-24D-2790-D illuminates 2700K soft yellow-white light at a 24-degree angle. The design can handle the power due to its ceramic and polycarbonate exterior. For more concentrated and intimate settings, dim the device with a compatible driver. The LED MR16 light operates nicely on open and enclosed fixtures. Emery Allen EA-MR16-5.0W-24D-2790-D Features: 25,000 total hours Energy efficient Replaces 35W halogens Emery Allen EA-MR16-5.0W-24D-2790-D Applications: Track lighting Task lighting Landscape lighting Alternate Product Versions $17.50 add Emery Allen EA-MR16-3.0W-15D-2790-D - 3W LED MR16 2700K - 280 Lumens - 90 CRI - 20W Halogen Equivalent - 15° Beam Angle - 12V $17.50 add Emery Allen EA-MR16-3.0W-15D-3090-D - 3W LED MR16 3000K - 280 Lumens - 90 CRI - 20W Halogen Equivalent - 15° Beam Angle - 12V $17.50 add Emery Allen EA-MR16-3.0W-24D-2790-D - 3W LED MR16 2700K - 290 Lumens - 90 CRI - 20W Halogen Equivalent - 24° Beam Angle - 12V $17.50 add Emery Allen EA-MR16-3.0W-24D-3090-D - 3W LED MR16 3000K - 290 Lumens - 90 CRI - 20W Halogen Equivalent - 24° Beam Angle - 12V $17.50 add Emery Allen EA-MR16-3.0W-36D-2790-D - 3W LED MR16 2700K - 285 Lumens - 90 CRI - 20W Halogen Equivalent - 36° Beam Angle - 12V $17.50 add Emery Allen EA-MR16-3.0W-36D-3090-D - 3W LED MR16 3000K - 285 Lumens - 90 CRI - 20W Halogen Equivalent - 36° Beam Angle - 12V $17.50 add Emery Allen EA-MR16-3.0W-60D-2790-D - 3W LED MR16 2700K - 285 Lumens - 90 CRI - 20W Halogen Equivalent - 60° Beam Angle - 12V $17.50 add Emery Allen EA-MR16-3.0W-60D-3090-D - 3W LED MR16 3000K - 285 Lumens - 90 CRI - 20W Halogen Equivalent - 60° Beam Angle - 12V $17.50 add Emery Allen EA-MR16-3.0W-120D-2790-D - 3W LED MR16 2700K - 290 Lumens - 90 CRI - 20W Halogen Equivalent - 120° Beam Angle - 12V $17.50 add Emery Allen EA-MR16-3.0W-120D-3090-D - 3W LED MR16 3000K - 290 Lumens - 90 CRI - 20W Halogen Equivalent - 120° Beam Angle - 12V $18.50 add Emery Allen EA-MR16-5.0W-15D-2790-D - 5W LED MR16 2700K - 500 Lumens - 90 CRI - 50W Halogen Equivalent - 15° Beam Angle - 12V $18.50 add Emery Allen EA-MR16-5.0W-15D-3090-D - 5W LED MR16 3000K - 500 Lumens - 90 CRI - 50W Halogen Equivalent - 15° Beam Angle - 12V $18.50 add Emery Allen EA-MR16-5.0W-24D-3090-D - 5W LED MR16 3000K - 505 Lumens - 90 CRI - 50W Halogen Equivalent - 24° Beam Angle - 12V $18.50 add Emery Allen EA-MR16-5.0W-36D-2790-D - 5W LED MR16 - 2700K 510 Lumens - 90 CRI - 50W Halogen Equivalent - 36° - 12V $18.50 add Emery Allen EA-MR16-5.0W-36D-3090-D - 5W LED MR16 - 3000K 510 Lumens - 90 CRI - 50W Halogen Equivalent - 36° - 12V $18.50 add Emery Allen EA-MR16-5.0W-60D-2790-D - 5W LED MR16 - 2700K 510 Lumens - 90 CRI - 50W Halogen Equivalent - 60° - 12V $18.50 add Emery Allen EA-MR16-5.0W-60D-3090-D - 5W LED MR16 - 3000K 510 Lumens - 90 CRI - 50W Halogen Equivalent - 60° - 12V $18.50 add Emery Allen EA-MR16-5.0W-120D-2790-D - 5W LED MR16 - 2700K 525 Lumens - 90 CRI - 50W Halogen Equivalent - 120° - 12V $18.50 add Emery Allen EA-MR16-5.0W-120D-3090-D - 5W LED MR16 - 3000K 525 Lumens - 90 CRI - 50W Halogen Equivalent - 120° - 12V $19.50 add Emery Allen EA-MR16-7.0W-15D-2790-D - 7W LED MR16 - 2700K 505 Lumens - 90 CRI - 50W Halogen Equivalent - 15° - 12V $19.50 add Emery Allen EA-MR16-7.0W-15D-3090-D - 7W LED MR16 - 3000K 505 Lumens - 90 CRI - 50W Halogen Equivalent - 15° - 12V $19.50 add Emery Allen EA-MR16-7.0W-24D-2790-D - 7W LED MR16 - 2700K 505 Lumens - 90 CRI - 50W Halogen Equivalent - 24° - 12V $19.50 add Emery Allen EA-MR16-7.0W-24D-3090-D - 7W LED MR16 - 3000K 505 Lumens - 90 CRI - 50W Halogen Equivalent - 24° - 12V $19.50 add Emery Allen EA-MR16-7.0W-36D-2790-D - 7W LED MR16 - 2700K 510 Lumens - 90 CRI - 50W Halogen Equivalent - 36° - 12V $19.50 add Emery Allen EA-MR16-7.0W-36D-3090-D - 7W LED MR16 - 3000K 510 Lumens - 90 CRI - 50W Halogen Equivalent - 36° - 12V $19.50 add Emery Allen EA-MR16-7.0W-60D-2790-D - 7W LED MR16 - 2700K 510 Lumens - 90 CRI - 50W Halogen Equivalent - 60° - 12V $19.50 add Emery Allen EA-MR16-7.0W-60D-3090-D - 7W LED MR16 - 3000K 510 Lumens - 90 CRI - 50W Halogen Equivalent - 60° - 12V $19.50 add Emery Allen EA-MR16-7.0W-120D-2790-D - 7W LED MR16 - 2700K 525 Lumens - 90 CRI - 50W Halogen Equivalent - 120° - 12V $19.50 add Emery Allen EA-MR16-7.0W-120D-3090-D - 7W LED MR16 - 3000K 525 Lumens - 90 CRI - 50W Halogen Equivalent - 120° - 12V 2700K - 505 Lumens - 90 CRI - 50W Halogen Equivalent - 24° Beam Angle - 12V Emery Allen EA-MR16-5.0W-24D-2790-D - 5W LED MR16 | 2700 | 90 | 505 | 101 |  | 5 | 1 | 18.5 | 18.5 | 21.7382 | 2020Q2 | https://www.energyavenue.com/Emery-Allen/EA-MR16-5.0W-24D-2790-D | Energy Avenue | 2020 | Yes
LED Lighting | Downlight | Emery Allen | True |  | LED | MR16 | GU5.3 | Wattage3 Watt5 Watt7 WattColor Temp.2700K3000KBeam Angle120°15°24°36°60° NOTICE: This Product Has Been DiscontinuedProduct Description When energy savings is the goal, this 12V 5W LED MR16 retrofit lamp from Emery Allen is the answer. This product fits most standard GU5.3 base fixtures and emits 3000K of warm white light for up to 25,000 hours. Compatible with ELV and MLV dimmers. Emery Allen EA-MR16-5.0W-24D-3090-D Features: Direct replacement for 12V 25W incandescent and halogen bulbs Compatible with electronic and magnetic LED dimmers Works with most GU5.3 base fixtures Color accuracy of 90+ CRI Beam angle of 24 degrees Lifespan of up to 25,000 hours Emery Allen EA-MR16-5.0W-24D-3090-D Applications: Track lighting Task lighting Pendant lights Recessed downlights Landscape lighting Alternate Product Versions $17.50 add Emery Allen EA-MR16-3.0W-15D-2790-D - 3W LED MR16 2700K - 280 Lumens - 90 CRI - 20W Halogen Equivalent - 15° Beam Angle - 12V $17.50 add Emery Allen EA-MR16-3.0W-15D-3090-D - 3W LED MR16 3000K - 280 Lumens - 90 CRI - 20W Halogen Equivalent - 15° Beam Angle - 12V $17.50 add Emery Allen EA-MR16-3.0W-24D-2790-D - 3W LED MR16 2700K - 290 Lumens - 90 CRI - 20W Halogen Equivalent - 24° Beam Angle - 12V $17.50 add Emery Allen EA-MR16-3.0W-24D-3090-D - 3W LED MR16 3000K - 290 Lumens - 90 CRI - 20W Halogen Equivalent - 24° Beam Angle - 12V $17.50 add Emery Allen EA-MR16-3.0W-36D-2790-D - 3W LED MR16 2700K - 285 Lumens - 90 CRI - 20W Halogen Equivalent - 36° Beam Angle - 12V $17.50 add Emery Allen EA-MR16-3.0W-36D-3090-D - 3W LED MR16 3000K - 285 Lumens - 90 CRI - 20W Halogen Equivalent - 36° Beam Angle - 12V $17.50 add Emery Allen EA-MR16-3.0W-60D-2790-D - 3W LED MR16 2700K - 285 Lumens - 90 CRI - 20W Halogen Equivalent - 60° Beam Angle - 12V $17.50 add Emery Allen EA-MR16-3.0W-60D-3090-D - 3W LED MR16 3000K - 285 Lumens - 90 CRI - 20W Halogen Equivalent - 60° Beam Angle - 12V $17.50 add Emery Allen EA-MR16-3.0W-120D-2790-D - 3W LED MR16 2700K - 290 Lumens - 90 CRI - 20W Halogen Equivalent - 120° Beam Angle - 12V $17.50 add Emery Allen EA-MR16-3.0W-120D-3090-D - 3W LED MR16 3000K - 290 Lumens - 90 CRI - 20W Halogen Equivalent - 120° Beam Angle - 12V $18.50 add Emery Allen EA-MR16-5.0W-15D-2790-D - 5W LED MR16 2700K - 500 Lumens - 90 CRI - 50W Halogen Equivalent - 15° Beam Angle - 12V $18.50 add Emery Allen EA-MR16-5.0W-15D-3090-D - 5W LED MR16 3000K - 500 Lumens - 90 CRI - 50W Halogen Equivalent - 15° Beam Angle - 12V $18.50 add Emery Allen EA-MR16-5.0W-24D-2790-D - 5W LED MR16 2700K - 505 Lumens - 90 CRI - 50W Halogen Equivalent - 24° Beam Angle - 12V $18.50 add Emery Allen EA-MR16-5.0W-36D-2790-D - 5W LED MR16 - 2700K 510 Lumens - 90 CRI - 50W Halogen Equivalent - 36° - 12V $18.50 add Emery Allen EA-MR16-5.0W-36D-3090-D - 5W LED MR16 - 3000K 510 Lumens - 90 CRI - 50W Halogen Equivalent - 36° - 12V $18.50 add Emery Allen EA-MR16-5.0W-60D-2790-D - 5W LED MR16 - 2700K 510 Lumens - 90 CRI - 50W Halogen Equivalent - 60° - 12V $18.50 add Emery Allen EA-MR16-5.0W-60D-3090-D - 5W LED MR16 - 3000K 510 Lumens - 90 CRI - 50W Halogen Equivalent - 60° - 12V $18.50 add Emery Allen EA-MR16-5.0W-120D-2790-D - 5W LED MR16 - 2700K 525 Lumens - 90 CRI - 50W Halogen Equivalent - 120° - 12V $18.50 add Emery Allen EA-MR16-5.0W-120D-3090-D - 5W LED MR16 - 3000K 525 Lumens - 90 CRI - 50W Halogen Equivalent - 120° - 12V $19.50 add Emery Allen EA-MR16-7.0W-15D-2790-D - 7W LED MR16 - 2700K 505 Lumens - 90 CRI - 50W Halogen Equivalent - 15° - 12V $19.50 add Emery Allen EA-MR16-7.0W-15D-3090-D - 7W LED MR16 - 3000K 505 Lumens - 90 CRI - 50W Halogen Equivalent - 15° - 12V $19.50 add Emery Allen EA-MR16-7.0W-24D-2790-D - 7W LED MR16 - 2700K 505 Lumens - 90 CRI - 50W Halogen Equivalent - 24° - 12V $19.50 add Emery Allen EA-MR16-7.0W-24D-3090-D - 7W LED MR16 - 3000K 505 Lumens - 90 CRI - 50W Halogen Equivalent - 24° - 12V $19.50 add Emery Allen EA-MR16-7.0W-36D-2790-D - 7W LED MR16 - 2700K 510 Lumens - 90 CRI - 50W Halogen Equivalent - 36° - 12V $19.50 add Emery Allen EA-MR16-7.0W-36D-3090-D - 7W LED MR16 - 3000K 510 Lumens - 90 CRI - 50W Halogen Equivalent - 36° - 12V $19.50 add Emery Allen EA-MR16-7.0W-60D-2790-D - 7W LED MR16 - 2700K 510 Lumens - 90 CRI - 50W Halogen Equivalent - 60° - 12V $19.50 add Emery Allen EA-MR16-7.0W-60D-3090-D - 7W LED MR16 - 3000K 510 Lumens - 90 CRI - 50W Halogen Equivalent - 60° - 12V $19.50 add Emery Allen EA-MR16-7.0W-120D-2790-D - 7W LED MR16 - 2700K 525 Lumens - 90 CRI - 50W Halogen Equivalent - 120° - 12V $19.50 add Emery Allen EA-MR16-7.0W-120D-3090-D - 7W LED MR16 - 3000K 525 Lumens - 90 CRI - 50W Halogen Equivalent - 120° - 12V 3000K - 505 Lumens - 90 CRI - 50W Halogen Equivalent - 24° Beam Angle - 12V Emery Allen EA-MR16-5.0W-24D-3090-D - 5W LED MR16 | 3000 | 90 | 505 | 101 | 25000 | 5 | 1 | 17.5 | 17.5 | 20.5632 | 2020Q2 | https://www.energyavenue.com/Emery-Allen/EA-MR16-5.0W-24D-3090-D | Energy Avenue | 2020 | No
LED Lighting |  | Emery Allen | True |  | LED | MR16 | GU5.3 | Wattage3 Watt5 Watt7 WattColor Temp.2700K3000KBeam Angle120°15°24°36°60° NOTICE: This Product Has Been DiscontinuedProduct Description The Emery Allen EA-MR16-5.0W-36D-2790-D retrofit lamp offers energy efficiency and high performance. Enjoy perfect 2700K soft white and yellowish light in any open and enclosed fixture. If the 36-degree beam angle is too bright, dim the LED MR16 lamp down using a compatible dimming device. It stays bright for 25,000 hours. Emery Allen EA-MR16-5.0W-36D-2790-D Features: Equivalent of 35W halogens Ceramic and polycarbonate exterior Compact size Emery Allen EA-MR16-5.0W-36D-2790-D Applications: Track lighting Task lighting Recessed lighting Alternate Product Versions $17.50 add Emery Allen EA-MR16-3.0W-15D-2790-D - 3W LED MR16 2700K - 280 Lumens - 90 CRI - 20W Halogen Equivalent - 15° Beam Angle - 12V $17.50 add Emery Allen EA-MR16-3.0W-15D-3090-D - 3W LED MR16 3000K - 280 Lumens - 90 CRI - 20W Halogen Equivalent - 15° Beam Angle - 12V $17.50 add Emery Allen EA-MR16-3.0W-24D-2790-D - 3W LED MR16 2700K - 290 Lumens - 90 CRI - 20W Halogen Equivalent - 24° Beam Angle - 12V $17.50 add Emery Allen EA-MR16-3.0W-24D-3090-D - 3W LED MR16 3000K - 290 Lumens - 90 CRI - 20W Halogen Equivalent - 24° Beam Angle - 12V $17.50 add Emery Allen EA-MR16-3.0W-36D-2790-D - 3W LED MR16 2700K - 285 Lumens - 90 CRI - 20W Halogen Equivalent - 36° Beam Angle - 12V $17.50 add Emery Allen EA-MR16-3.0W-36D-3090-D - 3W LED MR16 3000K - 285 Lumens - 90 CRI - 20W Halogen Equivalent - 36° Beam Angle - 12V $17.50 add Emery Allen EA-MR16-3.0W-60D-2790-D - 3W LED MR16 2700K - 285 Lumens - 90 CRI - 20W Halogen Equivalent - 60° Beam Angle - 12V $17.50 add Emery Allen EA-MR16-3.0W-60D-3090-D - 3W LED MR16 3000K - 285 Lumens - 90 CRI - 20W Halogen Equivalent - 60° Beam Angle - 12V $17.50 add Emery Allen EA-MR16-3.0W-120D-2790-D - 3W LED MR16 2700K - 290 Lumens - 90 CRI - 20W Halogen Equivalent - 120° Beam Angle - 12V $17.50 add Emery Allen EA-MR16-3.0W-120D-3090-D - 3W LED MR16 3000K - 290 Lumens - 90 CRI - 20W Halogen Equivalent - 120° Beam Angle - 12V $18.50 add Emery Allen EA-MR16-5.0W-15D-2790-D - 5W LED MR16 2700K - 500 Lumens - 90 CRI - 50W Halogen Equivalent - 15° Beam Angle - 12V $18.50 add Emery Allen EA-MR16-5.0W-15D-3090-D - 5W LED MR16 3000K - 500 Lumens - 90 CRI - 50W Halogen Equivalent - 15° Beam Angle - 12V $18.50 add Emery Allen EA-MR16-5.0W-24D-2790-D - 5W LED MR16 2700K - 505 Lumens - 90 CRI - 50W Halogen Equivalent - 24° Beam Angle - 12V $18.50 add Emery Allen EA-MR16-5.0W-24D-3090-D - 5W LED MR16 3000K - 505 Lumens - 90 CRI - 50W Halogen Equivalent - 24° Beam Angle - 12V $18.50 add Emery Allen EA-MR16-5.0W-36D-3090-D - 5W LED MR16 - 3000K 510 Lumens - 90 CRI - 50W Halogen Equivalent - 36° - 12V $18.50 add Emery Allen EA-MR16-5.0W-60D-2790-D - 5W LED MR16 - 2700K 510 Lumens - 90 CRI - 50W Halogen Equivalent - 60° - 12V $18.50 add Emery Allen EA-MR16-5.0W-60D-3090-D - 5W LED MR16 - 3000K 510 Lumens - 90 CRI - 50W Halogen Equivalent - 60° - 12V $18.50 add Emery Allen EA-MR16-5.0W-120D-2790-D - 5W LED MR16 - 2700K 525 Lumens - 90 CRI - 50W Halogen Equivalent - 120° - 12V $18.50 add Emery Allen EA-MR16-5.0W-120D-3090-D - 5W LED MR16 - 3000K 525 Lumens - 90 CRI - 50W Halogen Equivalent - 120° - 12V $19.50 add Emery Allen EA-MR16-7.0W-15D-2790-D - 7W LED MR16 - 2700K 505 Lumens - 90 CRI - 50W Halogen Equivalent - 15° - 12V $19.50 add Emery Allen EA-MR16-7.0W-15D-3090-D - 7W LED MR16 - 3000K 505 Lumens - 90 CRI - 50W Halogen Equivalent - 15° - 12V $19.50 add Emery Allen EA-MR16-7.0W-24D-2790-D - 7W LED MR16 - 2700K 505 Lumens - 90 CRI - 50W Halogen Equivalent - 24° - 12V $19.50 add Emery Allen EA-MR16-7.0W-24D-3090-D - 7W LED MR16 - 3000K 505 Lumens - 90 CRI - 50W Halogen Equivalent - 24° - 12V $19.50 add Emery Allen EA-MR16-7.0W-36D-2790-D - 7W LED MR16 - 2700K 510 Lumens - 90 CRI - 50W Halogen Equivalent - 36° - 12V $19.50 add Emery Allen EA-MR16-7.0W-36D-3090-D - 7W LED MR16 - 3000K 510 Lumens - 90 CRI - 50W Halogen Equivalent - 36° - 12V $19.50 add Emery Allen EA-MR16-7.0W-60D-2790-D - 7W LED MR16 - 2700K 510 Lumens - 90 CRI - 50W Halogen Equivalent - 60° - 12V $19.50 add Emery Allen EA-MR16-7.0W-60D-3090-D - 7W LED MR16 - 3000K 510 Lumens - 90 CRI - 50W Halogen Equivalent - 60° - 12V $19.50 add Emery Allen EA-MR16-7.0W-120D-2790-D - 7W LED MR16 - 2700K 525 Lumens - 90 CRI - 50W Halogen Equivalent - 120° - 12V $19.50 add Emery Allen EA-MR16-7.0W-120D-3090-D - 7W LED MR16 - 3000K 525 Lumens - 90 CRI - 50W Halogen Equivalent - 120° - 12V 510 Lumens - 90 CRI - 50W Halogen Equivalent - 36° - 12V Emery Allen EA-MR16-5.0W-36D-2790-D - 5W LED MR16 - 2700K | 2700 | 90 | 510 | 102 | 25000 | 5 | 1 | 17.5 | 17.5 | 20.5632 | 2020Q2 | https://www.energyavenue.com/Emery-Allen/EA-MR16-5.0W-36D-2790-D | Energy Avenue | 2020 | Yes
LED Lighting | Downlight | Emery Allen | True |  | LED | MR16 | GU5.3 | Wattage3 Watt5 Watt7 WattColor Temp.2700K3000KBeam Angle120°15°24°36°60° Product Description The 12V 5W LED MR16 retrofit lamp from Emery Allen offers you lasting performance without raising your energy consumption. This product allows you to update interior and exterior task lighting while emitting 3000K of warm white light wherever you need a little illumination. It's compatible with MLV and ELV dimmers and works with most standard GU5.3 base fixtures. Product Features: Direct replacement for 35W incandescent and halogen bulbs Compatible with electronic and magnetic LED dimmers Works with most standard GU5.3 base fixtures Color accuracy of 90+ CRI Beam angle of 36 degrees Lifespan of 25,000 hours Applications: Pendant lights Track lighting Task lighting Landscape lighting Recessed down lights Alternate Product Versions $17.50 add Emery Allen EA-MR16-3.0W-15D-2790-D - 3W LED MR16 2700K - 280 Lumens - 90 CRI - 20W Halogen Equivalent - 15° Beam Angle - 12V $17.50 add Emery Allen EA-MR16-3.0W-15D-3090-D - 3W LED MR16 3000K - 280 Lumens - 90 CRI - 20W Halogen Equivalent - 15° Beam Angle - 12V $17.50 add Emery Allen EA-MR16-3.0W-24D-2790-D - 3W LED MR16 2700K - 290 Lumens - 90 CRI - 20W Halogen Equivalent - 24° Beam Angle - 12V $17.50 add Emery Allen EA-MR16-3.0W-24D-3090-D - 3W LED MR16 3000K - 290 Lumens - 90 CRI - 20W Halogen Equivalent - 24° Beam Angle - 12V $17.50 add Emery Allen EA-MR16-3.0W-36D-2790-D - 3W LED MR16 2700K - 285 Lumens - 90 CRI - 20W Halogen Equivalent - 36° Beam Angle - 12V $17.50 add Emery Allen EA-MR16-3.0W-36D-3090-D - 3W LED MR16 3000K - 285 Lumens - 90 CRI - 20W Halogen Equivalent - 36° Beam Angle - 12V $17.50 add Emery Allen EA-MR16-3.0W-60D-2790-D - 3W LED MR16 2700K - 285 Lumens - 90 CRI - 20W Halogen Equivalent - 60° Beam Angle - 12V $17.50 add Emery Allen EA-MR16-3.0W-60D-3090-D - 3W LED MR16 3000K - 285 Lumens - 90 CRI - 20W Halogen Equivalent - 60° Beam Angle - 12V $17.50 add Emery Allen EA-MR16-3.0W-120D-2790-D - 3W LED MR16 2700K - 290 Lumens - 90 CRI - 20W Halogen Equivalent - 120° Beam Angle - 12V $17.50 add Emery Allen EA-MR16-3.0W-120D-3090-D - 3W LED MR16 3000K - 290 Lumens - 90 CRI - 20W Halogen Equivalent - 120° Beam Angle - 12V $18.50 add Emery Allen EA-MR16-5.0W-15D-2790-D - 5W LED MR16 2700K - 500 Lumens - 90 CRI - 50W Halogen Equivalent - 15° Beam Angle - 12V $18.50 add Emery Allen EA-MR16-5.0W-15D-3090-D - 5W LED MR16 3000K - 500 Lumens - 90 CRI - 50W Halogen Equivalent - 15° Beam Angle - 12V $18.50 add Emery Allen EA-MR16-5.0W-24D-2790-D - 5W LED MR16 2700K - 505 Lumens - 90 CRI - 50W Halogen Equivalent - 24° Beam Angle - 12V $18.50 add Emery Allen EA-MR16-5.0W-24D-3090-D - 5W LED MR16 3000K - 505 Lumens - 90 CRI - 50W Halogen Equivalent - 24° Beam Angle - 12V $18.50 add Emery Allen EA-MR16-5.0W-36D-2790-D - 5W LED MR16 - 2700K 510 Lumens - 90 CRI - 50W Halogen Equivalent - 36° - 12V $18.50 add Emery Allen EA-MR16-5.0W-60D-2790-D - 5W LED MR16 - 2700K 510 Lumens - 90 CRI - 50W Halogen Equivalent - 60° - 12V $18.50 add Emery Allen EA-MR16-5.0W-60D-3090-D - 5W LED MR16 - 3000K 510 Lumens - 90 CRI - 50W Halogen Equivalent - 60° - 12V $18.50 add Emery Allen EA-MR16-5.0W-120D-2790-D - 5W LED MR16 - 2700K 525 Lumens - 90 CRI - 50W Halogen Equivalent - 120° - 12V $18.50 add Emery Allen EA-MR16-5.0W-120D-3090-D - 5W LED MR16 - 3000K 525 Lumens - 90 CRI - 50W Halogen Equivalent - 120° - 12V $19.50 add Emery Allen EA-MR16-7.0W-15D-2790-D - 7W LED MR16 - 2700K 505 Lumens - 90 CRI - 50W Halogen Equivalent - 15° - 12V $19.50 add Emery Allen EA-MR16-7.0W-15D-3090-D - 7W LED MR16 - 3000K 505 Lumens - 90 CRI - 50W Halogen Equivalent - 15° - 12V $19.50 add Emery Allen EA-MR16-7.0W-24D-2790-D - 7W LED MR16 - 2700K 505 Lumens - 90 CRI - 50W Halogen Equivalent - 24° - 12V $19.50 add Emery Allen EA-MR16-7.0W-24D-3090-D - 7W LED MR16 - 3000K 505 Lumens - 90 CRI - 50W Halogen Equivalent - 24° - 12V $19.50 add Emery Allen EA-MR16-7.0W-36D-2790-D - 7W LED MR16 - 2700K 510 Lumens - 90 CRI - 50W Halogen Equivalent - 36° - 12V $19.50 add Emery Allen EA-MR16-7.0W-36D-3090-D - 7W LED MR16 - 3000K 510 Lumens - 90 CRI - 50W Halogen Equivalent - 36° - 12V $19.50 add Emery Allen EA-MR16-7.0W-60D-2790-D - 7W LED MR16 - 2700K 510 Lumens - 90 CRI - 50W Halogen Equivalent - 60° - 12V $19.50 add Emery Allen EA-MR16-7.0W-60D-3090-D - 7W LED MR16 - 3000K 510 Lumens - 90 CRI - 50W Halogen Equivalent - 60° - 12V $19.50 add Emery Allen EA-MR16-7.0W-120D-2790-D - 7W LED MR16 - 2700K 525 Lumens - 90 CRI - 50W Halogen Equivalent - 120° - 12V $19.50 add Emery Allen EA-MR16-7.0W-120D-3090-D - 7W LED MR16 - 3000K 525 Lumens - 90 CRI - 50W Halogen Equivalent - 120° - 12V 510 Lumens - 90 CRI - 50W Halogen Equivalent - 36° - 12V Emery Allen EA-MR16-5.0W-36D-3090-D - 5W LED MR16 - 3000K | 3000 | 90 | 510 | 102 | 25000 | 5 | 1 | 18.5 | 18.5 | 21.7382 | 2020Q2 | https://www.energyavenue.com/Emery-Allen/EA-MR16-5.0W-36D-3090-D | Energy Avenue | 2020 | No
LED Lighting | Reflector | Emery Allen | True |  | LED | MR16 | GU5.3 | Wattage3 Watt5 Watt7 WattColor Temp.2700K3000KBeam Angle120°15°24°36°60° NOTICE: This Product Has Been DiscontinuedProduct Description The Emery Allen EA-MR16-5.0W-60D-2790-D's compact size packs a powerful punch. Inside the ceramic and polycarbonate exterior is a 2700K soft white and yellowish illumination packed inside a 60-degree beam angle. Great for open and enclosed fixtures indoors and outdoors, enjoy the beautiful beam for 25,000 life hours. Emery Allen EA-MR16-5.0W-60D-2790-D Features: LED MR16 retrofit lamp Replaces 35W halogen equivalents Dimming option Emery Allen EA-MR16-5.0W-60D-2790-D Applications: Pendants Landscape lighting Recessed lighting Alternate Product Versions $17.50 add Emery Allen EA-MR16-3.0W-15D-2790-D - 3W LED MR16 2700K - 280 Lumens - 90 CRI - 20W Halogen Equivalent - 15° Beam Angle - 12V $17.50 add Emery Allen EA-MR16-3.0W-15D-3090-D - 3W LED MR16 3000K - 280 Lumens - 90 CRI - 20W Halogen Equivalent - 15° Beam Angle - 12V $17.50 add Emery Allen EA-MR16-3.0W-24D-2790-D - 3W LED MR16 2700K - 290 Lumens - 90 CRI - 20W Halogen Equivalent - 24° Beam Angle - 12V $17.50 add Emery Allen EA-MR16-3.0W-24D-3090-D - 3W LED MR16 3000K - 290 Lumens - 90 CRI - 20W Halogen Equivalent - 24° Beam Angle - 12V $17.50 add Emery Allen EA-MR16-3.0W-36D-2790-D - 3W LED MR16 2700K - 285 Lumens - 90 CRI - 20W Halogen Equivalent - 36° Beam Angle - 12V $17.50 add Emery Allen EA-MR16-3.0W-36D-3090-D - 3W LED MR16 3000K - 285 Lumens - 90 CRI - 20W Halogen Equivalent - 36° Beam Angle - 12V $17.50 add Emery Allen EA-MR16-3.0W-60D-2790-D - 3W LED MR16 2700K - 285 Lumens - 90 CRI - 20W Halogen Equivalent - 60° Beam Angle - 12V $17.50 add Emery Allen EA-MR16-3.0W-60D-3090-D - 3W LED MR16 3000K - 285 Lumens - 90 CRI - 20W Halogen Equivalent - 60° Beam Angle - 12V $17.50 add Emery Allen EA-MR16-3.0W-120D-2790-D - 3W LED MR16 2700K - 290 Lumens - 90 CRI - 20W Halogen Equivalent - 120° Beam Angle - 12V $17.50 add Emery Allen EA-MR16-3.0W-120D-3090-D - 3W LED MR16 3000K - 290 Lumens - 90 CRI - 20W Halogen Equivalent - 120° Beam Angle - 12V $18.50 add Emery Allen EA-MR16-5.0W-15D-2790-D - 5W LED MR16 2700K - 500 Lumens - 90 CRI - 50W Halogen Equivalent - 15° Beam Angle - 12V $18.50 add Emery Allen EA-MR16-5.0W-15D-3090-D - 5W LED MR16 3000K - 500 Lumens - 90 CRI - 50W Halogen Equivalent - 15° Beam Angle - 12V $18.50 add Emery Allen EA-MR16-5.0W-24D-2790-D - 5W LED MR16 2700K - 505 Lumens - 90 CRI - 50W Halogen Equivalent - 24° Beam Angle - 12V $18.50 add Emery Allen EA-MR16-5.0W-24D-3090-D - 5W LED MR16 3000K - 505 Lumens - 90 CRI - 50W Halogen Equivalent - 24° Beam Angle - 12V $18.50 add Emery Allen EA-MR16-5.0W-36D-2790-D - 5W LED MR16 - 2700K 510 Lumens - 90 CRI - 50W Halogen Equivalent - 36° - 12V $18.50 add Emery Allen EA-MR16-5.0W-36D-3090-D - 5W LED MR16 - 3000K 510 Lumens - 90 CRI - 50W Halogen Equivalent - 36° - 12V $18.50 add Emery Allen EA-MR16-5.0W-60D-3090-D - 5W LED MR16 - 3000K 510 Lumens - 90 CRI - 50W Halogen Equivalent - 60° - 12V $18.50 add Emery Allen EA-MR16-5.0W-120D-2790-D - 5W LED MR16 - 2700K 525 Lumens - 90 CRI - 50W Halogen Equivalent - 120° - 12V $18.50 add Emery Allen EA-MR16-5.0W-120D-3090-D - 5W LED MR16 - 3000K 525 Lumens - 90 CRI - 50W Halogen Equivalent - 120° - 12V $19.50 add Emery Allen EA-MR16-7.0W-15D-2790-D - 7W LED MR16 - 2700K 505 Lumens - 90 CRI - 50W Halogen Equivalent - 15° - 12V $19.50 add Emery Allen EA-MR16-7.0W-15D-3090-D - 7W LED MR16 - 3000K 505 Lumens - 90 CRI - 50W Halogen Equivalent - 15° - 12V $19.50 add Emery Allen EA-MR16-7.0W-24D-2790-D - 7W LED MR16 - 2700K 505 Lumens - 90 CRI - 50W Halogen Equivalent - 24° - 12V $19.50 add Emery Allen EA-MR16-7.0W-24D-3090-D - 7W LED MR16 - 3000K 505 Lumens - 90 CRI - 50W Halogen Equivalent - 24° - 12V $19.50 add Emery Allen EA-MR16-7.0W-36D-2790-D - 7W LED MR16 - 2700K 510 Lumens - 90 CRI - 50W Halogen Equivalent - 36° - 12V $19.50 add Emery Allen EA-MR16-7.0W-36D-3090-D - 7W LED MR16 - 3000K 510 Lumens - 90 CRI - 50W Halogen Equivalent - 36° - 12V $19.50 add Emery Allen EA-MR16-7.0W-60D-2790-D - 7W LED MR16 - 2700K 510 Lumens - 90 CRI - 50W Halogen Equivalent - 60° - 12V $19.50 add Emery Allen EA-MR16-7.0W-60D-3090-D - 7W LED MR16 - 3000K 510 Lumens - 90 CRI - 50W Halogen Equivalent - 60° - 12V $19.50 add Emery Allen EA-MR16-7.0W-120D-2790-D - 7W LED MR16 - 2700K 525 Lumens - 90 CRI - 50W Halogen Equivalent - 120° - 12V $19.50 add Emery Allen EA-MR16-7.0W-120D-3090-D - 7W LED MR16 - 3000K 525 Lumens - 90 CRI - 50W Halogen Equivalent - 120° - 12V 510 Lumens - 90 CRI - 50W Halogen Equivalent - 60° - 12V Emery Allen EA-MR16-5.0W-60D-2790-D - 5W LED MR16 - 2700K | 2700 | 90 | 510 | 102 | 25000 | 5 | 1 | 17.5 | 17.5 | 20.5632 | 2020Q2 | https://www.energyavenue.com/Emery-Allen/EA-MR16-5.0W-60D-2790-D | Energy Avenue | 2020 | Yes
LED Lighting | Downlight | Emery Allen | True |  | LED | MR16 | GU5.3 | Wattage3 Watt5 Watt7 WattColor Temp.2700K3000KBeam Angle120°15°24°36°60° Product Description Swap out your old 35W halogen and incandescent bulbs for this 5W LED MR16 from Emery Allen. This is another fine-quality retrofit from a company you can trust, and it allows you to enjoy 3000K of warm white light for up to 35,000 hours. It's compatible with magnetic and electronic dimmers and GU5.3 base fixtures. Product Features: Direct replacement for 35W halogen and incandescent bulbs Compatible with GU5.3 base fixtures Color accuracy of 90+ CRI Dimmable; compatible with MLV and ELV dimmers Lifespan of up to 25,000 hours Applications: Recessed downlights Pendant lights Track lights Landscape lighting Task lighting Alternate Product Versions $17.50 add Emery Allen EA-MR16-3.0W-15D-2790-D - 3W LED MR16 2700K - 280 Lumens - 90 CRI - 20W Halogen Equivalent - 15° Beam Angle - 12V $17.50 add Emery Allen EA-MR16-3.0W-15D-3090-D - 3W LED MR16 3000K - 280 Lumens - 90 CRI - 20W Halogen Equivalent - 15° Beam Angle - 12V $17.50 add Emery Allen EA-MR16-3.0W-24D-2790-D - 3W LED MR16 2700K - 290 Lumens - 90 CRI - 20W Halogen Equivalent - 24° Beam Angle - 12V $17.50 add Emery Allen EA-MR16-3.0W-24D-3090-D - 3W LED MR16 3000K - 290 Lumens - 90 CRI - 20W Halogen Equivalent - 24° Beam Angle - 12V $17.50 add Emery Allen EA-MR16-3.0W-36D-2790-D - 3W LED MR16 2700K - 285 Lumens - 90 CRI - 20W Halogen Equivalent - 36° Beam Angle - 12V $17.50 add Emery Allen EA-MR16-3.0W-36D-3090-D - 3W LED MR16 3000K - 285 Lumens - 90 CRI - 20W Halogen Equivalent - 36° Beam Angle - 12V $17.50 add Emery Allen EA-MR16-3.0W-60D-2790-D - 3W LED MR16 2700K - 285 Lumens - 90 CRI - 20W Halogen Equivalent - 60° Beam Angle - 12V $17.50 add Emery Allen EA-MR16-3.0W-60D-3090-D - 3W LED MR16 3000K - 285 Lumens - 90 CRI - 20W Halogen Equivalent - 60° Beam Angle - 12V $17.50 add Emery Allen EA-MR16-3.0W-120D-2790-D - 3W LED MR16 2700K - 290 Lumens - 90 CRI - 20W Halogen Equivalent - 120° Beam Angle - 12V $17.50 add Emery Allen EA-MR16-3.0W-120D-3090-D - 3W LED MR16 3000K - 290 Lumens - 90 CRI - 20W Halogen Equivalent - 120° Beam Angle - 12V $18.50 add Emery Allen EA-MR16-5.0W-15D-2790-D - 5W LED MR16 2700K - 500 Lumens - 90 CRI - 50W Halogen Equivalent - 15° Beam Angle - 12V $18.50 add Emery Allen EA-MR16-5.0W-15D-3090-D - 5W LED MR16 3000K - 500 Lumens - 90 CRI - 50W Halogen Equivalent - 15° Beam Angle - 12V $18.50 add Emery Allen EA-MR16-5.0W-24D-2790-D - 5W LED MR16 2700K - 505 Lumens - 90 CRI - 50W Halogen Equivalent - 24° Beam Angle - 12V $18.50 add Emery Allen EA-MR16-5.0W-24D-3090-D - 5W LED MR16 3000K - 505 Lumens - 90 CRI - 50W Halogen Equivalent - 24° Beam Angle - 12V $18.50 add Emery Allen EA-MR16-5.0W-36D-2790-D - 5W LED MR16 - 2700K 510 Lumens - 90 CRI - 50W Halogen Equivalent - 36° - 12V $18.50 add Emery Allen EA-MR16-5.0W-36D-3090-D - 5W LED MR16 - 3000K 510 Lumens - 90 CRI - 50W Halogen Equivalent - 36° - 12V $18.50 add Emery Allen EA-MR16-5.0W-60D-2790-D - 5W LED MR16 - 2700K 510 Lumens - 90 CRI - 50W Halogen Equivalent - 60° - 12V $18.50 add Emery Allen EA-MR16-5.0W-120D-2790-D - 5W LED MR16 - 2700K 525 Lumens - 90 CRI - 50W Halogen Equivalent - 120° - 12V $18.50 add Emery Allen EA-MR16-5.0W-120D-3090-D - 5W LED MR16 - 3000K 525 Lumens - 90 CRI - 50W Halogen Equivalent - 120° - 12V $19.50 add Emery Allen EA-MR16-7.0W-15D-2790-D - 7W LED MR16 - 2700K 505 Lumens - 90 CRI - 50W Halogen Equivalent - 15° - 12V $19.50 add Emery Allen EA-MR16-7.0W-15D-3090-D - 7W LED MR16 - 3000K 505 Lumens - 90 CRI - 50W Halogen Equivalent - 15° - 12V $19.50 add Emery Allen EA-MR16-7.0W-24D-2790-D - 7W LED MR16 - 2700K 505 Lumens - 90 CRI - 50W Halogen Equivalent - 24° - 12V $19.50 add Emery Allen EA-MR16-7.0W-24D-3090-D - 7W LED MR16 - 3000K 505 Lumens - 90 CRI - 50W Halogen Equivalent - 24° - 12V $19.50 add Emery Allen EA-MR16-7.0W-36D-2790-D - 7W LED MR16 - 2700K 510 Lumens - 90 CRI - 50W Halogen Equivalent - 36° - 12V $19.50 add Emery Allen EA-MR16-7.0W-36D-3090-D - 7W LED MR16 - 3000K 510 Lumens - 90 CRI - 50W Halogen Equivalent - 36° - 12V $19.50 add Emery Allen EA-MR16-7.0W-60D-2790-D - 7W LED MR16 - 2700K 510 Lumens - 90 CRI - 50W Halogen Equivalent - 60° - 12V $19.50 add Emery Allen EA-MR16-7.0W-60D-3090-D - 7W LED MR16 - 3000K 510 Lumens - 90 CRI - 50W Halogen Equivalent - 60° - 12V $19.50 add Emery Allen EA-MR16-7.0W-120D-2790-D - 7W LED MR16 - 2700K 525 Lumens - 90 CRI - 50W Halogen Equivalent - 120° - 12V $19.50 add Emery Allen EA-MR16-7.0W-120D-3090-D - 7W LED MR16 - 3000K 525 Lumens - 90 CRI - 50W Halogen Equivalent - 120° - 12V 510 Lumens - 90 CRI - 50W Halogen Equivalent - 60° - 12V Emery Allen EA-MR16-5.0W-60D-3090-D - 5W LED MR16 - 3000K | 3000 | 90 | 510 | 102 | 35000 | 5 | 1 | 18.5 | 18.5 | 21.7382 | 2020Q2 | https://www.energyavenue.com/Emery-Allen/EA-MR16-5.0W-60D-3090-D | Energy Avenue | 2020 | No
LED Lighting |  | Emery Allen | True |  | LED | MR16 | GU5.3 | Wattage3 Watt5 Watt7 WattColor Temp.2700K3000KBeam Angle120°15°24°36°60° NOTICE: This Product Has Been DiscontinuedProduct Description The Emery Allen EA-MR16-7.0W-120D-2790-D energy-saving retrofit lamp built from ceramic material and polycarbonate lens. The intricate detail and compact size shouldn't generate powerful 2700K soft white illumination, yet it does - with a dimming option. The LED MR16 is flexible with indoor and outdoor use, making it a worthy 50W halogen replacement. Emery Allen EA-MR16-7.0W-120D-2790-D Features: 120-degree beam angle Magnificent in open and enclosed fixtures 25,000 life hours Emery Allen EA-MR16-7.0W-120D-2790-D Applications: Ceiling Fixtures Outdoor lighting Track lighting Alternate Product Versions $17.50 add Emery Allen EA-MR16-3.0W-15D-2790-D - 3W LED MR16 2700K - 280 Lumens - 90 CRI - 20W Halogen Equivalent - 15° Beam Angle - 12V $17.50 add Emery Allen EA-MR16-3.0W-15D-3090-D - 3W LED MR16 3000K - 280 Lumens - 90 CRI - 20W Halogen Equivalent - 15° Beam Angle - 12V $17.50 add Emery Allen EA-MR16-3.0W-24D-2790-D - 3W LED MR16 2700K - 290 Lumens - 90 CRI - 20W Halogen Equivalent - 24° Beam Angle - 12V $17.50 add Emery Allen EA-MR16-3.0W-24D-3090-D - 3W LED MR16 3000K - 290 Lumens - 90 CRI - 20W Halogen Equivalent - 24° Beam Angle - 12V $17.50 add Emery Allen EA-MR16-3.0W-36D-2790-D - 3W LED MR16 2700K - 285 Lumens - 90 CRI - 20W Halogen Equivalent - 36° Beam Angle - 12V $17.50 add Emery Allen EA-MR16-3.0W-36D-3090-D - 3W LED MR16 3000K - 285 Lumens - 90 CRI - 20W Halogen Equivalent - 36° Beam Angle - 12V $17.50 add Emery Allen EA-MR16-3.0W-60D-2790-D - 3W LED MR16 2700K - 285 Lumens - 90 CRI - 20W Halogen Equivalent - 60° Beam Angle - 12V $17.50 add Emery Allen EA-MR16-3.0W-60D-3090-D - 3W LED MR16 3000K - 285 Lumens - 90 CRI - 20W Halogen Equivalent - 60° Beam Angle - 12V $17.50 add Emery Allen EA-MR16-3.0W-120D-2790-D - 3W LED MR16 2700K - 290 Lumens - 90 CRI - 20W Halogen Equivalent - 120° Beam Angle - 12V $17.50 add Emery Allen EA-MR16-3.0W-120D-3090-D - 3W LED MR16 3000K - 290 Lumens - 90 CRI - 20W Halogen Equivalent - 120° Beam Angle - 12V $18.50 add Emery Allen EA-MR16-5.0W-15D-2790-D - 5W LED MR16 2700K - 500 Lumens - 90 CRI - 50W Halogen Equivalent - 15° Beam Angle - 12V $18.50 add Emery Allen EA-MR16-5.0W-15D-3090-D - 5W LED MR16 3000K - 500 Lumens - 90 CRI - 50W Halogen Equivalent - 15° Beam Angle - 12V $18.50 add Emery Allen EA-MR16-5.0W-24D-2790-D - 5W LED MR16 2700K - 505 Lumens - 90 CRI - 50W Halogen Equivalent - 24° Beam Angle - 12V $18.50 add Emery Allen EA-MR16-5.0W-24D-3090-D - 5W LED MR16 3000K - 505 Lumens - 90 CRI - 50W Halogen Equivalent - 24° Beam Angle - 12V $18.50 add Emery Allen EA-MR16-5.0W-36D-2790-D - 5W LED MR16 - 2700K 510 Lumens - 90 CRI - 50W Halogen Equivalent - 36° - 12V $18.50 add Emery Allen EA-MR16-5.0W-36D-3090-D - 5W LED MR16 - 3000K 510 Lumens - 90 CRI - 50W Halogen Equivalent - 36° - 12V $18.50 add Emery Allen EA-MR16-5.0W-60D-2790-D - 5W LED MR16 - 2700K 510 Lumens - 90 CRI - 50W Halogen Equivalent - 60° - 12V $18.50 add Emery Allen EA-MR16-5.0W-60D-3090-D - 5W LED MR16 - 3000K 510 Lumens - 90 CRI - 50W Halogen Equivalent - 60° - 12V $18.50 add Emery Allen EA-MR16-5.0W-120D-2790-D - 5W LED MR16 - 2700K 525 Lumens - 90 CRI - 50W Halogen Equivalent - 120° - 12V $18.50 add Emery Allen EA-MR16-5.0W-120D-3090-D - 5W LED MR16 - 3000K 525 Lumens - 90 CRI - 50W Halogen Equivalent - 120° - 12V $19.50 add Emery Allen EA-MR16-7.0W-15D-2790-D - 7W LED MR16 - 2700K 505 Lumens - 90 CRI - 50W Halogen Equivalent - 15° - 12V $19.50 add Emery Allen EA-MR16-7.0W-15D-3090-D - 7W LED MR16 - 3000K 505 Lumens - 90 CRI - 50W Halogen Equivalent - 15° - 12V $19.50 add Emery Allen EA-MR16-7.0W-24D-2790-D - 7W LED MR16 - 2700K 505 Lumens - 90 CRI - 50W Halogen Equivalent - 24° - 12V $19.50 add Emery Allen EA-MR16-7.0W-24D-3090-D - 7W LED MR16 - 3000K 505 Lumens - 90 CRI - 50W Halogen Equivalent - 24° - 12V $19.50 add Emery Allen EA-MR16-7.0W-36D-2790-D - 7W LED MR16 - 2700K 510 Lumens - 90 CRI - 50W Halogen Equivalent - 36° - 12V $19.50 add Emery Allen EA-MR16-7.0W-36D-3090-D - 7W LED MR16 - 3000K 510 Lumens - 90 CRI - 50W Halogen Equivalent - 36° - 12V $19.50 add Emery Allen EA-MR16-7.0W-60D-2790-D - 7W LED MR16 - 2700K 510 Lumens - 90 CRI - 50W Halogen Equivalent - 60° - 12V $19.50 add Emery Allen EA-MR16-7.0W-60D-3090-D - 7W LED MR16 - 3000K 510 Lumens - 90 CRI - 50W Halogen Equivalent - 60° - 12V $19.50 add Emery Allen EA-MR16-7.0W-120D-3090-D - 7W LED MR16 - 3000K 525 Lumens - 90 CRI - 50W Halogen Equivalent - 120° - 12V 525 Lumens - 90 CRI - 50W Halogen Equivalent - 120° - 12V Emery Allen EA-MR16-7.0W-120D-2790-D - 7W LED MR16 - 2700K | 2700 | 90 | 525 | 75 | 25000 | 7 | 1 | 17.5 | 17.5 | 20.5632 | 2020Q2 | https://www.energyavenue.com/Emery-Allen/EA-MR16-7.0W-120D-2790-D | Energy Avenue | 2020 | Yes
LED Lighting |  | Emery Allen | True |  | LED | MR16 | GU5.3 | Wattage3 Watt5 Watt7 WattColor Temp.2700K3000KBeam Angle120°15°24°36°60° NOTICE: This Product Has Been DiscontinuedProduct Description When your lighting needs an update, consider this 12V 7W LED MR16 bulb from the folks at Emery Allen. This ceramic and PC lamp will allow you to save energy while enjoying 3000K of warm white light for up to 25,000 hours. It's compatible with ELV and MLV dimmers and fits most standard GU5.3 base fixtures. Product Features: Direct replacement for 12V 50W incandescent and halogen bulbs Compatible with electronic and magnetic LED dimmers Fits most GU5.3 base fixtures Color accuracy of 90+ CRI RoHS compliant LIfespan of up to 25,000 hours Applications: Task lighting Track lights Pendant lights Landscape lighting Recessed lighting Alternate Product Versions $17.50 add Emery Allen EA-MR16-3.0W-15D-2790-D - 3W LED MR16 2700K - 280 Lumens - 90 CRI - 20W Halogen Equivalent - 15° Beam Angle - 12V $17.50 add Emery Allen EA-MR16-3.0W-15D-3090-D - 3W LED MR16 3000K - 280 Lumens - 90 CRI - 20W Halogen Equivalent - 15° Beam Angle - 12V $17.50 add Emery Allen EA-MR16-3.0W-24D-2790-D - 3W LED MR16 2700K - 290 Lumens - 90 CRI - 20W Halogen Equivalent - 24° Beam Angle - 12V $17.50 add Emery Allen EA-MR16-3.0W-24D-3090-D - 3W LED MR16 3000K - 290 Lumens - 90 CRI - 20W Halogen Equivalent - 24° Beam Angle - 12V $17.50 add Emery Allen EA-MR16-3.0W-36D-2790-D - 3W LED MR16 2700K - 285 Lumens - 90 CRI - 20W Halogen Equivalent - 36° Beam Angle - 12V $17.50 add Emery Allen EA-MR16-3.0W-36D-3090-D - 3W LED MR16 3000K - 285 Lumens - 90 CRI - 20W Halogen Equivalent - 36° Beam Angle - 12V $17.50 add Emery Allen EA-MR16-3.0W-60D-2790-D - 3W LED MR16 2700K - 285 Lumens - 90 CRI - 20W Halogen Equivalent - 60° Beam Angle - 12V $17.50 add Emery Allen EA-MR16-3.0W-60D-3090-D - 3W LED MR16 3000K - 285 Lumens - 90 CRI - 20W Halogen Equivalent - 60° Beam Angle - 12V $17.50 add Emery Allen EA-MR16-3.0W-120D-2790-D - 3W LED MR16 2700K - 290 Lumens - 90 CRI - 20W Halogen Equivalent - 120° Beam Angle - 12V $17.50 add Emery Allen EA-MR16-3.0W-120D-3090-D - 3W LED MR16 3000K - 290 Lumens - 90 CRI - 20W Halogen Equivalent - 120° Beam Angle - 12V $18.50 add Emery Allen EA-MR16-5.0W-15D-2790-D - 5W LED MR16 2700K - 500 Lumens - 90 CRI - 50W Halogen Equivalent - 15° Beam Angle - 12V $18.50 add Emery Allen EA-MR16-5.0W-15D-3090-D - 5W LED MR16 3000K - 500 Lumens - 90 CRI - 50W Halogen Equivalent - 15° Beam Angle - 12V $18.50 add Emery Allen EA-MR16-5.0W-24D-2790-D - 5W LED MR16 2700K - 505 Lumens - 90 CRI - 50W Halogen Equivalent - 24° Beam Angle - 12V $18.50 add Emery Allen EA-MR16-5.0W-24D-3090-D - 5W LED MR16 3000K - 505 Lumens - 90 CRI - 50W Halogen Equivalent - 24° Beam Angle - 12V $18.50 add Emery Allen EA-MR16-5.0W-36D-2790-D - 5W LED MR16 - 2700K 510 Lumens - 90 CRI - 50W Halogen Equivalent - 36° - 12V $18.50 add Emery Allen EA-MR16-5.0W-36D-3090-D - 5W LED MR16 - 3000K 510 Lumens - 90 CRI - 50W Halogen Equivalent - 36° - 12V $18.50 add Emery Allen EA-MR16-5.0W-60D-2790-D - 5W LED MR16 - 2700K 510 Lumens - 90 CRI - 50W Halogen Equivalent - 60° - 12V $18.50 add Emery Allen EA-MR16-5.0W-60D-3090-D - 5W LED MR16 - 3000K 510 Lumens - 90 CRI - 50W Halogen Equivalent - 60° - 12V $18.50 add Emery Allen EA-MR16-5.0W-120D-2790-D - 5W LED MR16 - 2700K 525 Lumens - 90 CRI - 50W Halogen Equivalent - 120° - 12V $18.50 add Emery Allen EA-MR16-5.0W-120D-3090-D - 5W LED MR16 - 3000K 525 Lumens - 90 CRI - 50W Halogen Equivalent - 120° - 12V $19.50 add Emery Allen EA-MR16-7.0W-15D-2790-D - 7W LED MR16 - 2700K 505 Lumens - 90 CRI - 50W Halogen Equivalent - 15° - 12V $19.50 add Emery Allen EA-MR16-7.0W-15D-3090-D - 7W LED MR16 - 3000K 505 Lumens - 90 CRI - 50W Halogen Equivalent - 15° - 12V $19.50 add Emery Allen EA-MR16-7.0W-24D-2790-D - 7W LED MR16 - 2700K 505 Lumens - 90 CRI - 50W Halogen Equivalent - 24° - 12V $19.50 add Emery Allen EA-MR16-7.0W-24D-3090-D - 7W LED MR16 - 3000K 505 Lumens - 90 CRI - 50W Halogen Equivalent - 24° - 12V $19.50 add Emery Allen EA-MR16-7.0W-36D-2790-D - 7W LED MR16 - 2700K 510 Lumens - 90 CRI - 50W Halogen Equivalent - 36° - 12V $19.50 add Emery Allen EA-MR16-7.0W-36D-3090-D - 7W LED MR16 - 3000K 510 Lumens - 90 CRI - 50W Halogen Equivalent - 36° - 12V $19.50 add Emery Allen EA-MR16-7.0W-60D-2790-D - 7W LED MR16 - 2700K 510 Lumens - 90 CRI - 50W Halogen Equivalent - 60° - 12V $19.50 add Emery Allen EA-MR16-7.0W-60D-3090-D - 7W LED MR16 - 3000K 510 Lumens - 90 CRI - 50W Halogen Equivalent - 60° - 12V $19.50 add Emery Allen EA-MR16-7.0W-120D-2790-D - 7W LED MR16 - 2700K 525 Lumens - 90 CRI - 50W Halogen Equivalent - 120° - 12V 525 Lumens - 90 CRI - 50W Halogen Equivalent - 120° - 12V Emery Allen EA-MR16-7.0W-120D-3090-D - 7W LED MR16 - 3000K | 3000 | 90 | 525 | 75 | 25000 | 7 | 1 | 17.5 | 17.5 | 20.5632 | 2020Q2 | https://www.energyavenue.com/Emery-Allen/EA-MR16-7.0W-120D-3090-D | Energy Avenue | 2020 | Yes
LED Lighting | Reflector | Emery Allen | True |  | LED | MR16 | GU5.3 | Wattage3 Watt5 Watt7 WattColor Temp.2700K3000KBeam Angle120°15°24°36°60° NOTICE: This Product Has Been DiscontinuedProduct Description The Emery Allen EA-MR16-7.0W-15D-2790-D's ceramic and polycarbonate exterior offers a unique design that complements open and enclosed fixtures, offering style and substance. The 'substance' is 2700K soft white illumination. It coats the room with brightness. The LED MR16 comes with a dimming option compatible with separate dimming devices. Emery Allen EA-MR16-7.0W-15D-2790-D Features: Compact size 15-degree beam angle 25,000 life hours Emery Allen EA-MR16-7.0W-15D-2790-D Applications: Decorative lighting Landscape lighting General lighting Alternate Product Versions $17.50 add Emery Allen EA-MR16-3.0W-15D-2790-D - 3W LED MR16 2700K - 280 Lumens - 90 CRI - 20W Halogen Equivalent - 15° Beam Angle - 12V $17.50 add Emery Allen EA-MR16-3.0W-15D-3090-D - 3W LED MR16 3000K - 280 Lumens - 90 CRI - 20W Halogen Equivalent - 15° Beam Angle - 12V $17.50 add Emery Allen EA-MR16-3.0W-24D-2790-D - 3W LED MR16 2700K - 290 Lumens - 90 CRI - 20W Halogen Equivalent - 24° Beam Angle - 12V $17.50 add Emery Allen EA-MR16-3.0W-24D-3090-D - 3W LED MR16 3000K - 290 Lumens - 90 CRI - 20W Halogen Equivalent - 24° Beam Angle - 12V $17.50 add Emery Allen EA-MR16-3.0W-36D-2790-D - 3W LED MR16 2700K - 285 Lumens - 90 CRI - 20W Halogen Equivalent - 36° Beam Angle - 12V $17.50 add Emery Allen EA-MR16-3.0W-36D-3090-D - 3W LED MR16 3000K - 285 Lumens - 90 CRI - 20W Halogen Equivalent - 36° Beam Angle - 12V $17.50 add Emery Allen EA-MR16-3.0W-60D-2790-D - 3W LED MR16 2700K - 285 Lumens - 90 CRI - 20W Halogen Equivalent - 60° Beam Angle - 12V $17.50 add Emery Allen EA-MR16-3.0W-60D-3090-D - 3W LED MR16 3000K - 285 Lumens - 90 CRI - 20W Halogen Equivalent - 60° Beam Angle - 12V $17.50 add Emery Allen EA-MR16-3.0W-120D-2790-D - 3W LED MR16 2700K - 290 Lumens - 90 CRI - 20W Halogen Equivalent - 120° Beam Angle - 12V $17.50 add Emery Allen EA-MR16-3.0W-120D-3090-D - 3W LED MR16 3000K - 290 Lumens - 90 CRI - 20W Halogen Equivalent - 120° Beam Angle - 12V $18.50 add Emery Allen EA-MR16-5.0W-15D-2790-D - 5W LED MR16 2700K - 500 Lumens - 90 CRI - 50W Halogen Equivalent - 15° Beam Angle - 12V $18.50 add Emery Allen EA-MR16-5.0W-15D-3090-D - 5W LED MR16 3000K - 500 Lumens - 90 CRI - 50W Halogen Equivalent - 15° Beam Angle - 12V $18.50 add Emery Allen EA-MR16-5.0W-24D-2790-D - 5W LED MR16 2700K - 505 Lumens - 90 CRI - 50W Halogen Equivalent - 24° Beam Angle - 12V $18.50 add Emery Allen EA-MR16-5.0W-24D-3090-D - 5W LED MR16 3000K - 505 Lumens - 90 CRI - 50W Halogen Equivalent - 24° Beam Angle - 12V $18.50 add Emery Allen EA-MR16-5.0W-36D-2790-D - 5W LED MR16 - 2700K 510 Lumens - 90 CRI - 50W Halogen Equivalent - 36° - 12V $18.50 add Emery Allen EA-MR16-5.0W-36D-3090-D - 5W LED MR16 - 3000K 510 Lumens - 90 CRI - 50W Halogen Equivalent - 36° - 12V $18.50 add Emery Allen EA-MR16-5.0W-60D-2790-D - 5W LED MR16 - 2700K 510 Lumens - 90 CRI - 50W Halogen Equivalent - 60° - 12V $18.50 add Emery Allen EA-MR16-5.0W-60D-3090-D - 5W LED MR16 - 3000K 510 Lumens - 90 CRI - 50W Halogen Equivalent - 60° - 12V $18.50 add Emery Allen EA-MR16-5.0W-120D-2790-D - 5W LED MR16 - 2700K 525 Lumens - 90 CRI - 50W Halogen Equivalent - 120° - 12V $18.50 add Emery Allen EA-MR16-5.0W-120D-3090-D - 5W LED MR16 - 3000K 525 Lumens - 90 CRI - 50W Halogen Equivalent - 120° - 12V $19.50 add Emery Allen EA-MR16-7.0W-15D-3090-D - 7W LED MR16 - 3000K 505 Lumens - 90 CRI - 50W Halogen Equivalent - 15° - 12V $19.50 add Emery Allen EA-MR16-7.0W-24D-2790-D - 7W LED MR16 - 2700K 505 Lumens - 90 CRI - 50W Halogen Equivalent - 24° - 12V $19.50 add Emery Allen EA-MR16-7.0W-24D-3090-D - 7W LED MR16 - 3000K 505 Lumens - 90 CRI - 50W Halogen Equivalent - 24° - 12V $19.50 add Emery Allen EA-MR16-7.0W-36D-2790-D - 7W LED MR16 - 2700K 510 Lumens - 90 CRI - 50W Halogen Equivalent - 36° - 12V $19.50 add Emery Allen EA-MR16-7.0W-36D-3090-D - 7W LED MR16 - 3000K 510 Lumens - 90 CRI - 50W Halogen Equivalent - 36° - 12V $19.50 add Emery Allen EA-MR16-7.0W-60D-2790-D - 7W LED MR16 - 2700K 510 Lumens - 90 CRI - 50W Halogen Equivalent - 60° - 12V $19.50 add Emery Allen EA-MR16-7.0W-60D-3090-D - 7W LED MR16 - 3000K 510 Lumens - 90 CRI - 50W Halogen Equivalent - 60° - 12V $19.50 add Emery Allen EA-MR16-7.0W-120D-2790-D - 7W LED MR16 - 2700K 525 Lumens - 90 CRI - 50W Halogen Equivalent - 120° - 12V $19.50 add Emery Allen EA-MR16-7.0W-120D-3090-D - 7W LED MR16 - 3000K 525 Lumens - 90 CRI - 50W Halogen Equivalent - 120° - 12V 505 Lumens - 90 CRI - 50W Halogen Equivalent - 15° - 12V Emery Allen EA-MR16-7.0W-15D-2790-D - 7W LED MR16 - 2700K | 2700 | 90 | 505 | 72.1429 | 25000 | 7 | 1 | 17.5 | 17.5 | 20.5632 | 2020Q2 | https://www.energyavenue.com/Emery-Allen/EA-MR16-7.0W-15D-2790-D | Energy Avenue | 2020 | Yes
LED Lighting | Downlight | Emery Allen | True |  | LED | MR16 | GU5.3 | Wattage3 Watt5 Watt7 WattColor Temp.2700K3000KBeam Angle120°15°24°36°60° NOTICE: This Product Has Been DiscontinuedProduct Description When you're looking for a retrofit lamp to update your lighting, consider this 7W LED MR16 from Emery Allen. THis product offers you lang-lasting performance by providing 3000K of warm white light for up to 25,000 hours. It's crafted for quality, dimmable, and compatible with most standard GU5.3 base fixtures. Product Features: Direct replacement for 12V 50W incandescent and halogen lamps Fits most standard GU5.3 base fixtures Compatible with electronic and magnetic LED dimmers Color accuracy of 90+ CRI Beam angle of 15 degrees Lifespan of up to 25,000 hours Applications: Pendant lights Track lighting Task lighting Landscape lighting Recessed downlights Alternate Product Versions $17.50 add Emery Allen EA-MR16-3.0W-15D-2790-D - 3W LED MR16 2700K - 280 Lumens - 90 CRI - 20W Halogen Equivalent - 15° Beam Angle - 12V $17.50 add Emery Allen EA-MR16-3.0W-15D-3090-D - 3W LED MR16 3000K - 280 Lumens - 90 CRI - 20W Halogen Equivalent - 15° Beam Angle - 12V $17.50 add Emery Allen EA-MR16-3.0W-24D-2790-D - 3W LED MR16 2700K - 290 Lumens - 90 CRI - 20W Halogen Equivalent - 24° Beam Angle - 12V $17.50 add Emery Allen EA-MR16-3.0W-24D-3090-D - 3W LED MR16 3000K - 290 Lumens - 90 CRI - 20W Halogen Equivalent - 24° Beam Angle - 12V $17.50 add Emery Allen EA-MR16-3.0W-36D-2790-D - 3W LED MR16 2700K - 285 Lumens - 90 CRI - 20W Halogen Equivalent - 36° Beam Angle - 12V $17.50 add Emery Allen EA-MR16-3.0W-36D-3090-D - 3W LED MR16 3000K - 285 Lumens - 90 CRI - 20W Halogen Equivalent - 36° Beam Angle - 12V $17.50 add Emery Allen EA-MR16-3.0W-60D-2790-D - 3W LED MR16 2700K - 285 Lumens - 90 CRI - 20W Halogen Equivalent - 60° Beam Angle - 12V $17.50 add Emery Allen EA-MR16-3.0W-60D-3090-D - 3W LED MR16 3000K - 285 Lumens - 90 CRI - 20W Halogen Equivalent - 60° Beam Angle - 12V $17.50 add Emery Allen EA-MR16-3.0W-120D-2790-D - 3W LED MR16 2700K - 290 Lumens - 90 CRI - 20W Halogen Equivalent - 120° Beam Angle - 12V $17.50 add Emery Allen EA-MR16-3.0W-120D-3090-D - 3W LED MR16 3000K - 290 Lumens - 90 CRI - 20W Halogen Equivalent - 120° Beam Angle - 12V $18.50 add Emery Allen EA-MR16-5.0W-15D-2790-D - 5W LED MR16 2700K - 500 Lumens - 90 CRI - 50W Halogen Equivalent - 15° Beam Angle - 12V $18.50 add Emery Allen EA-MR16-5.0W-15D-3090-D - 5W LED MR16 3000K - 500 Lumens - 90 CRI - 50W Halogen Equivalent - 15° Beam Angle - 12V $18.50 add Emery Allen EA-MR16-5.0W-24D-2790-D - 5W LED MR16 2700K - 505 Lumens - 90 CRI - 50W Halogen Equivalent - 24° Beam Angle - 12V $18.50 add Emery Allen EA-MR16-5.0W-24D-3090-D - 5W LED MR16 3000K - 505 Lumens - 90 CRI - 50W Halogen Equivalent - 24° Beam Angle - 12V $18.50 add Emery Allen EA-MR16-5.0W-36D-2790-D - 5W LED MR16 - 2700K 510 Lumens - 90 CRI - 50W Halogen Equivalent - 36° - 12V $18.50 add Emery Allen EA-MR16-5.0W-36D-3090-D - 5W LED MR16 - 3000K 510 Lumens - 90 CRI - 50W Halogen Equivalent - 36° - 12V $18.50 add Emery Allen EA-MR16-5.0W-60D-2790-D - 5W LED MR16 - 2700K 510 Lumens - 90 CRI - 50W Halogen Equivalent - 60° - 12V $18.50 add Emery Allen EA-MR16-5.0W-60D-3090-D - 5W LED MR16 - 3000K 510 Lumens - 90 CRI - 50W Halogen Equivalent - 60° - 12V $18.50 add Emery Allen EA-MR16-5.0W-120D-2790-D - 5W LED MR16 - 2700K 525 Lumens - 90 CRI - 50W Halogen Equivalent - 120° - 12V $18.50 add Emery Allen EA-MR16-5.0W-120D-3090-D - 5W LED MR16 - 3000K 525 Lumens - 90 CRI - 50W Halogen Equivalent - 120° - 12V $19.50 add Emery Allen EA-MR16-7.0W-15D-2790-D - 7W LED MR16 - 2700K 505 Lumens - 90 CRI - 50W Halogen Equivalent - 15° - 12V $19.50 add Emery Allen EA-MR16-7.0W-24D-2790-D - 7W LED MR16 - 2700K 505 Lumens - 90 CRI - 50W Halogen Equivalent - 24° - 12V $19.50 add Emery Allen EA-MR16-7.0W-24D-3090-D - 7W LED MR16 - 3000K 505 Lumens - 90 CRI - 50W Halogen Equivalent - 24° - 12V $19.50 add Emery Allen EA-MR16-7.0W-36D-2790-D - 7W LED MR16 - 2700K 510 Lumens - 90 CRI - 50W Halogen Equivalent - 36° - 12V $19.50 add Emery Allen EA-MR16-7.0W-36D-3090-D - 7W LED MR16 - 3000K 510 Lumens - 90 CRI - 50W Halogen Equivalent - 36° - 12V $19.50 add Emery Allen EA-MR16-7.0W-60D-2790-D - 7W LED MR16 - 2700K 510 Lumens - 90 CRI - 50W Halogen Equivalent - 60° - 12V $19.50 add Emery Allen EA-MR16-7.0W-60D-3090-D - 7W LED MR16 - 3000K 510 Lumens - 90 CRI - 50W Halogen Equivalent - 60° - 12V $19.50 add Emery Allen EA-MR16-7.0W-120D-2790-D - 7W LED MR16 - 2700K 525 Lumens - 90 CRI - 50W Halogen Equivalent - 120° - 12V $19.50 add Emery Allen EA-MR16-7.0W-120D-3090-D - 7W LED MR16 - 3000K 525 Lumens - 90 CRI - 50W Halogen Equivalent - 120° - 12V 505 Lumens - 90 CRI - 50W Halogen Equivalent - 15° - 12V Emery Allen EA-MR16-7.0W-15D-3090-D - 7W LED MR16 - 3000K | 3000 | 90 | 505 | 72.1429 | 25000 | 7 | 1 | 17.5 | 17.5 | 20.5632 | 2020Q2 | https://www.energyavenue.com/Emery-Allen/EA-MR16-7.0W-15D-3090-D | Energy Avenue | 2020 | No
LED Lighting | Reflector | Emery Allen | True |  | LED | MR16 | GU5.3 | Wattage3 Watt5 Watt7 WattColor Temp.2700K3000KBeam Angle120°15°24°36°60° NOTICE: This Product Has Been DiscontinuedProduct Description The Emery Allen EA-MR16-7.0W-24D-2790-D retrofit lamp's compact size is not an illusion. It's a worthy equivalent to 50W halogen bulbs. First, the 2700K warm white light shines toward any dark crevices. Second, there's a dimming feature no standard bulb offers. Last, the LED MR16 lamp offers high performance with less energy inside open and enclosed fixtures. Emery Allen EA-MR16-7.0W-24D-2790-D Features: 24-degree beam angle 25,000 life hours Ceramic and polycarbonate exterior Emery Allen EA-MR16-7.0W-24D-2790-D Applications: Pendants Task Lighting Landscape lighting Alternate Product Versions $17.50 add Emery Allen EA-MR16-3.0W-15D-2790-D - 3W LED MR16 2700K - 280 Lumens - 90 CRI - 20W Halogen Equivalent - 15° Beam Angle - 12V $17.50 add Emery Allen EA-MR16-3.0W-15D-3090-D - 3W LED MR16 3000K - 280 Lumens - 90 CRI - 20W Halogen Equivalent - 15° Beam Angle - 12V $17.50 add Emery Allen EA-MR16-3.0W-24D-2790-D - 3W LED MR16 2700K - 290 Lumens - 90 CRI - 20W Halogen Equivalent - 24° Beam Angle - 12V $17.50 add Emery Allen EA-MR16-3.0W-24D-3090-D - 3W LED MR16 3000K - 290 Lumens - 90 CRI - 20W Halogen Equivalent - 24° Beam Angle - 12V $17.50 add Emery Allen EA-MR16-3.0W-36D-2790-D - 3W LED MR16 2700K - 285 Lumens - 90 CRI - 20W Halogen Equivalent - 36° Beam Angle - 12V $17.50 add Emery Allen EA-MR16-3.0W-36D-3090-D - 3W LED MR16 3000K - 285 Lumens - 90 CRI - 20W Halogen Equivalent - 36° Beam Angle - 12V $17.50 add Emery Allen EA-MR16-3.0W-60D-2790-D - 3W LED MR16 2700K - 285 Lumens - 90 CRI - 20W Halogen Equivalent - 60° Beam Angle - 12V $17.50 add Emery Allen EA-MR16-3.0W-60D-3090-D - 3W LED MR16 3000K - 285 Lumens - 90 CRI - 20W Halogen Equivalent - 60° Beam Angle - 12V $17.50 add Emery Allen EA-MR16-3.0W-120D-2790-D - 3W LED MR16 2700K - 290 Lumens - 90 CRI - 20W Halogen Equivalent - 120° Beam Angle - 12V $17.50 add Emery Allen EA-MR16-3.0W-120D-3090-D - 3W LED MR16 3000K - 290 Lumens - 90 CRI - 20W Halogen Equivalent - 120° Beam Angle - 12V $18.50 add Emery Allen EA-MR16-5.0W-15D-2790-D - 5W LED MR16 2700K - 500 Lumens - 90 CRI - 50W Halogen Equivalent - 15° Beam Angle - 12V $18.50 add Emery Allen EA-MR16-5.0W-15D-3090-D - 5W LED MR16 3000K - 500 Lumens - 90 CRI - 50W Halogen Equivalent - 15° Beam Angle - 12V $18.50 add Emery Allen EA-MR16-5.0W-24D-2790-D - 5W LED MR16 2700K - 505 Lumens - 90 CRI - 50W Halogen Equivalent - 24° Beam Angle - 12V $18.50 add Emery Allen EA-MR16-5.0W-24D-3090-D - 5W LED MR16 3000K - 505 Lumens - 90 CRI - 50W Halogen Equivalent - 24° Beam Angle - 12V $18.50 add Emery Allen EA-MR16-5.0W-36D-2790-D - 5W LED MR16 - 2700K 510 Lumens - 90 CRI - 50W Halogen Equivalent - 36° - 12V $18.50 add Emery Allen EA-MR16-5.0W-36D-3090-D - 5W LED MR16 - 3000K 510 Lumens - 90 CRI - 50W Halogen Equivalent - 36° - 12V $18.50 add Emery Allen EA-MR16-5.0W-60D-2790-D - 5W LED MR16 - 2700K 510 Lumens - 90 CRI - 50W Halogen Equivalent - 60° - 12V $18.50 add Emery Allen EA-MR16-5.0W-60D-3090-D - 5W LED MR16 - 3000K 510 Lumens - 90 CRI - 50W Halogen Equivalent - 60° - 12V $18.50 add Emery Allen EA-MR16-5.0W-120D-2790-D - 5W LED MR16 - 2700K 525 Lumens - 90 CRI - 50W Halogen Equivalent - 120° - 12V $18.50 add Emery Allen EA-MR16-5.0W-120D-3090-D - 5W LED MR16 - 3000K 525 Lumens - 90 CRI - 50W Halogen Equivalent - 120° - 12V $19.50 add Emery Allen EA-MR16-7.0W-15D-2790-D - 7W LED MR16 - 2700K 505 Lumens - 90 CRI - 50W Halogen Equivalent - 15° - 12V $19.50 add Emery Allen EA-MR16-7.0W-15D-3090-D - 7W LED MR16 - 3000K 505 Lumens - 90 CRI - 50W Halogen Equivalent - 15° - 12V $19.50 add Emery Allen EA-MR16-7.0W-24D-3090-D - 7W LED MR16 - 3000K 505 Lumens - 90 CRI - 50W Halogen Equivalent - 24° - 12V $19.50 add Emery Allen EA-MR16-7.0W-36D-2790-D - 7W LED MR16 - 2700K 510 Lumens - 90 CRI - 50W Halogen Equivalent - 36° - 12V $19.50 add Emery Allen EA-MR16-7.0W-36D-3090-D - 7W LED MR16 - 3000K 510 Lumens - 90 CRI - 50W Halogen Equivalent - 36° - 12V $19.50 add Emery Allen EA-MR16-7.0W-60D-2790-D - 7W LED MR16 - 2700K 510 Lumens - 90 CRI - 50W Halogen Equivalent - 60° - 12V $19.50 add Emery Allen EA-MR16-7.0W-60D-3090-D - 7W LED MR16 - 3000K 510 Lumens - 90 CRI - 50W Halogen Equivalent - 60° - 12V $19.50 add Emery Allen EA-MR16-7.0W-120D-2790-D - 7W LED MR16 - 2700K 525 Lumens - 90 CRI - 50W Halogen Equivalent - 120° - 12V $19.50 add Emery Allen EA-MR16-7.0W-120D-3090-D - 7W LED MR16 - 3000K 525 Lumens - 90 CRI - 50W Halogen Equivalent - 120° - 12V 505 Lumens - 90 CRI - 50W Halogen Equivalent - 24° - 12V Emery Allen EA-MR16-7.0W-24D-2790-D - 7W LED MR16 - 2700K | 2700 | 90 | 505 | 72.1429 | 25000 | 7 | 1 | 17.5 | 17.5 | 20.5632 | 2020Q2 | https://www.energyavenue.com/Emery-Allen/EA-MR16-7.0W-24D-2790-D | Energy Avenue | 2020 | Yes
LED Lighting | Downlight | Emery Allen | True |  | LED | MR16 | GU5.3 | Wattage3 Watt5 Watt7 WattColor Temp.2700K3000KBeam Angle120°15°24°36°60° NOTICE: This Product Has Been DiscontinuedProduct Description When you need an energy-efficient alternative to high-consumption halogen bulbs, this 7W LED MR16 retrofit lamp from Emery Allen. With this ceramic and PC product will allow you to enjoy 3000K of warm white light for up to 25,000 hours. It's dimmable and works with most GU5.3 base fixtures. Product Features: Direct replacement for 50W halogen and incandescent bulbs Compatible with most GU5.3 base fixtures Beam angle of 36 degrees Crafted from ceramic and PC Color accuracy of 90+ CRI Compatible with electronic and magnetic LED dimmers Lifespan of up to 25,000 hours Applications: Pendant lights Recessed downlights Track lights Task lighting Landscape lighting Alternate Product Versions $17.50 add Emery Allen EA-MR16-3.0W-15D-2790-D - 3W LED MR16 2700K - 280 Lumens - 90 CRI - 20W Halogen Equivalent - 15° Beam Angle - 12V $17.50 add Emery Allen EA-MR16-3.0W-15D-3090-D - 3W LED MR16 3000K - 280 Lumens - 90 CRI - 20W Halogen Equivalent - 15° Beam Angle - 12V $17.50 add Emery Allen EA-MR16-3.0W-24D-2790-D - 3W LED MR16 2700K - 290 Lumens - 90 CRI - 20W Halogen Equivalent - 24° Beam Angle - 12V $17.50 add Emery Allen EA-MR16-3.0W-24D-3090-D - 3W LED MR16 3000K - 290 Lumens - 90 CRI - 20W Halogen Equivalent - 24° Beam Angle - 12V $17.50 add Emery Allen EA-MR16-3.0W-36D-2790-D - 3W LED MR16 2700K - 285 Lumens - 90 CRI - 20W Halogen Equivalent - 36° Beam Angle - 12V $17.50 add Emery Allen EA-MR16-3.0W-36D-3090-D - 3W LED MR16 3000K - 285 Lumens - 90 CRI - 20W Halogen Equivalent - 36° Beam Angle - 12V $17.50 add Emery Allen EA-MR16-3.0W-60D-2790-D - 3W LED MR16 2700K - 285 Lumens - 90 CRI - 20W Halogen Equivalent - 60° Beam Angle - 12V $17.50 add Emery Allen EA-MR16-3.0W-60D-3090-D - 3W LED MR16 3000K - 285 Lumens - 90 CRI - 20W Halogen Equivalent - 60° Beam Angle - 12V $17.50 add Emery Allen EA-MR16-3.0W-120D-2790-D - 3W LED MR16 2700K - 290 Lumens - 90 CRI - 20W Halogen Equivalent - 120° Beam Angle - 12V $17.50 add Emery Allen EA-MR16-3.0W-120D-3090-D - 3W LED MR16 3000K - 290 Lumens - 90 CRI - 20W Halogen Equivalent - 120° Beam Angle - 12V $18.50 add Emery Allen EA-MR16-5.0W-15D-2790-D - 5W LED MR16 2700K - 500 Lumens - 90 CRI - 50W Halogen Equivalent - 15° Beam Angle - 12V $18.50 add Emery Allen EA-MR16-5.0W-15D-3090-D - 5W LED MR16 3000K - 500 Lumens - 90 CRI - 50W Halogen Equivalent - 15° Beam Angle - 12V $18.50 add Emery Allen EA-MR16-5.0W-24D-2790-D - 5W LED MR16 2700K - 505 Lumens - 90 CRI - 50W Halogen Equivalent - 24° Beam Angle - 12V $18.50 add Emery Allen EA-MR16-5.0W-24D-3090-D - 5W LED MR16 3000K - 505 Lumens - 90 CRI - 50W Halogen Equivalent - 24° Beam Angle - 12V $18.50 add Emery Allen EA-MR16-5.0W-36D-2790-D - 5W LED MR16 - 2700K 510 Lumens - 90 CRI - 50W Halogen Equivalent - 36° - 12V $18.50 add Emery Allen EA-MR16-5.0W-36D-3090-D - 5W LED MR16 - 3000K 510 Lumens - 90 CRI - 50W Halogen Equivalent - 36° - 12V $18.50 add Emery Allen EA-MR16-5.0W-60D-2790-D - 5W LED MR16 - 2700K 510 Lumens - 90 CRI - 50W Halogen Equivalent - 60° - 12V $18.50 add Emery Allen EA-MR16-5.0W-60D-3090-D - 5W LED MR16 - 3000K 510 Lumens - 90 CRI - 50W Halogen Equivalent - 60° - 12V $18.50 add Emery Allen EA-MR16-5.0W-120D-2790-D - 5W LED MR16 - 2700K 525 Lumens - 90 CRI - 50W Halogen Equivalent - 120° - 12V $18.50 add Emery Allen EA-MR16-5.0W-120D-3090-D - 5W LED MR16 - 3000K 525 Lumens - 90 CRI - 50W Halogen Equivalent - 120° - 12V $19.50 add Emery Allen EA-MR16-7.0W-15D-2790-D - 7W LED MR16 - 2700K 505 Lumens - 90 CRI - 50W Halogen Equivalent - 15° - 12V $19.50 add Emery Allen EA-MR16-7.0W-15D-3090-D - 7W LED MR16 - 3000K 505 Lumens - 90 CRI - 50W Halogen Equivalent - 15° - 12V $19.50 add Emery Allen EA-MR16-7.0W-24D-2790-D - 7W LED MR16 - 2700K 505 Lumens - 90 CRI - 50W Halogen Equivalent - 24° - 12V $19.50 add Emery Allen EA-MR16-7.0W-36D-2790-D - 7W LED MR16 - 2700K 510 Lumens - 90 CRI - 50W Halogen Equivalent - 36° - 12V $19.50 add Emery Allen EA-MR16-7.0W-36D-3090-D - 7W LED MR16 - 3000K 510 Lumens - 90 CRI - 50W Halogen Equivalent - 36° - 12V $19.50 add Emery Allen EA-MR16-7.0W-60D-2790-D - 7W LED MR16 - 2700K 510 Lumens - 90 CRI - 50W Halogen Equivalent - 60° - 12V $19.50 add Emery Allen EA-MR16-7.0W-60D-3090-D - 7W LED MR16 - 3000K 510 Lumens - 90 CRI - 50W Halogen Equivalent - 60° - 12V $19.50 add Emery Allen EA-MR16-7.0W-120D-2790-D - 7W LED MR16 - 2700K 525 Lumens - 90 CRI - 50W Halogen Equivalent - 120° - 12V $19.50 add Emery Allen EA-MR16-7.0W-120D-3090-D - 7W LED MR16 - 3000K 525 Lumens - 90 CRI - 50W Halogen Equivalent - 120° - 12V 505 Lumens - 90 CRI - 50W Halogen Equivalent - 24° - 12V Emery Allen EA-MR16-7.0W-24D-3090-D - 7W LED MR16 - 3000K | 3000 | 90 | 505 | 72.1429 | 25000 | 7 | 1 | 17.5 | 17.5 | 20.5632 | 2020Q2 | https://www.energyavenue.com/Emery-Allen/EA-MR16-7.0W-24D-3090-D | Energy Avenue | 2020 | No
LED Lighting |  | Emery Allen | True |  | LED | MR16 | GU5.3 | Wattage3 Watt5 Watt7 WattColor Temp.2700K3000KBeam Angle120°15°24°36°60° Product Description The Emery Allen EA-MR16-7.0W-36D-2790-D is compact and decorative. This is due to the ceramic and polycarbonate exterior. The compact size is powerful enough to replace a 50W halogen bulb. Specifically, the LED MR16 bulb can handle amazing radiance and dim features inside a 36-degree beam angle continuously for 25,000 life hours. Emery Allen EA-MR16-7.0W-36D-2790-D Features: 2700K warm white radiance Perfect for enclosed and open fixtures Energy-efficient retrofit lamp Emery Allen EA-MR16-7.0W-36D-2790-D Applications: Pendants Track lighting Landscape lighting Alternate Product Versions $17.50 add Emery Allen EA-MR16-3.0W-15D-2790-D - 3W LED MR16 2700K - 280 Lumens - 90 CRI - 20W Halogen Equivalent - 15° Beam Angle - 12V $17.50 add Emery Allen EA-MR16-3.0W-15D-3090-D - 3W LED MR16 3000K - 280 Lumens - 90 CRI - 20W Halogen Equivalent - 15° Beam Angle - 12V $17.50 add Emery Allen EA-MR16-3.0W-24D-2790-D - 3W LED MR16 2700K - 290 Lumens - 90 CRI - 20W Halogen Equivalent - 24° Beam Angle - 12V $17.50 add Emery Allen EA-MR16-3.0W-24D-3090-D - 3W LED MR16 3000K - 290 Lumens - 90 CRI - 20W Halogen Equivalent - 24° Beam Angle - 12V $17.50 add Emery Allen EA-MR16-3.0W-36D-2790-D - 3W LED MR16 2700K - 285 Lumens - 90 CRI - 20W Halogen Equivalent - 36° Beam Angle - 12V $17.50 add Emery Allen EA-MR16-3.0W-36D-3090-D - 3W LED MR16 3000K - 285 Lumens - 90 CRI - 20W Halogen Equivalent - 36° Beam Angle - 12V $17.50 add Emery Allen EA-MR16-3.0W-60D-2790-D - 3W LED MR16 2700K - 285 Lumens - 90 CRI - 20W Halogen Equivalent - 60° Beam Angle - 12V $17.50 add Emery Allen EA-MR16-3.0W-60D-3090-D - 3W LED MR16 3000K - 285 Lumens - 90 CRI - 20W Halogen Equivalent - 60° Beam Angle - 12V $17.50 add Emery Allen EA-MR16-3.0W-120D-2790-D - 3W LED MR16 2700K - 290 Lumens - 90 CRI - 20W Halogen Equivalent - 120° Beam Angle - 12V $17.50 add Emery Allen EA-MR16-3.0W-120D-3090-D - 3W LED MR16 3000K - 290 Lumens - 90 CRI - 20W Halogen Equivalent - 120° Beam Angle - 12V $18.50 add Emery Allen EA-MR16-5.0W-15D-2790-D - 5W LED MR16 2700K - 500 Lumens - 90 CRI - 50W Halogen Equivalent - 15° Beam Angle - 12V $18.50 add Emery Allen EA-MR16-5.0W-15D-3090-D - 5W LED MR16 3000K - 500 Lumens - 90 CRI - 50W Halogen Equivalent - 15° Beam Angle - 12V $18.50 add Emery Allen EA-MR16-5.0W-24D-2790-D - 5W LED MR16 2700K - 505 Lumens - 90 CRI - 50W Halogen Equivalent - 24° Beam Angle - 12V $18.50 add Emery Allen EA-MR16-5.0W-24D-3090-D - 5W LED MR16 3000K - 505 Lumens - 90 CRI - 50W Halogen Equivalent - 24° Beam Angle - 12V $18.50 add Emery Allen EA-MR16-5.0W-36D-2790-D - 5W LED MR16 - 2700K 510 Lumens - 90 CRI - 50W Halogen Equivalent - 36° - 12V $18.50 add Emery Allen EA-MR16-5.0W-36D-3090-D - 5W LED MR16 - 3000K 510 Lumens - 90 CRI - 50W Halogen Equivalent - 36° - 12V $18.50 add Emery Allen EA-MR16-5.0W-60D-2790-D - 5W LED MR16 - 2700K 510 Lumens - 90 CRI - 50W Halogen Equivalent - 60° - 12V $18.50 add Emery Allen EA-MR16-5.0W-60D-3090-D - 5W LED MR16 - 3000K 510 Lumens - 90 CRI - 50W Halogen Equivalent - 60° - 12V $18.50 add Emery Allen EA-MR16-5.0W-120D-2790-D - 5W LED MR16 - 2700K 525 Lumens - 90 CRI - 50W Halogen Equivalent - 120° - 12V $18.50 add Emery Allen EA-MR16-5.0W-120D-3090-D - 5W LED MR16 - 3000K 525 Lumens - 90 CRI - 50W Halogen Equivalent - 120° - 12V $19.50 add Emery Allen EA-MR16-7.0W-15D-2790-D - 7W LED MR16 - 2700K 505 Lumens - 90 CRI - 50W Halogen Equivalent - 15° - 12V $19.50 add Emery Allen EA-MR16-7.0W-15D-3090-D - 7W LED MR16 - 3000K 505 Lumens - 90 CRI - 50W Halogen Equivalent - 15° - 12V $19.50 add Emery Allen EA-MR16-7.0W-24D-2790-D - 7W LED MR16 - 2700K 505 Lumens - 90 CRI - 50W Halogen Equivalent - 24° - 12V $19.50 add Emery Allen EA-MR16-7.0W-24D-3090-D - 7W LED MR16 - 3000K 505 Lumens - 90 CRI - 50W Halogen Equivalent - 24° - 12V $19.50 add Emery Allen EA-MR16-7.0W-36D-3090-D - 7W LED MR16 - 3000K 510 Lumens - 90 CRI - 50W Halogen Equivalent - 36° - 12V $19.50 add Emery Allen EA-MR16-7.0W-60D-2790-D - 7W LED MR16 - 2700K 510 Lumens - 90 CRI - 50W Halogen Equivalent - 60° - 12V $19.50 add Emery Allen EA-MR16-7.0W-60D-3090-D - 7W LED MR16 - 3000K 510 Lumens - 90 CRI - 50W Halogen Equivalent - 60° - 12V $19.50 add Emery Allen EA-MR16-7.0W-120D-2790-D - 7W LED MR16 - 2700K 525 Lumens - 90 CRI - 50W Halogen Equivalent - 120° - 12V $19.50 add Emery Allen EA-MR16-7.0W-120D-3090-D - 7W LED MR16 - 3000K 525 Lumens - 90 CRI - 50W Halogen Equivalent - 120° - 12V 510 Lumens - 90 CRI - 50W Halogen Equivalent - 36° - 12V Emery Allen EA-MR16-7.0W-36D-2790-D - 7W LED MR16 - 2700K | 2700 | 90 | 510 | 72.8571 | 25000 | 7 | 1 | 19.5 | 19.5 | 22.9133 | 2020Q2 | https://www.energyavenue.com/Emery-Allen/EA-MR16-7.0W-36D-2790-D | Energy Avenue | 2020 | Yes
LED Lighting | Downlight | Emery Allen | True |  | LED | MR16 | GU5.3 | Wattage3 Watt5 Watt7 WattColor Temp.2700K3000KBeam Angle120°15°24°36°60° Product Description Upgrade your lighting with this 7W LED MR16 lamp from Emery Allen. With is halogen/incandescent retrofit lamp, you'll enjoy 3000K of warm white light for up to 25,000 hours. It's quality crafted from ceramic and PC, and it's compatible with all MR16 GU5.3 base fixtures. Product Features: Direct replacement for 50W incandescent and halogen bulbs Compatible with GU5.3 base fixtures Beam angle of 36 degrees Works with magnetic and electronic LED dimmers Color accuracy of 90+ CRI Lifespan of up to 25,000 hours Applications: Track lighting Landscape lighting Task lighting Recessed downlights Pendant lights Alternate Product Versions $17.50 add Emery Allen EA-MR16-3.0W-15D-2790-D - 3W LED MR16 2700K - 280 Lumens - 90 CRI - 20W Halogen Equivalent - 15° Beam Angle - 12V $17.50 add Emery Allen EA-MR16-3.0W-15D-3090-D - 3W LED MR16 3000K - 280 Lumens - 90 CRI - 20W Halogen Equivalent - 15° Beam Angle - 12V $17.50 add Emery Allen EA-MR16-3.0W-24D-2790-D - 3W LED MR16 2700K - 290 Lumens - 90 CRI - 20W Halogen Equivalent - 24° Beam Angle - 12V $17.50 add Emery Allen EA-MR16-3.0W-24D-3090-D - 3W LED MR16 3000K - 290 Lumens - 90 CRI - 20W Halogen Equivalent - 24° Beam Angle - 12V $17.50 add Emery Allen EA-MR16-3.0W-36D-2790-D - 3W LED MR16 2700K - 285 Lumens - 90 CRI - 20W Halogen Equivalent - 36° Beam Angle - 12V $17.50 add Emery Allen EA-MR16-3.0W-36D-3090-D - 3W LED MR16 3000K - 285 Lumens - 90 CRI - 20W Halogen Equivalent - 36° Beam Angle - 12V $17.50 add Emery Allen EA-MR16-3.0W-60D-2790-D - 3W LED MR16 2700K - 285 Lumens - 90 CRI - 20W Halogen Equivalent - 60° Beam Angle - 12V $17.50 add Emery Allen EA-MR16-3.0W-60D-3090-D - 3W LED MR16 3000K - 285 Lumens - 90 CRI - 20W Halogen Equivalent - 60° Beam Angle - 12V $17.50 add Emery Allen EA-MR16-3.0W-120D-2790-D - 3W LED MR16 2700K - 290 Lumens - 90 CRI - 20W Halogen Equivalent - 120° Beam Angle - 12V $17.50 add Emery Allen EA-MR16-3.0W-120D-3090-D - 3W LED MR16 3000K - 290 Lumens - 90 CRI - 20W Halogen Equivalent - 120° Beam Angle - 12V $18.50 add Emery Allen EA-MR16-5.0W-15D-2790-D - 5W LED MR16 2700K - 500 Lumens - 90 CRI - 50W Halogen Equivalent - 15° Beam Angle - 12V $18.50 add Emery Allen EA-MR16-5.0W-15D-3090-D - 5W LED MR16 3000K - 500 Lumens - 90 CRI - 50W Halogen Equivalent - 15° Beam Angle - 12V $18.50 add Emery Allen EA-MR16-5.0W-24D-2790-D - 5W LED MR16 2700K - 505 Lumens - 90 CRI - 50W Halogen Equivalent - 24° Beam Angle - 12V $18.50 add Emery Allen EA-MR16-5.0W-24D-3090-D - 5W LED MR16 3000K - 505 Lumens - 90 CRI - 50W Halogen Equivalent - 24° Beam Angle - 12V $18.50 add Emery Allen EA-MR16-5.0W-36D-2790-D - 5W LED MR16 - 2700K 510 Lumens - 90 CRI - 50W Halogen Equivalent - 36° - 12V $18.50 add Emery Allen EA-MR16-5.0W-36D-3090-D - 5W LED MR16 - 3000K 510 Lumens - 90 CRI - 50W Halogen Equivalent - 36° - 12V $18.50 add Emery Allen EA-MR16-5.0W-60D-2790-D - 5W LED MR16 - 2700K 510 Lumens - 90 CRI - 50W Halogen Equivalent - 60° - 12V $18.50 add Emery Allen EA-MR16-5.0W-60D-3090-D - 5W LED MR16 - 3000K 510 Lumens - 90 CRI - 50W Halogen Equivalent - 60° - 12V $18.50 add Emery Allen EA-MR16-5.0W-120D-2790-D - 5W LED MR16 - 2700K 525 Lumens - 90 CRI - 50W Halogen Equivalent - 120° - 12V $18.50 add Emery Allen EA-MR16-5.0W-120D-3090-D - 5W LED MR16 - 3000K 525 Lumens - 90 CRI - 50W Halogen Equivalent - 120° - 12V $19.50 add Emery Allen EA-MR16-7.0W-15D-2790-D - 7W LED MR16 - 2700K 505 Lumens - 90 CRI - 50W Halogen Equivalent - 15° - 12V $19.50 add Emery Allen EA-MR16-7.0W-15D-3090-D - 7W LED MR16 - 3000K 505 Lumens - 90 CRI - 50W Halogen Equivalent - 15° - 12V $19.50 add Emery Allen EA-MR16-7.0W-24D-2790-D - 7W LED MR16 - 2700K 505 Lumens - 90 CRI - 50W Halogen Equivalent - 24° - 12V $19.50 add Emery Allen EA-MR16-7.0W-24D-3090-D - 7W LED MR16 - 3000K 505 Lumens - 90 CRI - 50W Halogen Equivalent - 24° - 12V $19.50 add Emery Allen EA-MR16-7.0W-36D-2790-D - 7W LED MR16 - 2700K 510 Lumens - 90 CRI - 50W Halogen Equivalent - 36° - 12V $19.50 add Emery Allen EA-MR16-7.0W-60D-2790-D - 7W LED MR16 - 2700K 510 Lumens - 90 CRI - 50W Halogen Equivalent - 60° - 12V $19.50 add Emery Allen EA-MR16-7.0W-60D-3090-D - 7W LED MR16 - 3000K 510 Lumens - 90 CRI - 50W Halogen Equivalent - 60° - 12V $19.50 add Emery Allen EA-MR16-7.0W-120D-2790-D - 7W LED MR16 - 2700K 525 Lumens - 90 CRI - 50W Halogen Equivalent - 120° - 12V $19.50 add Emery Allen EA-MR16-7.0W-120D-3090-D - 7W LED MR16 - 3000K 525 Lumens - 90 CRI - 50W Halogen Equivalent - 120° - 12V 510 Lumens - 90 CRI - 50W Halogen Equivalent - 36° - 12V Emery Allen EA-MR16-7.0W-36D-3090-D - 7W LED MR16 - 3000K | 3000 | 90 | 510 | 72.8571 | 25000 | 7 | 1 | 19.5 | 19.5 | 22.9133 | 2020Q2 | https://www.energyavenue.com/Emery-Allen/EA-MR16-7.0W-36D-3090-D | Energy Avenue | 2020 | No
LED Lighting | Downlight | Emery Allen | True |  | LED | MR16 | GU5.3 | Wattage3 Watt5 Watt7 WattColor Temp.2700K3000KBeam Angle120°15°24°36°60° NOTICE: This Product Has Been DiscontinuedProduct Description When you're looking for a high-quality retrofit lamp, turn to this 7W LED MR16 bulb from Emery Allen. EA has long held a reputation for manufacturing energy-efficient solutions, and this 50W incandescent/halogen replacement is no different. You'll enjoy 3000K of warm white light for up to 25,000 hours, and it's compatible with most MLV/ELV dimmers. Product Features: Direct replacement for 50W incandescent and halogen bulbs Fits MR16 GU5.3 base fixtures Color accuracy of 90+ CRI Ceramic and PV Dimmable with magnetic and electronic LED dimmers Lifespan of 25,000 hours Applications: Pendulum lights Landscape lighting Recessed downlights Track lighting Task lighting Alternate Product Versions $17.50 add Emery Allen EA-MR16-3.0W-15D-2790-D - 3W LED MR16 2700K - 280 Lumens - 90 CRI - 20W Halogen Equivalent - 15° Beam Angle - 12V $17.50 add Emery Allen EA-MR16-3.0W-15D-3090-D - 3W LED MR16 3000K - 280 Lumens - 90 CRI - 20W Halogen Equivalent - 15° Beam Angle - 12V $17.50 add Emery Allen EA-MR16-3.0W-24D-2790-D - 3W LED MR16 2700K - 290 Lumens - 90 CRI - 20W Halogen Equivalent - 24° Beam Angle - 12V $17.50 add Emery Allen EA-MR16-3.0W-24D-3090-D - 3W LED MR16 3000K - 290 Lumens - 90 CRI - 20W Halogen Equivalent - 24° Beam Angle - 12V $17.50 add Emery Allen EA-MR16-3.0W-36D-2790-D - 3W LED MR16 2700K - 285 Lumens - 90 CRI - 20W Halogen Equivalent - 36° Beam Angle - 12V $17.50 add Emery Allen EA-MR16-3.0W-36D-3090-D - 3W LED MR16 3000K - 285 Lumens - 90 CRI - 20W Halogen Equivalent - 36° Beam Angle - 12V $17.50 add Emery Allen EA-MR16-3.0W-60D-2790-D - 3W LED MR16 2700K - 285 Lumens - 90 CRI - 20W Halogen Equivalent - 60° Beam Angle - 12V $17.50 add Emery Allen EA-MR16-3.0W-60D-3090-D - 3W LED MR16 3000K - 285 Lumens - 90 CRI - 20W Halogen Equivalent - 60° Beam Angle - 12V $17.50 add Emery Allen EA-MR16-3.0W-120D-2790-D - 3W LED MR16 2700K - 290 Lumens - 90 CRI - 20W Halogen Equivalent - 120° Beam Angle - 12V $17.50 add Emery Allen EA-MR16-3.0W-120D-3090-D - 3W LED MR16 3000K - 290 Lumens - 90 CRI - 20W Halogen Equivalent - 120° Beam Angle - 12V $18.50 add Emery Allen EA-MR16-5.0W-15D-2790-D - 5W LED MR16 2700K - 500 Lumens - 90 CRI - 50W Halogen Equivalent - 15° Beam Angle - 12V $18.50 add Emery Allen EA-MR16-5.0W-15D-3090-D - 5W LED MR16 3000K - 500 Lumens - 90 CRI - 50W Halogen Equivalent - 15° Beam Angle - 12V $18.50 add Emery Allen EA-MR16-5.0W-24D-2790-D - 5W LED MR16 2700K - 505 Lumens - 90 CRI - 50W Halogen Equivalent - 24° Beam Angle - 12V $18.50 add Emery Allen EA-MR16-5.0W-24D-3090-D - 5W LED MR16 3000K - 505 Lumens - 90 CRI - 50W Halogen Equivalent - 24° Beam Angle - 12V $18.50 add Emery Allen EA-MR16-5.0W-36D-2790-D - 5W LED MR16 - 2700K 510 Lumens - 90 CRI - 50W Halogen Equivalent - 36° - 12V $18.50 add Emery Allen EA-MR16-5.0W-36D-3090-D - 5W LED MR16 - 3000K 510 Lumens - 90 CRI - 50W Halogen Equivalent - 36° - 12V $18.50 add Emery Allen EA-MR16-5.0W-60D-2790-D - 5W LED MR16 - 2700K 510 Lumens - 90 CRI - 50W Halogen Equivalent - 60° - 12V $18.50 add Emery Allen EA-MR16-5.0W-60D-3090-D - 5W LED MR16 - 3000K 510 Lumens - 90 CRI - 50W Halogen Equivalent - 60° - 12V $18.50 add Emery Allen EA-MR16-5.0W-120D-2790-D - 5W LED MR16 - 2700K 525 Lumens - 90 CRI - 50W Halogen Equivalent - 120° - 12V $18.50 add Emery Allen EA-MR16-5.0W-120D-3090-D - 5W LED MR16 - 3000K 525 Lumens - 90 CRI - 50W Halogen Equivalent - 120° - 12V $19.50 add Emery Allen EA-MR16-7.0W-15D-2790-D - 7W LED MR16 - 2700K 505 Lumens - 90 CRI - 50W Halogen Equivalent - 15° - 12V $19.50 add Emery Allen EA-MR16-7.0W-15D-3090-D - 7W LED MR16 - 3000K 505 Lumens - 90 CRI - 50W Halogen Equivalent - 15° - 12V $19.50 add Emery Allen EA-MR16-7.0W-24D-2790-D - 7W LED MR16 - 2700K 505 Lumens - 90 CRI - 50W Halogen Equivalent - 24° - 12V $19.50 add Emery Allen EA-MR16-7.0W-24D-3090-D - 7W LED MR16 - 3000K 505 Lumens - 90 CRI - 50W Halogen Equivalent - 24° - 12V $19.50 add Emery Allen EA-MR16-7.0W-36D-2790-D - 7W LED MR16 - 2700K 510 Lumens - 90 CRI - 50W Halogen Equivalent - 36° - 12V $19.50 add Emery Allen EA-MR16-7.0W-36D-3090-D - 7W LED MR16 - 3000K 510 Lumens - 90 CRI - 50W Halogen Equivalent - 36° - 12V $19.50 add Emery Allen EA-MR16-7.0W-60D-2790-D - 7W LED MR16 - 2700K 510 Lumens - 90 CRI - 50W Halogen Equivalent - 60° - 12V $19.50 add Emery Allen EA-MR16-7.0W-120D-2790-D - 7W LED MR16 - 2700K 525 Lumens - 90 CRI - 50W Halogen Equivalent - 120° - 12V $19.50 add Emery Allen EA-MR16-7.0W-120D-3090-D - 7W LED MR16 - 3000K 525 Lumens - 90 CRI - 50W Halogen Equivalent - 120° - 12V 510 Lumens - 90 CRI - 50W Halogen Equivalent - 60° - 12V Emery Allen EA-MR16-7.0W-60D-3090-D - 7W LED MR16 - 3000K | 3000 | 90 | 510 | 72.8571 | 25000 | 7 | 1 | 17.5 | 17.5 | 20.5632 | 2020Q2 | https://www.energyavenue.com/Emery-Allen/EA-MR16-7.0W-60D-3090-D | Energy Avenue | 2020 | No
LED Lighting | Downlight | Euri Lighting | True |  |  |  |  | Wattage13.5 Watt21 WattColor Temp.3000K4000K5000K Product Description The Euri Lighting DLC-2040e 13.5W LED recessed downlight delivers more brightness for less energy than traditional 75 watt incandescent bulbs. Compatible with 5-and 6-inch can, the light operates on 4000K cool white light for the 50,000-hour duration. This mercury-free downlight has a 90-degree beam angle with a dimming feature on compatible dimmers. Euri Lighting DLC-2040e Features: Shatter-resistant plastic diffuser Instant on/off - no delay or flicker Title 24 Compliant Durable and wet rated Euri Lighting DLC-2040e Applications: Residential and commercial use Hallway and waiting area Office lighting Alternate Product Versions $8.90 add Euri Lighting DLC-2000e - 5 and 6 Inch 13.5W LED Recessed Downlight - 3000K - 120V Replacing 75W Incandescent - E26 Adapter - 0.1A Input Current - 800 Lumens - 90+ CRI - 90° Beam Angle $8.90 add Euri Lighting DLC-2050e - 5 and 6 Inch 13.5W LED Recessed Downlight - 5000K - 120V Replacing 75W Incandescent - E26 Adapter - 0.1A Input Current - 800 Lumens - 90+ CRI - 90° Beam Angle $10.90 add Euri Lighting DLC-3001e - 5 and 6 Inch 21W LED Recessed Downlight - 3000K - 120V Replacing 120W Incandescent - E26 Adapter - 0.1A Input Current - 1400 Lumens - 90+ CRI - 90° Beam Angle Replacing 75W Incandescent - E26 Adapter - 0.1A Input Current - 800 Lumens - 90+ CRI - 90° Beam Angle Euri Lighting DLC-2040e - 5 and 6 Inch 13.5W LED Recessed Downlight - 4000K - 120V | 4000 | 90 | 800 | 59.2593 | 50000 | 13.5 | 1 | 8.9 | 8.9 | 10.4578 | 2020Q2 | https://www.energyavenue.com/Euri-Lighting/DLC-2040E | Energy Avenue | 2020 | Yes
LED Lighting | Downlight | Euri Lighting | True |  |  |  |  | Wattage13.5 Watt21 WattColor Temp.3000K4000K5000K Product Description Brighten your interior settings for less with the Euri Lighting DLC-2050e 13.5W LED recessed downlight from Euri Lighting. This energy-efficient offers a color temperature of 5000k lumens. This recessed downlight LED effectively replaces 75 Watt incandescent bulb while offering reliable and long-lasting illumination. Euri Lighting DLC-2050e Features: Compatible with 5- and 6-inch cans Shatterproof material Instant on - no flicker or delay Mercury-free and True Color 90+ CRI Rated fro damp locations and Title 24 compliant Dimmable with compatible dimmers Lifespan of 50,000 hours Euri Lighting DLC-2050e Applications: Hospitality settings Medical facilities Conference rooms Retail establishments Educational facilities Alternate Product Versions $8.90 add Euri Lighting DLC-2000e - 5 and 6 Inch 13.5W LED Recessed Downlight - 3000K - 120V Replacing 75W Incandescent - E26 Adapter - 0.1A Input Current - 800 Lumens - 90+ CRI - 90° Beam Angle $8.90 add Euri Lighting DLC-2040e - 5 and 6 Inch 13.5W LED Recessed Downlight - 4000K - 120V Replacing 75W Incandescent - E26 Adapter - 0.1A Input Current - 800 Lumens - 90+ CRI - 90° Beam Angle $10.90 add Euri Lighting DLC-3001e - 5 and 6 Inch 21W LED Recessed Downlight - 3000K - 120V Replacing 120W Incandescent - E26 Adapter - 0.1A Input Current - 1400 Lumens - 90+ CRI - 90° Beam Angle Replacing 75W Incandescent - E26 Adapter - 0.1A Input Current - 800 Lumens - 90+ CRI - 90° Beam Angle Euri Lighting DLC-2050e - 5 and 6 Inch 13.5W LED Recessed Downlight - 5000K - 120V | 5000 | 90 | 800 | 59.2593 | 50000 | 13.5 | 1 | 8.9 | 8.9 | 10.4578 | 2020Q2 | https://www.energyavenue.com/Euri-Lighting/DLC-2050E | Energy Avenue | 2020 | Yes
LED Lighting | Downlight | Euri Lighting | True |  |  |  |  | Color Temp.4000K5000K Product Description The Euri Lighting DLC-3041e is an energy-saving and mercury-free 21W LED recessed downlight that replaces 120 Watt incandescent bulb. The recessed downlight operates on 4000K cool white light and this LED version illuminates brighter for 50,000 lifetime hours. Additional features include shatter resistance, a dimming switch, and a flicker-free & delay-resistant instant-on feature. Euri Lighting DLC-3041e Features: Dimming options with compatible dimmers Title 24 compliant and damp rated True Color 90+ CRI and mercury-free Compatible with 5-inch and 6-inch can Euri Lighting DLC-3041e Applications: Residential and commercial use Office and retail lighting Waiting room and hallway Alternate Product Versions $10.90 add Euri Lighting DLC-3051e - 5 and 6 Inch 21W LED Recessed Downlight - 5000K Replacing 120W Incandescent - E26 Adapter - 0.1A Input Current - 1400 Lumens - 90+ CRI - 90° Beam Angle - 120V Replacing 120W Incandescent - E26 Adapter - 0.1A Input Current - 1400 Lumens - 90+ CRI - 90° Beam Angle - 120V Euri Lighting DLC-3041e - 5 and 6 Inch 21W LED Recessed Downlight - 4000K | 4000 | 90 | 1400 | 66.6667 | 50000 | 21 | 1 | 10.9 | 10.9 | 12.8079 | 2020Q2 | https://www.energyavenue.com/Euri-Lighting/DLC-3041E | Energy Avenue | 2020 | Yes
LED Lighting | Downlight | Euri Lighting | True |  |  |  |  | Color Temp.4000K5000K Product Description The Euri Lighting DLC-3051e 21W LED recessed downlight is a great low energy and brighter option that replaces 120 Watt incandescent bulb. This recessed downlight LED has a 5000K color temperature that provides a cool white lighting. The dimming options is available with compatible dimmers. It has a 36,000-hour life span and is designed to be shatter resistant. Euri Lighting DLC-3051e Features: Dynamic design is compatible with 5 and 6 inch can Instant on lighting - no flicker or delay Mercury-free construction and damp rated Title 24 compliant True Color (90+ CRI) Euri Lighting DLC-3051e Applications: Office lighting Hospitals and waiting rooms Alternate Product Versions $10.90 add Euri Lighting DLC-3041e - 5 and 6 Inch 21W LED Recessed Downlight - 4000K Replacing 120W Incandescent - E26 Adapter - 0.1A Input Current - 1400 Lumens - 90+ CRI - 90° Beam Angle - 120V Replacing 120W Incandescent - E26 Adapter - 0.1A Input Current - 1400 Lumens - 90+ CRI - 90° Beam Angle - 120V Euri Lighting DLC-3051e - 5 and 6 Inch 21W LED Recessed Downlight - 5000K | 5000 | 90 | 1400 | 66.6667 | 50000 | 21 | 1 | 10.9 | 10.9 | 12.8079 | 2020Q2 | https://www.energyavenue.com/Euri-Lighting/DLC-3051E | Energy Avenue | 2020 | Yes
LED Lighting | Downlight | Euri Lighting | True |  |  |  |  | Color Temp.4000K5000K Product Description The Euri Lighting DLC4-1040e 13W LED recessed downlight can be a great energy efficient alternative. It replaces 75 Watt incandescent bulb options and is design for 4 inch can. The DLC4-1040e provides a bright white light with its 4000k color temperature and is dimmable using compatible dimmers. This bulb is for a 50,000-hour life and are designed to be durable. Euri Lighting DLC4-1040e Features: Title 24 compliant and wet rated Mercury-free and shatter resistant construction Instant on - no delay and no flicker Euri Lighting DLC4-1040e Applications: Commercial, retail, and residential use Hospital and doctor offices Waiting rooms and hallways Alternate Product Versions $7.50 add Euri Lighting DLC4-1050e - 4 Inch 13W LED Recessed Downlight - 5000K - 120V Replacing 75W Incandescent - E26 Adapter - 0.1A Input Current - 800 Lumens - 90+ CRI - 90° Beam Angle Replacing 75W Incandescent - E26 Adapter - 0.1A Input Current - 800 Lumens - 90+ CRI - 90° Beam Angle Euri Lighting DLC4-1040e - 4 Inch 13W LED Recessed Downlight - 4000K - 120V | 4000 | 90 | 800 | 61.5385 | 50000 | 13 | 1 | 7.5 | 7.5 | 8.8128 | 2020Q2 | https://www.energyavenue.com/Euri-Lighting/DLC4-1040E | Energy Avenue | 2020 | Yes
LED Lighting | Downlight | Euri Lighting | True |  |  |  |  | Color Temp.4000K5000K Product Description The Euri Lighting DLC4-1050E 13W recessed downlight can be a good low energy option that replaces conventional 75 Watt incandescent bulbs. It has a 5000K color temperature that can provide a cool white light that can light up a room. The lighting is compatible with a wide range of dimmer switches. The LED can last up to 36,000-hours and the bulb is designed with a plastic diffuser for added durability. Euri Lighting DLC4-1050E Features: Design for 4 inch can Instant on lighting, no delay or flicker Wet rated and Title 24 Compliant Mercury-free and shutter-resistant True Color 90+ CRI Euri Lighting DLC4-1050E Applications: Residential, commercial, and retail Waiting room and medical facility Alternate Product Versions $7.50 add Euri Lighting DLC4-1040e - 4 Inch 13W LED Recessed Downlight - 4000K - 120V Replacing 75W Incandescent - E26 Adapter - 0.1A Input Current - 800 Lumens - 90+ CRI - 90° Beam Angle Replacing 75W Incandescent - E26 Adapter - 0.1A Input Current - 800 Lumens - 90+ CRI - 90° Beam Angle Euri Lighting DLC4-1050e - 4 Inch 13W LED Recessed Downlight - 5000K - 120V | 5000 | 90 | 800 | 61.5385 | 50000 | 13 | 1 | 7.5 | 7.5 | 8.8128 | 2020Q2 | https://www.energyavenue.com/Euri-Lighting/DLC4-1050E | Energy Avenue | 2020 | Yes
LED Lighting | A-Type | Brand Sylvania | True |  | General Purpose Replacement | A19 | E26 (Medium) | Damp Location Rated Damp Location Rated Sylvania® 10 Watt LED A19 Bulb 120 Volt Medium Base 2,700 Kelvin 800 Lumens 93 CRI 25,000 Average Hour Life Dimmable Replaces 60W Incandescent Mfg #LED10A19/DIM/O/927/U/B LED Bulb Sylvania 10W A19, 60W Equivalent, 2,700K, Package of 6 | 2700 | 92 | 800 | 80 | 25000 | 10 | 1 | 43.59 | 43.59 | 51.2199 | 2020Q3 | https://hdsupplysolutions.com/p/led-00-75-10-35/led-bulb-sylvania-10w-a19-60w-equivalent-2-700k-package-of-6-p999979 | HD Supply | 2020 | Yes
LED Lighting | A-Type | Satco | True |  | General Purpose Replacement | A19 | GU24 | Damp Location Rated Damp Location Rated Home / Light Bulbs / LED / Satco - S9707 - 10A19/OMNI/LED/27K/90CRI/GU24 Energy Star Rated; Approved for Enclosed Fixtures; Damp Location Rated 10W A19 LED Lamp - 800 Lumens - Warm White (2700K) - 90 CRI - 25000 Hours - GU24 (Bi-Pin / Twist & Lock) - 120 to 130V - Frost Satco - S9707 - 10A19/OMNI/LED/27K/90CRI/GU24 | 2700 | 93 | 800 | 80 | 25000 | 10 | 1 | 7.19 | 7.19 | 8.4485 | 2020Q3 | https://shop.regencylighting.com/lamps/led/10a19-omni-led-27k-90cri-gu24-s9707.html | Regency Lighting | 2020 | Yes
LED Lighting | A-Type | Satco | True |  | General Purpose Replacement | A19 | E26 (Medium) | Damp Location Rated Damp Location Rated Home / Light Bulbs / LED / Satco - S9703 - 10A19/OMNI/LED/27K/90CRI Energy Star Rated; Approved for Enclosed Fixtures; Damp Location Rated 10W A19 LED Lamp - 800 Lumens - Warm White (2700K) - 90 CRI - 25000 Hours - E26 (Medium) - 120 to 130V - Frost Satco - S9703 - 10A19/OMNI/LED/27K/90CRI | 2700 | 93 | 800 | 80 | 25000 | 10 | 1 | 5.37 | 5.37 | 6.31 | 2020Q3 | https://shop.regencylighting.com/lamps/led/10a19-omni-led-27k-90cri-s9703.html | Regency Lighting | 2020 | Yes
LED Lighting | Downlight | Euri Lighting | True |  | LED | R30 | Medium (E26) | Product Description Add rich, vibrant color to your home and business with Euri Lighting EB30-2000E LED BR30 Flood lamp. This Energy Star certified LED flood lamp is sure to yield up to 80% in energy cost savings. Operating at only 12 watts, this flood can easily replace less energy efficient 64 watt incandescent equal lamps. Features: High CRI Shatter Resistant Dimmable Instant on/off Mercury free Applications: Architectural lighting Wall wash lighting Track lights Recessed downlights Retail Office Display lights Accent lighting E26 - Medium Base - 800 Lumens - 120V - 65 Watt Incandescent Equal Euri Lighting - EB30-2000E - LED R30 Flood Lamp - 12 Watt - 3000K | 3000 | 90 | 800 | 66.6667 | 25000 | 12 | 1 | 3.94 | 3.94 | 4.6297 | 2020Q2 | https://www.energyavenue.com/Euri-Lighting/EB30-2000E | Energy Avenue | 2020 | No
LED Lighting | Decorative | Euri Lighting |  |  | LED | CA9.5 | E12 | TypeClear GlassFrosted Glass NOTICE: This Product Has Been DiscontinuedProduct Description The Euri Lighting ECA9.5-1120f 1W LED CA9.5 is a great low energy bulb that replaces 10 Watt incandescent bulbs. This decorative LED animated flame bulb features a 2200K color temperature that gives off the appearance of candlelight. It features frosted glass that is designed to have a shatter resistant diffuser. With its 15,000-hour lifespan, the bulbs are designed to last a long time with no delays or flickers. Euri Lighting ECA9.5-1120f Features: Animated flame and shutter resistance Instant on - no delay or flicker Mercury-free and damp rated 3-year limited warranty Euri Lighting ECA9.5-1120f Applications: Decorative lighting Chandeliers, lamps, and sconces Alternate Product Versions $13.90 add Euri Lighting ECA9.5-1120fc - 1W LED CA9.5 - 2200K Clear Glass - Decorative Animated Flame - Replacing 10W Incandescent - E12 Base - 50 Lumens - 80 CRI - 120° Beam Angle - 120V Frosted Glass - Decorative Animated Flame - Replacing 10W Incandescent - E12 Base - 50 Lumens - 80 CRI - 120° Beam Angle - 120V Euri Lighting ECA9.5-1120f - 1W LED CA9.5 - 2200K | 2200 | 80 | 50 | 50 | 15000 | 1 | 1 | 13.9 | 13.9 | 16.333 | 2020Q2 | https://www.energyavenue.com/Euri-Lighting/ECA9.5-1120F | Energy Avenue | 2020 | Yes
LED Lighting | Decorative | Euri Lighting |  |  | LED | CA9.5 | E12 | TypeClear GlassFrosted Glass NOTICE: This Product Has Been DiscontinuedProduct Description The Euri Lighting ECA9.5-1120fc decorative LED flame bulb replaces 10 Watt incandescent bulb and mercury-free. This 1W LED CA9.5 clear glass light bulb operates on 2200K animated LED flame mimicking a realistic candle flame. It runs for 15,000 lifetime hours and shines on 120-degree beam angle to illuminate any area with class and elegance. Euri Lighting ECA9.5-1120fc Features: Shatter resistant plastic diffuser Instant on with no delay and flickering Animated LED flame and damp rated 3-year limited warranty Euri Lighting ECA9.5-1120fc Applications: Interior lighting Chandelier and decorative lamp Residential and commercial use Alternate Product Versions $13.90 add Euri Lighting ECA9.5-1120f - 1W LED CA9.5 - 2200K Frosted Glass - Decorative Animated Flame - Replacing 10W Incandescent - E12 Base - 50 Lumens - 80 CRI - 120° Beam Angle - 120V Clear Glass - Decorative Animated Flame - Replacing 10W Incandescent - E12 Base - 50 Lumens - 80 CRI - 120° Beam Angle - 120V Euri Lighting ECA9.5-1120fc - 1W LED CA9.5 - 2200K | 2200 | 80 | 50 | 50 | 15000 | 1 | 1 | 13.9 | 13.9 | 16.333 | 2020Q2 | https://www.energyavenue.com/Euri-Lighting/ECA9.5-1120FC | Energy Avenue | 2020 | Yes
LED Lighting | Decorative | Euri Lighting |  |  | LED | CA11 | Candelabra (E12) | Product Description Add a touch of elegance to the atmosphere with the Euri Lighting ED12-1100 LED CA11 bulb. At 3.1 watts, this bent tip torpedo bulb was designed to replace 25 watt incandescent equivalent bulbs. This E12 candelabra base bulb is sure to save on energy costs while adding a sleek feel to any appliance it is used in. Features: Instant on/off Contains no mercury Clear, bent tip design Shatter resistant Applications: Office Ceiling fans Hospitality Restaurant Bar Residential E12 - 120V - 225 Lumens - 25 Watt Incandescent Equal Euri Lighting - ED12-1100 - LED CA11 Bulb - Candelabra Base - 3.1 Watt - 3000K | 3000 | 80 | 225 | 72.5806 | 25000 | 3.1 | 1 | 2.22 | 2.22 | 2.6086 | 2020Q2 | https://www.energyavenue.com/Euri-Lighting/ED12-1100 | Energy Avenue | 2020 | Yes
LED Lighting | Reflector | Euri Lighting | True |  | LED | MR16 | GU5.3 | Color Temp.2700K3000K5000K NOTICE: This Product Has Been DiscontinuedProduct Description The Euri Lighting EM16-2020ew 6.5W LED MR16 is designed to combine the brightness needed and the energy saving features of an LED. The flood MR16 LED replaces 50 Watt incandescent bulbs and comes in a warm white lighting with its 2700K color temperature. The bulbs are rated for a 25,000-hour lifespan and removes the flicker and delay that comes with incandescent bulbs. Euri Lighting EM16-2020ew Features: MCOB LED technology Shatter-resistance and mercury-free Dimmable options with compatible dimmers 3-year limited warranty Euri Lighting EM16-2020ew Applications: Kitchen and restaurants Accent lighting Display and art galleries Alternate Product Versions $4.90 add Euri Lighting EM16-2000ew - 6.5W LED MR16 - 3000K Replacing 50W Incandescent - GU5.3 base - 500 Lumens - 80 CRI - 35° Beam Angle - 12V Replacing 50W Incandescent - GU5.3 base - 500 Lumens - 80 CRI - 35° Beam Angle - 12V Euri Lighting EM16-2020ew - 6.5W LED MR16 - 2700K | 2700 | 80 | 500 | 76.9231 | 25000 | 6.5 | 1 | 4.9 | 4.9 | 5.7577 | 2020Q2 | https://www.energyavenue.com/Euri-Lighting/EM16-2020EW | Energy Avenue | 2020 | Yes
LED Lighting | Reflector | GE |  |  | LED | MR16 | GU5.3 | Product Description The GE 69925 LED7DMR16D840/15 is 7 Watt LED MR16 Lamp, Generation 2. Running on 35 watts, this directional replacement lamp comes in 12V, cool white at 4000Kcolor temperature, initial lumens of 430, 87 CRI, and 15 deg beam angle. GE LED7DMR16D840/15 69925 Features: Center beam candle power: 4000 25,000 rated life hours GX5.3 base 35 Watt Equivalent - 12 Volts - GU5.3 Base - 430 Lumens (Initial) - 15 Degree Beam Angle - 87 CRI - 4000 Center Beam Candle Power GE 69925 LED7DMR16D840/15 - 7 Watt LED MR16 Lamp GEN 2 - 4000K | 4000 | 87 | 430 | 61.4286 | 25000 | 7 | 6 | 81 | 13.5 | 15.863 | 2020Q2 | https://www.energyavenue.com/GE/69925 | Energy Avenue | 2020 | Yes
LED Lighting | Reflector | Green Creative | True |  | LED | PAR30 | Medium (E26) | NOTICE: This Product Has Been DiscontinuedProduct Description Green Creative has become one of the leading LED manufacturers in the country because of the quality and durability of their products. The Energy Star rated 14.5PAR30G4DIM/927SP15 16111 PAR30 LED is no different. Running on 14.5 watts, this dimmable light is a direct replacement for 75 watt halogen lamp, resulting in an 80% savings. This LED has a warm white color temperature of 2700K and produces 725 lumens at a 15° beam angle. Rated for 40,000 life hours, this lamp comes with a 5 year warranty. This 120V, medium (E26) base lamp features a high 90 CRI! Features: 90 CRI Energy Star rated Dimmable UL listed Suitable for totally enclosed fixtures 50 Lumens per watt $239 savings per lamp over the course of lifetime 75 Watt Halogen Equivalent - 14.5 Watts - 120V - 2700K - 725 Lumens - 15 Degree Beam Angle Green Creative - 16111 - PAR30 LED | 2700 | 90 | 725 | 50 | 40000 | 14.5 | 1 | 3.94 | 3.94 | 4.6297 | 2020Q2 | https://www.energyavenue.com/Green-Creative/16111 | Energy Avenue | 2020 | Yes
LED Lighting | Reflector | Green Creative | True |  | LED | PAR30 | Medium (E26) | NOTICE: This Product Has Been Discontinued Please See the Following Comparable Products:Green Creative - 58116 - 13PAR30DIM/930SP15 - LED PAR30 Bulb -- 13W - 75 Watt Halogen Equivalent - E26 - 15 Degree - 3000K - DimmableYou can also browse our entire inventory of: LED Light BulbsProduct Description Green Creative has become one of the leading LED manufacturers in the country because of the quality and durability of their products. The 14.5PAR30G4DIM/930SP15 16114 PAR30 LED is no different. Running on 14.5 watts, this light is a direct replacement for 75 watt halogen lamp, resulting in an 80% savings. This LED has a warm white color temperature of 3000K and produces 760 lumens at a 15° beam angle. Rated for 40,000 life hours, this lamp comes with a 5 year warranty. This 120V, medium (E26) base lamp features a high 90 CRI! Green Creative 14.5PAR30G4DIM/930SP15 16114 Features: 90 CRI UL listed Suitable for totally enclosed fixtures 65 Lumens per watt $239 savings per lamp over the course of lifetime 14.5PAR30G4DIM/930SP15 - 120V - E26 Medium Base - 760 Lumens - 15 Degree Beam Angle - CRI 90 Green Creative 16114 - 14.5W PAR30 LED - 75 Watt Halogen Equal - 3000K | 3000 | 90 | 760 | 60.8 | 40000 | 12.5 | 1 | 3.94 | 3.94 | 4.6297 | 2020Q2 | https://www.energyavenue.com/Green-Creative/16114 | Energy Avenue | 2020 | Yes
LED Lighting | Reflector | Green Creative | True |  | LED | PAR30 | Medium (E26) | Product Description Green Creative has become one of the leading LED manufacturers in the country because of the quality and durability of their products. The dimmable 14PAR30SNG4DIM/927SP15 16129 PAR30 short neck LED is no different. Running on 14 watts, this light is a direct replacement for 75 watt halogen lamp, resulting in an 80% savings. This LED has a warm white color temperature of 2700K and produces 700 lumens at a 15° beam angle. Rated for 40,000 life hours, this lamp comes with a 5 year warranty. This 120V, medium (E26) base lamp features a high 90 CRI! Features: 90 CRI Dimmable $241 savings per lamp UL listed Suitable for totally enclosed fixtures 50 Lumens per watt 75 Watt Halogen Equivalent - 14 Watts - 120V - 2700K - 700 Lumens - 15 Degree Beam Angle Green Creative - 16129 - PAR30 Short Neck LED | 2700 | 90 | 700 | 50 | 40000 | 14 | 1 | 21.98 | 21.98 | 25.8273 | 2020Q2 | https://www.energyavenue.com/Green-Creative/16129 | Energy Avenue | 2020 | Yes
LED Lighting | A-Type | Satco | True |  | General Purpose Replacement | A19 | GU24 | Damp Location Rated Damp Location Rated Home / Light Bulbs / LED / Satco - S9708 - 10A19/OMNI/LED/3K/90CRI/GU24 Energy Star Rated; Approved for Enclosed Fixtures; Damp Location Rated 10W A19 LED Lamp - 800 Lumens - Warm White (3000K) - 90 CRI - 25000 Hours - GU24 (Bi-Pin / Twist & Lock) - 120 to 130V - Frost Satco - S9708 - 10A19/OMNI/LED/3K/90CRI/GU24 | 3000 | 94 | 800 | 80 | 25000 | 10 | 1 | 5.91 | 5.91 | 6.9445 | 2020Q3 | https://shop.regencylighting.com/lamps/led/10a19-omni-led-3k-90cri-gu24-s9708.html | Regency Lighting | 2020 | Yes
LED Lighting | A-Type | Satco | True |  | General Purpose Replacement | A19 | E26 (Medium) | Damp Location Rated Damp Location Rated Home / Light Bulbs / LED / Satco - S9704 - 10A19/OMNI/LED/3K/90CRI Energy Star Rated; Approved for Enclosed Fixtures; Damp Location Rated 10W A19 LED Lamp - 800 Lumens - Warm White (3000K) - 90 CRI - 25000 Hours - E26 (Medium) - 120 to 130V - Frost Satco - S9704 - 10A19/OMNI/LED/3K/90CRI | 3000 | 94 | 800 | 80 | 25000 | 10 | 1 | 4.55 | 4.55 | 5.3464 | 2020Q3 | https://shop.regencylighting.com/lamps/led/10a19-omni-led-3k-90cri-s9704.html | Regency Lighting | 2020 | Yes
LED Lighting | Reflector | Green Creative | True |  | LED | PAR30 | Medium (E26) | Product Description Green Creative has become one of the leading LED manufacturers in the country because of the quality and durability of their products. The dimmable 11PAR30SNG4DIM/930NF25/B 16233 PAR30 short neck LED with black finish is no different. Running on 11 watts, this light is a direct replacement for 75 watt halogen lamp, resulting in an 80% savings. This LED has a warm white color temperature of 3000Kand produces 740 lumens at a 25° beam angle. Rated for 40,000 life hours, this lamp comes with a 5 year warranty. This 120V, medium (E26) base lamp features a high 90 CRI! Green Creative 16233 Features: 90 CRI Dimmable $241 savings per lamp UL listed Suitable for totally enclosed fixtures 67 Lumens per watt 11PAR30SNG4DIM/930NF25/B - 75 Watt Halogen Equivalent - 700 Lumens - 15 Degree Beam Angle - 120V Green Creative 16233 - 11W PAR30 LED - 2700K - Short Neck - Black | 3000 | 90 | 740 | 67.2727 | 40000 | 11 | 1 | 14.98 | 14.98 | 17.6021 | 2020Q2 | https://www.energyavenue.com/Green-Creative/16233 | Energy Avenue | 2020 | Yes
LED Lighting | Reflector | Green Creative | True |  | LED | PAR30 | GU24 | Product Description LIMITED STOCK - CALL FOR AVAILABILITY Green Creative has become one of the leading LED manufacturers in the country because of the quality and durability of their products. The Energy Star rated 12.5PAR30G4DIM/930FL40/GU24 16282 PAR30 LED is no different. Running on 12.5 watts with a GU24 base, this dimmable light is a direct replacement for 75 watt halogen lamp, resulting in an 80% savings. This LED has a warm white color temperature of 2700K and produces 850 lumens at a 40° beam angle. Rated for 40,000 life hours, this lamp comes with a 5 year warranty. This 120V, GU24 base lamp features a high 90 CRI! Green Creative 16282 Features: 90 CRI Energy Star rated Dimmable UL listed Suitable for totally enclosed fixtures 68 Lumens per watt $239 savings per lamp over the course of lifetime 75 Watt Halogen Equivalent - 120V - 725 Lumens - 40 Degree Beam Angle - LIMITED STOCK - CALL FOR AVAILABILITY Green Creative 16282 - 12.5W PAR30 LED - 3000K | 3000 | 90 | 850 | 68 | 40000 | 12.5 | 1 | 18.28 | 18.28 | 21.4797 | 2020Q2 | https://www.energyavenue.com/Green-Creative/16282 | Energy Avenue | 2020 | Yes
LED Lighting |  | Green Creative | True |  | LED |  |  | Product Description One of the leading LED manufactuer's, Green Creative, presents its Aspire LED track series. The 16340 white LED fixture runs on 8.8 watts while replacing 75 watt halogen lamps. This dimmable LED has a life expectancy of 40,000 hours and comes with a 5 year warranty. At 30° beam angle, this lamps produces 600 lumens, Features: Fits Halo tracks Energy Star qualified ETL certified 75 Watt Halogen Equal - 8.8 Watts - 2700K - 120V Green Creative - 16340 - LED Track Lighting - Aspire Series | 2700 | 80 | 600 | 68.1818 | 40000 | 8.8 | 1 | 31.9 | 31.9 | 37.4837 | 2020Q2 | https://www.energyavenue.com/Green-Creative/16340 | Energy Avenue | 2020 | Yes
LED Lighting |  | Green Creative | True |  | LED |  |  | NOTICE: This Product Has Been DiscontinuedProduct Description One of the leading LED manufactuer's, Green Creative, presents its Aspire LED track series. The 16341 white LED fixture runs on 8.8 watts while replacing 75 watt halogen lamps. This dimmable LED has a life expectancy of 40,000 hours and comes with a 5 year warranty. At 30° beam angle, this lamps produces 600 lumens, Features: Fits Juno tracks Energy Star qualified ETL certified 75 Watt Halogen Equal - 8.8 Watts - 2700K - 120V Green Creative - 16341 - LED Track Lighting - Aspire Series | 2700 | 80 | 600 | 68.1818 | 40000 | 8.8 | 1 | 16.38 | 16.38 | 19.2471 | 2020Q2 | https://www.energyavenue.com/Green-Creative/16341 | Energy Avenue | 2020 | Yes
LED Lighting |  | Green Creative | True |  | LED |  |  | NOTICE: This Product Has Been DiscontinuedProduct Description One of the leading LED manufactuer's, Green Creative, presents its Aspire LED track series. The 16343 black LED fixture runs on 8.8 watts while replacing 75 watt halogen lamps. This dimmable LED has a life expectancy of 40,000 hours and comes with a 5 year warranty. At 30° beam angle, this lamps produces 600 lumens, Features: Fits Halo tracks Energy Star qualified ETL certified 75 Watt Halogen Equal - 8.8 Watts - 2700K - 120V Green Creative - 16343 - LED Track Lighting - Aspire Series | 2700 | 80 | 600 | 68.1818 | 40000 | 8.8 | 1 | 16.38 | 16.38 | 19.2471 | 2020Q2 | https://www.energyavenue.com/Green-Creative/16343 | Energy Avenue | 2020 | Yes
LED Lighting |  | Green Creative | True |  | LED |  |  | Product Description One of the leading LED manufactuer's, Green Creative, presents its Aspire LED track series. The 16347 white LED fixture runs on 8.8 watts while replacing 75 watt halogen lamps. This dimmable LED has a life expectancy of 40,000 hours and comes with a 5 year warranty. At 30° beam angle, this lamps produces 625 lumens, Features: Fits Juno tracks Energy Star qualified ETL certified 75 Watt Halogen Equal - 8.8 Watts - 3000K - 120V Green Creative - 16347 - LED Track Lighting - Aspire Series | 3000 | 80 | 625 | 71.0227 | 40000 | 8.8 | 1 | 31.9 | 31.9 | 37.4837 | 2020Q2 | https://www.energyavenue.com/Green-Creative/16347 | Energy Avenue | 2020 | Yes
LED Lighting |  | Green Creative | True |  | LED |  |  | NOTICE: This Product Has Been DiscontinuedProduct Description One of the leading LED manufactuer's, Green Creative, presents its Aspire LED track series. The 16349 black LED fixture runs on 8.8 watts while replacing 75 watt halogen lamps. This dimmable LED has a life expectancy of 40,000 hours and comes with a 5 year warranty. At 30° beam angle, this lamps produces 625 lumens, Features: Fits Halo tracks Energy Star qualified ETL certified 75 Watt Halogen Equal - 8.8 Watts - 3000K - 120V Green Creative - 16349 - LED Track Lighting - Aspire Series | 3000 | 80 | 625 | 71.0227 | 40000 | 8.8 | 1 | 16.38 | 16.38 | 19.2471 | 2020Q2 | https://www.energyavenue.com/Green-Creative/16349 | Energy Avenue | 2020 | Yes
LED Lighting |  | Green Creative | True |  | LED |  |  | NOTICE: This Product Has Been DiscontinuedProduct Description One of the leading LED manufactuer's, Green Creative, presents its Aspire LED track series. The 16350 black LED fixture runs on 8.8 watts while replacing 75 watt halogen lamps. This dimmable LED has a life expectancy of 40,000 hours and comes with a 5 year warranty. At 30° beam angle, this lamps produces 625 lumens, Features: Fits Juno tracks Energy Star qualified ETL certified 75 Watt Halogen Equal - 8.8 Watts - 3000K - 120V Green Creative - 16350 - LED Track Lighting - Aspire Series | 3000 | 80 | 625 | 71.0227 | 40000 | 8.8 | 1 | 16.38 | 16.38 | 19.2471 | 2020Q2 | https://www.energyavenue.com/Green-Creative/16350 | Energy Avenue | 2020 | Yes
LED Lighting | A-Type | Maxlite | True | Daylighting/Photocell, | General Purpose Replacement | A19 | E26 (Medium) | Damp Location Rated,Use With Timers,Not for Use in Recessed Fixtures,Use With Photo and/or Motion Sensors Damp Location Rated,Use With Timers,Not for Use in Recessed Fixtures,Use With Photo and/or Motion Sensors Home / Light Bulbs / LED / Maxlite - 1409224 - 10A19DLED930/G2/JA8 Energy Star Certified; Dry and Damp Location; Not for Use in Totally Enclosed Fixtures 10W A19 LED Lamp - Universal - 800 Lumens - Warm White (3000K) - 90 CRI - 25000 Hours - E26 (Medium) - 120 to 130V Maxlite - 1409224 - 10A19DLED930/G2/JA8 | 3000 | 93 | 800 | 80 | 25000 | 10 | 1 | 4.58 | 4.58 | 5.3817 | 2020Q3 | https://shop.regencylighting.com/lamps/led/10a19dled930-g2-ja8-mxt.html | Regency Lighting | 2020 | Yes
LED Lighting | Decorative | Green Creative | False |  | LED | PLL | 2G11 | Product Description The Green Creative 8.5PLL/835/GL/BYP light tube is an 18W equivalent CFL lamp with a glare-reducing opaque glass and a shatterproof plastic film. Its integral driver illuminates 3500K warm white light at a 160-degree beam angle. The LED PL has high efficacy while eliminating pixilation with every use. Green Creative 34858 Features: 310° wide light emitting area 50,000 life hours 5-year warranty Green Creative 34858 Applications: Open fixtures Dry and damp locations General lighting 8.5PLL/835/GL/BYP - 950 Lumens - 82 CRI - 18W Fluorescent Equivalent - 160° - 120-277V Green Creative 34858 - 8.5W LED PLL Lamp - 3500K | 3500 | 82 | 950 | 111.7647 | 50000 | 8.5 | 1 | 10.6 | 10.6 | 12.4554 | 2020Q2 | https://www.energyavenue.com/Green-Creative/34858 | Energy Avenue | 2020 | Yes
LED Lighting | Decorative | Green Creative | False |  | LED | PLL | 2G11 | Product Description When you're looking for an easy way to upgrade your commercial lighting, consider installing this 16/17W LED PL from Green Creative. This product from your energy conservation experts easily bypasses existing ballasts for 4-pin 2G11 base fixtures to seamlessly transition from CFL to LED. You'll enjoy 4000K of bright white light for up to 50,000 hours without sacrificing performance. Product Features: Direct replacement for 18-, 24-, 36-,and 40-watt CLF tubes Uses up to 50 percent less energy Compatible with four-pin, 2G11 base fixtures Opaque glass reduces glare and pixelation Plastic film coated for shatter proofing Extra-wide 310-degree lighting surface; 160-degree beam angle UL 1598C classified Rated for enclosed fixtures and damp locations Color accuracy of 82 CRI Lifespan of up to 50,000 hours Five-year warranty Applications: Retail establishments Industrial spaces Medical facilities Educational facilities 8.5PLL/840/GL/BYP - 980 Lumens - 82 CRI - 18W Fluorescent Equivalent - 160° - 120-277V Green Creative 34859 - 8.5W LED PLL Lamp - 4000K | 4000 | 82 | 980 | 115.2941 | 50000 | 8.5 | 1 | 10.6 | 10.6 | 12.4554 | 2020Q2 | https://www.energyavenue.com/Green-Creative/34859 | Energy Avenue | 2020 | Yes
LED Lighting | Decorative | Green Creative | False |  | LED | PLL | 2G11 | Product Description The Green Creative 10PLL/835/GL/BYP's integral driver radiates 3500K warm white light with high efficacy for 50,000 life hours. Surrounding the LED PL tube is a glare-free and pixilation-free opaque glass along with a shatterproof plastic film surrounding the glass. The indoor-only tube uses an extra-wide light-emitting area that's 310 degrees. Green Creative 34861 Features: 24W compact florescent lamp replacement 160-degree beam angle 5-year warranty Green Creative 34861 Applications: General lighting Dry and damp locations Open fixtures 10PLL/835/GL/BYP - 1,200 Lumens - 82 CRI - 24W Fluorescent Equivalent - 160° - 120-277V Green Creative 34861 - 10W LED PLL Lamp - 3500K | 3500 | 82 | 1200 | 120 | 50000 | 10 | 1 | 11.85 | 11.85 | 13.9242 | 2020Q2 | https://www.energyavenue.com/Green-Creative/34861 | Energy Avenue | 2020 | Yes
LED Lighting | Decorative | Green Creative | False |  | LED | PLL | 2G11 | Product Description Updating your commercial lighting needn't be a hassle. Consider this 10W LED PL from Green Creatie, This product offers a direct replacement for 24W CFL tubes with a 4-pin 2G11 base. It's shatter-proof and reduces glare while providing 4000K of bright white light for up to 50,000 hours. Suitable for placement in damp locations. Product Features: Direct replacement for 24W CFL lighting Compatible with 4-pin 2G11 base fixtures Reduces energy consumption by up to 50 percent Opaque glass for improved glare reduction; eliminates pixelation Shatter-resistant plastic coating Extra-wide 310-degree lighting surface; 160-degree beam angle UL 1598C classified Color accuracy of 82 CRI Suitable for damp locations Lifespan of up to 50,000 hours Five-year warranty Applications: Commercial buildings Educational facilities Retail establishments Medical facilities 10PLL/840/GL/BYP - 1,250 Lumens - 82 CRI - 24W Fluorescent Equivalent - 160° - 120-277V Green Creative 34862 - 10W LED PLL Lamp - 4000K | 4000 | 82 | 1250 | 125 | 50000 | 10 | 1 | 11.85 | 11.85 | 13.9242 | 2020Q2 | https://www.energyavenue.com/Green-Creative/34862 | Energy Avenue | 2020 | Yes
LED Lighting | Decorative | Green Creative | False |  | LED | PLL | 2G11 | Product Description The Green Creative 16PLL/835/GL/BYP is a 36 watt 4-pin compact fluorescent lamp replacement. The LED PL tube's high efficacy easily illuminates 3500K warm white radiance at a 160-degree beam angle for 50,000 life hours. Additionally, the tube has a 310-degree light emitting area and a 5-year warranty. Green Creative 34864 Features: Pixilation and glare-free opaque glass Shatterproof plastic film Integral driver Green Creative 34864 Applications: Enclosed fixtures Indoor use Dry and damp locations 16PLL/835/GL/BYP - 1,950 Lumens - 82 CRI - 36W Fluorescent Equivalent - 160° - 120-277V Green Creative 34864 - 16W LED PLL Lamp - 3500K | 3500 | 82 | 1950 | 121.875 | 50000 | 16 | 1 | 15.6 | 15.6 | 18.3306 | 2020Q2 | https://www.energyavenue.com/Green-Creative/34864 | Energy Avenue | 2020 | No
LED Lighting | Decorative | Green Creative | False |  | LED | PLL | 2G11 | Product Description When you're looking for an energy-efficient solution at your commercial space, consider this 16W LED PL tube from Green Creative. It's an ideal substitute for high consumption 35W CFL tubes and provides 4000K for up to 50,000 hours. Suitable for installation in enclosed fixtures and damp locations. Product Features: Direct replacement for 36W CFL lubes Compatible with 4-pin 2G11 base fixtures Suitable for enclosed fixtures Rated for damp locations UL 1598C classified Extra-wide 310-degree lighting surface; 160-degree beam angle Opaque glass reduces glare and eliminates pixelation Plastic coating adds shatter-resistance Color accuracy of 82 CRI Lifespan of up to 50,000 hours Five-year warranty Applications: Retail establishments Commercial spaces Hospitality Medical facilities 16PLL/840/GL/BYP - 2,000 Lumens - 82 CRI - 36W Fluorescent Equivalent - 160° - 120-277V Green Creative 34865 - 16W LED PLL Lamp - 4000K | 4000 | 82 | 2000 | 125 | 50000 | 16 | 1 | 15.6 | 15.6 | 18.3306 | 2020Q2 | https://www.energyavenue.com/Green-Creative/34865 | Energy Avenue | 2020 | No
LED Lighting | Decorative | Green Creative | False |  | LED | PLL | 2G11 | Product Description Maintain performance while saving energy with this 17W LED PL lighting solution from Green Creative. This product offers a direct replacement for high-consumption 40W CFL tubes and provides 3500K soft white light for up to 50,000 hours. It's suitable for use in enclosed fixtures with a 4-pin 2G11 base and installation in damp locations. Product Features: Direct replacement for 40W CFL tubes Compatible with 4-pin 2G11 base fixtures Ultra-wide 310-degree lighting surface; 160-degree beam angle Suitable for use in enclosed fixtures Rated for use in damp locations UL 1598C classified Opaque glass reduces glare and eliminates pixelation Plastic film coating adds shatter-resistance Color accuracy of 82 CRI Lifespan of up to 50,000 hours Five-year warranty Applications: Commercial buildings Hospitality Retail establishments Medical facilities 17PLL/835/GL/BYP - 2,150 Lumens - 82 CRI - 40W Fluorescent Equivalent - 160° - 120-277V Green Creative 34867 - 17W LED PLL Lamp - 3500K | 3500 | 82 | 2150 | 126.4706 | 50000 | 17 | 1 | 15.6 | 15.6 | 18.3306 | 2020Q2 | https://www.energyavenue.com/Green-Creative/34867 | Energy Avenue | 2020 | No
LED Lighting | Decorative | Green Creative | False |  | LED | PLL | 2G11 | Product Description The Green Creative 17PLL/840/GL/BYP's integral driver can handle enough power to illuminate 4000K cool white light with high efficacy. The LED PL relies on a 160-degree beam angle and a 310° light emitting area beam to project light across the room. Lasting for 50,000 life hours, the tube contains a 5-year warranty just in case. Green Creative 34868 Features: 40W CFL replacement Shatterproof plastic film Glare-free opaque glass Green Creative 34868 Applications: Enclosed fixtures General lighting Dry and damp locations 17PLL/840/GL/BYP - 2,200 Lumens - 82 CRI - 40W Fluorescent Equivalent - 160° - 120-277V Green Creative 34868 - 17W LED PLL Lamp - 4000K | 4000 | 82 | 2200 | 129.4118 | 50000 | 17 | 1 | 15.6 | 15.6 | 18.3306 | 2020Q2 | https://www.energyavenue.com/Green-Creative/34868 | Energy Avenue | 2020 | No
LED Lighting | Reflector | Green Creative | True |  | LED | PAR20 | Medium (E26) | Product Description The Green Creative 5.5PAR20DIM/830NF25/N halogen bulb is a 50W replacement that does more than a standard bulb. The LED PAR20 halogen illuminates 3000K warm white radiance using a 25-degree beam angle. Expect this halogen to last 25,000 total life hours. If it doesn't, the bulb comes with a 3-year warranty. Green Creative 34933 Features: Compact size E26 base Dimming option Green Creative 34933 Applications: Indoor use Dry and wet locations Open and enclosed fixtures 5.5PAR20DIM/830NF25/N - 525 Lumens - 82 CRI - 25° - 120V Green Creative 34933 - 5.5W LED PAR20 - 3000K | 3000 | 82 | 525 | 95.4545 | 25000 | 5.5 | 1 | 4.98 | 4.98 | 5.8517 | 2020Q2 | https://www.energyavenue.com/Green-Creative/34933 | Energy Avenue | 2020 | Yes
LED Lighting | Reflector | Green Creative | True |  | LED | PAR20 | Medium (E26) | Product Description The Green Creative 5.5PAR20DIM/840NF25/N halogen bulb's compact size packs a punch. It radiates 4000K cool white illumination through a 25-degree narrow and flood beam angle for 25,000 total life hours. The LED PAR20 halogen also contains a dimmable feature a user can activate with the right dimming device. Green Creative 34935 Features: E26 base 50W halogen equivalent 3-year warranty Green Creative 34935 Applications: Indoor use Open and enclosed fixtures Dry and wet locations 5.5PAR20DIM/840NF25/N - 525 Lumens - 82 CRI - 25° - 120V Green Creative 34935 - 5.5W LED PAR20 - 4000K | 4000 | 82 | 525 | 95.4545 | 25000 | 5.5 | 1 | 4.98 | 4.98 | 5.8517 | 2020Q2 | https://www.energyavenue.com/Green-Creative/34935 | Energy Avenue | 2020 | Yes
LED Lighting | Reflector | Green Creative | True |  | LED | PAR30 | Medium (E26) | Product Description The Green Creative 10PAR30DIM/830NF25/N's 3000K warm white light is impressive for a compact halogen form factor bulb. If existing compatible dimmer devices work with the LED PAR30, you can tap into its dimming feature. The 75W halogen equivalent bulb is easy to install due to its universally compatible E26 base. Green Creative 34937 Features: 25-degree beam angle 25,000 life hours 3-year warranty Green Creative 34937 Applications: Open fixtures Indoor use Dry and wet locations 10PAR30DIM/830NF25/N - 950 Lumens - 82 CRI - 25° - 120V Green Creative 34937 - 10W LED PAR30 - 3000K | 3000 | 82 | 950 | 95 | 25000 | 10 | 1 | 6.6 | 6.6 | 7.7553 | 2020Q2 | https://www.energyavenue.com/Green-Creative/34937 | Energy Avenue | 2020 | Yes
LED Lighting | Reflector | Green Creative | True |  | LED | PAR30 | Medium (E26) | Product Description The Green Creative 10PAR30DIM/840NF25/N 75W halogen equivalent bulb shines bright 4000K cool white illumination using a 25-degree beam angle. This powerful beam blankets the room with near-white brightness so everything is visible. If the LED PAR30 light, however, is too bright, a dimming feature is available with a compatible dimmer device. Green Creative 34939 Features: Compact halogen form factor 25,000 life hours E26 base Green Creative 34939 Applications: Dry and wet locations Open fixtures Indoor use 10PAR30DIM/840NF25/N - 950 Lumens - 82 CRI - 25° - 120V Green Creative 34939 - 10W LED PAR30 - 4000K | 4000 | 82 | 950 | 95 | 25000 | 10 | 1 | 6.6 | 6.6 | 7.7553 | 2020Q2 | https://www.energyavenue.com/Green-Creative/34939 | Energy Avenue | 2020 | Yes
LED Lighting | Reflector | Green Creative | True |  | LED | BR30 | Medium (E26) | Product Description The Green Creative 8BR30DIM927 light bulb's appearance is durable with a shatter-proof polycarbonate lens and a standard E26 base. Turn on the LED BR30 bulb and experience 2700K warm white light with a dimming feature, forward-phase controls, and reverse-phase controls. In case of defects, the light bulb comes with a 3-year warranty. Green Creative 35048 Features: 25,000 life hours 120-degree beam angle 65W incandescent replacement Green Creative 35048 Applications: Enclosed fixtures Dry and damp locations Indoor use 8BR30DIM927 - 720 Lumens - 92 CRI - 65W Incandescent Equivalent - 120° - 120V Green Creative 35048 - 8W LED BR30 - 2700K | 2700 | 92 | 720 | 90 | 25000 | 8 | 1 | 4.69 | 4.69 | 5.5109 | 2020Q2 | https://www.energyavenue.com/Green-Creative/35048 | Energy Avenue | 2020 | Yes
LED Lighting | Reflector | Green Creative | True |  | LED | R20 | Medium (E26) | Product Description Green Creative has become one of the leading LED manufacturers in the country because of the quality and durability of their products. The Energy Star qualified 6.5R20G4DIM/827 40612 R20 LED is no different. Running on 6.5 watts, this dimmable light is a direct replacement for 45 watt incandescent lamps, resulting in an 80% savings. This LED has a warm white color temperature of 2700K and produces 500 lumens at a 110° beam angle. Rated for 25,000 life hours, this lamp comes with a 3 year warranty. This 120V, medium E26 base lamp features an 82 CRI. Features: Energy Star qualified Dimmable $162 savings per lamp UL listed Suitable for totally enclosed fixtures 77 Lumens per watt 45 Watt Incandescent Equivalent - 6.5 Watts - 120V - 2700K - 500 Lumens - 110 Degree Beam Angle Green Creative - 40612 - R20 LED | 2700 | 82 | 500 | 76.9231 | 25000 | 6.5 | 1 | 6.98 | 6.98 | 8.2018 | 2020Q2 | https://www.energyavenue.com/Green-Creative/40612 | Energy Avenue | 2020 | Yes
LED Lighting | Reflector | Green Creative | True |  | LED | BR40 | Medium (E26) | Product Description Green Creative has become one of the leading LED manufacturers in the country because of the quality and durability of their products. The Energy Star qualified 9BR40G4DIM/827 40627 R40 LED is no different. Running on 9 watts, this dimmable light is a direct replacement for 65 watt incandescent lamps, resulting in an 80% savings. This LED has a warm white color temperature of 2700K and produces 700 lumens at a 110° beam angle. Rated for 25,000 life hours, this lamp comes with a 3 year warranty. This 120V, medium E26 base lamp features a 82 CRI. Features: Dimmable $193 savings per lamp UL listed Suitable for totally enclosed fixtures 72 Lumens per watt 65 Watt Incandescent Equivalent - 9 Watts - 120V - 2700K - 700 Lumens - 110 Degree Beam Angle Green Creative - 40627 - R40 LED | 2700 | 82 | 700 | 77.7778 | 25000 | 9 | 1 | 6.98 | 6.98 | 8.2018 | 2020Q2 | https://www.energyavenue.com/Green-Creative/40627 | Energy Avenue | 2020 | Yes
LED Lighting | Reflector | Green Creative | True |  | LED | BR30 | Medium (E26) | Product Description Light up your favorite room with the warm white 13-watt LED lamp from Green Creative. It's energy-efficient and turns out the brightness of a 65-watt incandescent equivalent. This BR30 bulb burns at 2,700K and lasts for 40,000 hours. The frosted white finish makes it ideal for rooms where the bulb can be seen in the fixtures. The 110-degree beam angle and 700 lumens make this light bulb the perfect addition to residential and office lighting systems. Other Features Include: Color Accuracy (CRI) of 92 5-year warranty Dimmable Ideal Applications: Use it in a medium-base bulb fixture for E26 lamps Atmosphere or accent lighting 13 Watt - 2700K - 110° Beam Angle Green Creative - 40642 - 13BR30G3DIM/927 - R30 LED - 65 Watt Incandescent Equivalent | 2700 | 92 | 700 | 53.8462 | 40000 | 13 | 1 | 6.75 | 6.75 | 7.9315 | 2020Q2 | https://www.energyavenue.com/Green-Creative/40642 | Energy Avenue | 2020 | Yes
LED Lighting | A-Type | Satco | True |  | General Purpose Replacement | A19 | GU24 | Damp Location Rated Damp Location Rated Home / Light Bulbs / LED / LED A-Line / Satco - S9707 - 10A19/OMNI/LED/27K/90CRI/GU24 Energy Star Rated; Approved for Enclosed Fixtures; Damp Location Rated 10W A19 LED Lamp - 800 Lumens - Warm White (2700K) - 90 CRI - 25000 Hours - GU24 (Bi-Pin / Twist & Lock) - 120 to 130V - Frost Satco - S9707 - 10A19/OMNI/LED/27K/90CRI/GU24 | 2700 | 93 | 800 | 80 | 25000 | 10 | 1 | 7.19 | 7.19 | 8.4485 | 2020Q3 | https://shop.regencylighting.com/lamps/led/a-line/10a19-omni-led-27k-90cri-gu24-s9707.html | Regency Lighting | 2020 | Yes
LED Lighting | A-Type | Satco | True |  | General Purpose Replacement | A19 | E26 (Medium) | Damp Location Rated Damp Location Rated Home / Light Bulbs / LED / LED A-Line / Satco - S9703 - 10A19/OMNI/LED/27K/90CRI Energy Star Rated; Approved for Enclosed Fixtures; Damp Location Rated 10W A19 LED Lamp - 800 Lumens - Warm White (2700K) - 90 CRI - 25000 Hours - E26 (Medium) - 120 to 130V - Frost Satco - S9703 - 10A19/OMNI/LED/27K/90CRI | 2700 | 93 | 800 | 80 | 25000 | 10 | 1 | 5.37 | 5.37 | 6.31 | 2020Q3 | https://shop.regencylighting.com/lamps/led/a-line/10a19-omni-led-27k-90cri-s9703.html | Regency Lighting | 2020 | Yes
LED Lighting | Downlight | Green Creative | True |  | LED |  | Medium (E26) | Product Description LIMITED STOCK - CALL FOR AVAILABILITY The high CRI, Green Creative 40833 10SMDL4G4DIM/927 is 4 inch retrofit LED downlight, produces richer reds and natural skin tones. This Titanium CRI SP LED Series 4.0 is a 10 watt LED that is a replacement for 50 watt incandescent, 120V light that has a 40,000 hour shelf life and comes with a 5 year warranty. Producing a warm white 2700K color temperature, this LED lamp produces 600 lumens. Green Creative 40833 Features: 80% energy savings $156 savings per lamp Fits most 4 inch J-boxes and 4 inch recessed housings E26 base, LED adapter - GU24 optional *Dimmable in suitable damp locations and not directly exposed to weather or water 10SMDL4G4DIM/927 - 4 Inch - 50 Watt Equivalent - 120V - 600 Lumens - 90 CRI - 110 Degree Beam Angle - E26 Base - Dimmable Green Creative 40833 - 10W LED Downlight - 2700K | 2700 | 90 | 600 | 60 | 40000 | 10 | 1 | 23.5 | 23.5 | 27.6134 | 2020Q2 | https://www.energyavenue.com/Green-Creative/40833 | Energy Avenue | 2020 | Yes
LED Lighting | Downlight | Green Creative | True |  | LED |  | Medium (E26) | Product Description The high CRI, Green Creative 40842 14.5SMDL6G4DIM/927 is 6 inch retrofit LED downlight, produces richer reds and natural skin tones. This Titanium CRI SP LED Series 4.0 is a 14.5 watt LED that is a replacement for 75 watt incandescent, 120V light that has a 40,000 hour shelf life and comes with a 5 year warranty. Producing a warm white 2700K color temperature, this LED lamp produces 950 lumens. Green Creative 14.5SMDL6G4DIM/927 40842 Features: 80% energy savings $203 savings per lamp Fits most 4 inch J-boxes and 5-6 inch recessed housings E26 base, LED adapter - GU24 optional *Dimmable in suitable damp locations and not directly exposed to weather or water 2700K Warm White - 75 Watt Equivalent - 120V - 950 Lumens - 90 CRI - 110 Degree Beam Angle - E26 Base - Dimmable* Green Creative 40842 - 14.5SMDL6G4DIM/927 - 14.5W 6 Inch LED Downlight | 2700 | 90 | 950 | 65.5172 | 40000 | 14.5 | 1 | 21.6 | 21.6 | 25.3808 | 2020Q2 | https://www.energyavenue.com/Green-Creative/40842 | Energy Avenue | 2020 | Yes
LED Lighting | Downlight | Green Creative | True |  | LED |  | Medium (E26) | Product Description The high CRI, Green Creative 40843 14.5SMDL6G4DIM/930 is 6 inch retrofit LED downlight, produces richer reds and natural skin tones. This Titanium CRI SP LED Series 4.0 is a 14.5 watt LED that is a replacement for 75 watt incandescent, 120V light that has a 40,000 hour shelf life and comes with a 5 year warranty. Producing a warm white 3000Kcolor temperature, this LED lamp produces 950 lumens. Green Creative 14.5SMDL6G4DIM/930 40843 Features: 80% energy savings $203 savings per lamp Fits most 4 inch J-boxes and 5-6 inch recessed housings E26 base, LED adapter - GU24 optional *Dimmable in suitable damp locations and not directly exposed to weather or water 3000KWarm White - 75 Watt Equivalent - 120V - 950 Lumens - 90 CRI - 110 Degree Beam Angle - E26 Base - Dimmable* Green Creative 40843 - 14.5SMDL6G4DIM/930 - 14.5W 6 Inch LED Downlight | 3000 | 90 | 950 | 65.5172 | 40000 | 14.5 | 1 | 21.6 | 21.6 | 25.3808 | 2020Q2 | https://www.energyavenue.com/Green-Creative/40843 | Energy Avenue | 2020 | Yes
LED Lighting | Downlight | Green Creative | True |  | LED |  | Medium (E26) | Product Description The high CRI, Green Creative 40847 14.5SMDL6G4DIM/840 is 6 inch retrofit LED downlight, produces richer reds and natural skin tones. This Titanium CRI SP LED Series 4.0 is a 14.5 watt LED that is a replacement for 75 watt incandescent, 120V light that has a 40,000 hour shelf life and comes with a 5 year warranty. Producing a natural white 4000Kcolor temperature, this LED lamp produces 1150 lumens. Green Creative 14.5SMDL6G4DIM/840 40847 Features: 80% energy savings $203 savings per lamp Fits most 4 inch J-boxes and 5-6 inch recessed housings E26 base, LED adapter - GU24 optional *Dimmable in suitable damp locations and not directly exposed to weather or water 4000KNatural White - 75 Watt Equivalent - 120V - 1150 Lumens - 80 CRI - 110 Degree Beam Angle - E26 Base - Dimmable* Green Creative 40847 - 14.5SMDL6G4DIM/840 - 14.5W 6 Inch LED Downlight | 4000 | 90 | 1150 | 79.3103 | 40000 | 14.5 | 1 | 21.6 | 21.6 | 25.3808 | 2020Q2 | https://www.energyavenue.com/Green-Creative/40847 | Energy Avenue | 2020 | Yes
LED Lighting | Downlight | Green Creative | False |  | LED |  | GX23 (2-Pin) | Color Temp.2700K3000K3500K4000K Product Description The 57820 PL-Edge series is the first plug-and-play LED replacement for CFL downlights from Green Creative. This lamp is compatible with magnetic ballasts, or can bypass the ballast altogether. This 5.5 watt LED replaces a 13 watt compact fluorescent lamp resulting in a 60% energy savings. At 2700K this warm white LED can be used in enclosed fixtures and features a 120/277 dual voltage. Features: 82 lumens per watt GX23 (2-pin) base 40,000 life hours Alternate Product Versions $10.40 add Green Creative -57821 - LED 2-Pin Plug-in - 13 Watt CFL Equal 5.5 Watts - 3000K - Warm White - 500 Lumens - 80 CRI - 120 Deg Beam Angle $10.40 add Green Creative 57822 - 5.5W PL LED 2-Pin Plug-in 3500K 13 Watt CFL Equal - Warm White - 500 Lumens - 80 CRI - 120 Deg Beam Angle $10.40 add Green Creative -57823 - LED 2-Pin Plug-in - 13 Watt CFL Equal 5.5 Watts - 4000K - Cool White - 520 Lumens - 80 CRI - 120 Deg Beam Angle 5.5 Watts - 2700K - Warm White - 450 Lumens - 80 CRI - 120 Deg Beam Angle Green Creative 57820 - LED 2-Pin Plug-in - 13 Watt CFL Equal | 2700 | 80 | 450 | 81.8182 | 40000 | 5.5 | 1 | 10.4 | 10.4 | 12.2204 | 2020Q2 | https://www.energyavenue.com/Green-Creative/57820 | Energy Avenue | 2020 | No
LED Lighting | Downlight | Green Creative | False |  | LED |  | GX23 (2-Pin) | Color Temp.2700K3000K3500K4000K Product Description The 57821 PL-Edge series is the first plug-and-play LED replacement for CFL downlights from Green Creative. This lamp is compatible with magnetic ballasts, or can bypass the ballast altogether. This 5.5 watt LED replaces a 13 watt compact fluorescent lamp resulting in a 60% energy savings. At 3000Kthis warm white LED can be used in enclosed fixtures and features a 120/277 dual voltage. FEATURES 91 lumens per watt GX23 (2-pin) base 40,000 life hours Alternate Product Versions $10.40 EACASE of 6EA add Green Creative 57820 - LED 2-Pin Plug-in - 13 Watt CFL Equal 5.5 Watts - 2700K - Warm White - 450 Lumens - 80 CRI - 120 Deg Beam Angle $10.40 add Green Creative 57822 - 5.5W PL LED 2-Pin Plug-in 3500K 13 Watt CFL Equal - Warm White - 500 Lumens - 80 CRI - 120 Deg Beam Angle $10.40 add Green Creative -57823 - LED 2-Pin Plug-in - 13 Watt CFL Equal 5.5 Watts - 4000K - Cool White - 520 Lumens - 80 CRI - 120 Deg Beam Angle 5.5 Watts - 3000K - Warm White - 500 Lumens - 80 CRI - 120 Deg Beam Angle Green Creative -57821 - LED 2-Pin Plug-in - 13 Watt CFL Equal | 3000 | 80 | 500 | 90.9091 | 40000 | 5.5 | 1 | 10.4 | 10.4 | 12.2204 | 2020Q2 | https://www.energyavenue.com/Green-Creative/57821 | Energy Avenue | 2020 | Yes
LED Lighting | Downlight | Green Creative | False |  | LED |  | GX23 (2-Pin) | Color Temp.2700K3000K3500K4000K Product Description The 57822 PL-Edge series is the first plug-and-play LED replacement for CFL downlights from Green Creative. This lamp is compatible with magnetic ballasts, or can bypass the ballast altogether. This 5.5 watt LED replaces a 13 watt compact fluorescent lamp resulting in a 60% energy savings. At 3500K this warm white LED can be used in enclosed fixtures and features a 120/277 dual voltage. Green Creative 57822 Features: 91 lumens per watt GX23 (2-pin) base 40,000 life hours Alternate Product Versions $10.40 EACASE of 6EA add Green Creative 57820 - LED 2-Pin Plug-in - 13 Watt CFL Equal 5.5 Watts - 2700K - Warm White - 450 Lumens - 80 CRI - 120 Deg Beam Angle $10.40 add Green Creative -57821 - LED 2-Pin Plug-in - 13 Watt CFL Equal 5.5 Watts - 3000K - Warm White - 500 Lumens - 80 CRI - 120 Deg Beam Angle $10.40 add Green Creative -57823 - LED 2-Pin Plug-in - 13 Watt CFL Equal 5.5 Watts - 4000K - Cool White - 520 Lumens - 80 CRI - 120 Deg Beam Angle 13 Watt CFL Equal - Warm White - 500 Lumens - 80 CRI - 120 Deg Beam Angle Green Creative 57822 - 5.5W PL LED 2-Pin Plug-in 3500K | 3500 | 80 | 500 | 90.9091 | 40000 | 5.5 | 1 | 10.4 | 10.4 | 12.2204 | 2020Q2 | https://www.energyavenue.com/Green-Creative/57822 | Energy Avenue | 2020 | Yes
LED Lighting | Downlight | Green Creative | False |  | LED |  | GX23 (2-Pin) | Color Temp.2700K3000K3500K4000K Product Description The 57823 PL-Edge series is the first plug-and-play LED replacement for CFL downlights from Green Creative. This lamp is compatible with magnetic ballasts, or can bypass the ballast altogether. This 5.5 watt LED replaces a 13 watt compact fluorescent lamp resulting in a 60% energy savings. At 4000Kthis cool white LED can be used in enclosed fixtures and features a 120/277 dual voltage. Features: 95 lumens per watt GX23 (2-pin) base 40,000 life hours Alternate Product Versions $10.40 EACASE of 6EA add Green Creative 57820 - LED 2-Pin Plug-in - 13 Watt CFL Equal 5.5 Watts - 2700K - Warm White - 450 Lumens - 80 CRI - 120 Deg Beam Angle $10.40 add Green Creative -57821 - LED 2-Pin Plug-in - 13 Watt CFL Equal 5.5 Watts - 3000K - Warm White - 500 Lumens - 80 CRI - 120 Deg Beam Angle $10.40 add Green Creative 57822 - 5.5W PL LED 2-Pin Plug-in 3500K 13 Watt CFL Equal - Warm White - 500 Lumens - 80 CRI - 120 Deg Beam Angle 5.5 Watts - 4000K - Cool White - 520 Lumens - 80 CRI - 120 Deg Beam Angle Green Creative -57823 - LED 2-Pin Plug-in - 13 Watt CFL Equal | 4000 | 80 | 520 | 94.5455 | 40000 | 5.5 | 1 | 10.4 | 10.4 | 12.2204 | 2020Q2 | https://www.energyavenue.com/Green-Creative/57823 | Energy Avenue | 2020 | Yes
LED Lighting | Downlight | Green Creative | True |  | LED | A19 | GU24 | NOTICE: This Product Has Been Discontinued Please See the Following Comparable Products:Green Creative - 97908 - 9A19DIM/827/GU24 - LED A19 Bulb -- 9W - 60 Watt Incandescent Equivalent - GU24 - 2700K - DimmableYou can also browse our entire inventory of: LED Light BulbsProduct Description The 57831 LED from Green Creative is an excellent choice for energy savings. Running on only 9 watts, this lamp replaces a 13 watt CFL lamp, already an excellent replacement for a 60 watt incandescent lamp. Armed with a 3 year warranty, this lamp is rated for 25,000 life hours. Producing a color temperature of 2700K, this frosted bulb produces a warm white color temperature creating a warm inviting atmosphere. Features: Omnidirectional Light Compact Form Fit Most Fixtures Applications: General Lighting Downlighting Uplighting GU24 - 9 Watt - 13 Watt CFL Equal - 2700K Green Creative - 57831 - 9A19DIM/827/GU24 - A19 LED | 2700 | 80 | 800 | 88.8889 | 25000 | 9 | 1 | 13.01 | 13.01 | 15.2873 | 2020Q2 | https://www.energyavenue.com/Green-Creative/57831 | Energy Avenue | 2020 | No
LED Lighting | A-Type | Satco | True |  | General Purpose Replacement | A19 | GU24 | Damp Location Rated Damp Location Rated Home / Light Bulbs / LED / LED A-Line / Satco - S9708 - 10A19/OMNI/LED/3K/90CRI/GU24 Energy Star Rated; Approved for Enclosed Fixtures; Damp Location Rated 10W A19 LED Lamp - 800 Lumens - Warm White (3000K) - 90 CRI - 25000 Hours - GU24 (Bi-Pin / Twist & Lock) - 120 to 130V - Frost Satco - S9708 - 10A19/OMNI/LED/3K/90CRI/GU24 | 3000 | 94 | 800 | 80 | 25000 | 10 | 1 | 5.91 | 5.91 | 6.9445 | 2020Q3 | https://shop.regencylighting.com/lamps/led/a-line/10a19-omni-led-3k-90cri-gu24-s9708.html | Regency Lighting | 2020 | Yes
LED Lighting | Downlight | Green Creative | True |  | LED | A19 | Medium (E26) | Color Temp.2700K3000K4000K NOTICE: This Product Has Been Discontinued Please See the Following Comparable Products:Green Creative 98011 - 8W LED A19 - 2700K -- 8A19DIM/827 - 810 Lumens - 82 CRI - 60W Incandescent Equivalent - 230° - 120VSylvania - 73016 - LED6A19/F/827/G2 - A19 LED - 40 Watt Incandescent Equal -- 6 Watt - 2700K - 450 LumensYou can also browse our entire inventory of: LED Light BulbsProduct Description The 57856 LED from Green Creative is an excellent choice for energy savings. Running on only 8.5 watts, this lamp replaces a 60 watt incandescent lamp. Armed with a 3 year warranty, this lamp is rated for 25,000 life hours. Producing a color temperature of 2700K, this frosted bulb produces a warm white color temperature creating a warm inviting atmosphere. This A19 LED bulb is dimmable, and is compatible with many dimmers. Features: Omnidirectional Light Compact Form Fit Most Fixtures Applications: General Lighting Downlighting Uplighting Alternate Product Versions $6.98 add Green Creative - 57857 - 8.5A19DIM/830/R - A19 LED E26 - 8.5 Watt - 60 Watt Incandescent Equal - 3000K $6.98 add Green Creative - 57858 - 8.5A19DIM/840/R - A19 LED E26 - 8.5 Watt - 60 Watt Incandescent Equal - 4000K E26 - 8.5 Watt - 60 Watt Incandescent Equal - 2700K Green Creative - 57856 - 8.5A19DIM/827/R - A19 LED | 2700 | 80 | 800 | 94.1176 | 25000 | 8.5 | 1 | 6.98 | 6.98 | 8.2018 | 2020Q2 | https://www.energyavenue.com/Green-Creative/57856 | Energy Avenue | 2020 | No
LED Lighting | Downlight | Green Creative | True |  | LED | A19 | Medium (E26) | Color Temp.2700K3000K4000K NOTICE: This Product Has Been Discontinued Please See the Following Comparable Products:Green Creative - 58038 - 9A19/830/277V - A19 LED -- E26 - 9 Watt - 60 Watt Incandescent Equal - 3000KYou can also browse our entire inventory of: LED Light BulbsProduct Description The 57857 LED from Green Creative is an excellent choice for energy savings. Running on only 8.5 watts, this lamp replaces a 60 watt incandescent lamp. Armed with a 3 year warranty, this lamp is rated for 25,000 life hours. Producing a color temperature of 3000K, this frosted bulb produces a warm white color temperature creating a warm inviting atmosphere. This A19 LED bulb is dimmable, and is compatible with many dimmers. Features: Omnidirectional Light Compact Form Fit Most Fixtures Applications: General Lighting Downlighting Uplighting Alternate Product Versions $6.18 add Green Creative - 57856 - 8.5A19DIM/827/R - A19 LED E26 - 8.5 Watt - 60 Watt Incandescent Equal - 2700K $6.98 add Green Creative - 57858 - 8.5A19DIM/840/R - A19 LED E26 - 8.5 Watt - 60 Watt Incandescent Equal - 4000K E26 - 8.5 Watt - 60 Watt Incandescent Equal - 3000K Green Creative - 57857 - 8.5A19DIM/830/R - A19 LED | 3000 | 80 | 800 | 94.1176 | 25000 | 8.5 | 1 | 6.18 | 6.18 | 7.2617 | 2020Q2 | https://www.energyavenue.com/Green-Creative/57857 | Energy Avenue | 2020 | No
LED Lighting | Downlight | Green Creative | True |  | LED | A19 | Medium (E26) | Color Temp.2700K3000K4000K NOTICE: This Product Has Been Discontinued Please See the Following Comparable Products:Green Creative 98013 - 8W LED A19 Bulb - 4000K -- 8A19DIM/840 - 810 Lumens - 82 CRI - 60W Incandescent Equivalent - 230° - 120VYou can also browse our entire inventory of: LED Light BulbsProduct Description The 57858 LED from Green Creative is an excellent choice for energy savings. Running on only 8.5 watts, this lamp replaces a 60 watt incandescent lamp. Armed with a 3 year warranty, this lamp is rated for 25,000 life hours. Producing a color temperature of 4000K, this frosted bulb produces a cool white color temperature creating a cool professional atmosphere. This A19 LED bulb is dimmable, and is compatible with many dimmers. Features: Omnidirectional Light Compact Form Fit Most Fixtures Applications: General Lighting Downlighting Uplighting Alternate Product Versions $6.18 add Green Creative - 57856 - 8.5A19DIM/827/R - A19 LED E26 - 8.5 Watt - 60 Watt Incandescent Equal - 2700K $6.98 add Green Creative - 57857 - 8.5A19DIM/830/R - A19 LED E26 - 8.5 Watt - 60 Watt Incandescent Equal - 3000K E26 - 8.5 Watt - 60 Watt Incandescent Equal - 4000K Green Creative - 57858 - 8.5A19DIM/840/R - A19 LED | 4000 | 80 | 850 | 100 | 25000 | 8.5 | 1 | 6.18 | 6.18 | 7.2617 | 2020Q2 | https://www.energyavenue.com/Green-Creative/57858 | Energy Avenue | 2020 | No
LED Lighting | Downlight | Green Creative | False |  |  |  |  | Product Description Part of the Titanium LED Series, the Green Creative 57874 12-27W LED Commercial Downlight fits in both new and retrofit lampposts. Installation is easy thanks to springy housing clips and a manual push. This Green Creative 8 inch commercial downlight radiates 3000K warm white LED light at a 110-degree angle. Choose from three lumen light levels t by sliding the selector switch on top of the fixture for the best lighting experience. Green Creative 57874 Features: Universal housing compatibility For retrofit or new construction Spring-action housing clips for easy installation 40,000 lifetime hours and 5-year warranty Green Creative 57874 Applications: Suitable for damp locations Commercial use Architectural housing For Indoor use 27CDLA8/830/277V - 2000 Lumens - 80 CRI - 110° Beam Angle - 120-277V Green Creative 57874 - 8 Inch 12/19/27W LED Commercial Downlight - 3000K | 3000 | 80 | 2000 | 74.0741 | 40000 | 27 | 1 | 49.5 | 49.5 | 58.1644 | 2020Q2 | https://www.energyavenue.com/Green-Creative/57874 | Energy Avenue | 2020 | Yes
LED Lighting | Downlight | Green Creative | False |  |  |  |  | Product Description The adjustable housing and spring-action clip allow for easy installation of the Green Creative 12/19/27W LED commercial downlight 3500K in a range of settings. It's ideal for retrofitting and new installation when you're looking for energy- and cost-savings on your next build. The Green Creative 8 inch commercial downlight is from the Innofit series and fits housings ranging from 7.6 - 9.4 inches. The output is adjustable to three lumen levels of 1000/1500/2000 using the sliding the selector switch on top of the fixture. Green Creative 57875 Features: Universal housing capability Easy and snap-in installation Life span of 40,000 hours Five-year warranty Green Creative 57875 Applications: For retrofitting or new construction Commercial and architectural builds Suitable for damp locations 27CDLA8/835/277V - 1000/1500/2000 Lumens - 80 CRI - 110° Beam Angle - 120-277V Green Creative 57875 - 8 Inch 12/19/27W LED Commercial Downlight - 3500K | 3500 | 80 | 2000 | 74.0741 | 40000 | 27 | 1 | 49.5 | 49.5 | 58.1644 | 2020Q2 | https://www.energyavenue.com/Green-Creative/57875 | Energy Avenue | 2020 | Yes
LED Lighting | Downlight | Green Creative | False |  |  |  |  | Product Description The Green Creative 57876 8 inch 12/19/27W Commercial Downlight can be a great low energy lighting solution for new construction and retrofits. This can be adjusted to three different light settings. With its 4000K color temperature you have a cool white light. The lamps are designed to last up to 40,000 hours and comes equipped with a 5-year warranty. Green Creative 57876 Features: Universal housing compatibility Adjustable light levels - 12/19/27W with 1000/1500/2000 lumens output Spring-action housing clips for easy fit installation Green Creative 57876 Applications: New Construction or retrofitting Commercial and residential use Suitable for damp locations 27CDLA8/840/277V - 1000/1500/2000 Lumens - 80 CRI - 110° Beam Angle - 120-277V Green Creative 57876 - 8 Inch 12/19/27W Commercial Downlight - 4000K | 4000 | 80 | 2000 | 74.0741 | 40000 | 27 | 1 | 49.5 | 49.5 | 58.1644 | 2020Q2 | https://www.energyavenue.com/Green-Creative/57876 | Energy Avenue | 2020 | Yes
LED Lighting | Downlight | Green Creative | False |  |  |  |  | Product Description The Green Creative 57881 9.5 Inch 23.5/32/45W LED Commercial Downlight is an easy to install lighting solution for new construction or retrofitting an existing downlight. Each Green Creative 9.5 inch commercial downlight provides a cool white 4000K color temperature and you can easily adjust the lumen output by sliding the switch. It uses spring-action clips to install the bulbs into a wide range of housings and comes equipped with a 5-year warranty. Green Creative 57881 Features: For retrofit or new construction installation Easy-Fit Installation Lifespan of 40,000 hours Adjustable light output of 2000, 2500, and 3200 Green Creative 57881 Applications: Suitable for damp locations Restaurants lighting Hospitality Office lighting 45CDLA9.5/840/277V - 2000/2500/3200 Lumens - 80 CRI - 110° Beam Angle - 120-277V Green Creative 57881 - 9.5 Inch 23.5/32/45W LED Commercial Downlight - 4000K | 4000 | 80 | 3200 | 71.1111 | 40000 | 45 | 1 | 70.85 | 70.85 | 83.2515 | 2020Q2 | https://www.energyavenue.com/Green-Creative/57881 | Energy Avenue | 2020 | Yes
LED Lighting | Decorative | Green Creative | True |  | LED | B11 (Candle) | Candelabra (E12) | NOTICE: This Product Has Been DiscontinuedProduct Description Green Creative has become one of the leading LED manufacturers in the country because of the quality and durability of their products. The 57884 (5B11DIM/8CCTD) Clear Topedo LED is no different. Running on 5 watts, this light is a direct replacement for 40 watt incandescent lamps, resulting in an 80% savings. This LED has a warm white color temperature of 2700K but can be dimmed to 2200K. This Lamp produces 300 lumens at a 230° beam angle. Rated for 25,000 life hours, this lamp comes with a 3 year warranty. This 120V, E12 base lamp features a 80 CRI! This Green Creative lamp features 2700K-2200K dimming designed to replicate the warm dimming effect of traditional incandescent light sources. As the lamp dims, its CCT gradually warms, helping to create the perfect ambience for all occasions. Green Creative 57884 Features: Omnidirectional 230 degree beam angle High efficacy 60 LPW Smooth warm dimming from 2700K-2200K CCT Innovative crown lens creates unique sparkling effect Compact heat sink blends in with fixtures 5B11DIM/8CCTD - Warm Dimming - Candelabra E12 Base - 40W Incandescent Equal Green Creative 57884 - 5W B11 - Clear Torpedo Candle - 2200-2700K | 2200 | 80 | 300 | 60 | 25000 | 5 | 6 | 44.88 | 7.48 | 8.7893 | 2020Q2 | https://www.energyavenue.com/Green-Creative/57884 | Energy Avenue | 2020 | Yes
LED Lighting | Downlight | Green Creative | True |  | LED | MR16 | GU5.3 | Wattage6 Watt7 Watt7.5 Watt8.5 WattColor Temp.2700KBase TypeGU5.3 NOTICE: This Product Has Been Discontinued Please See the Following Comparable Products:Green Creative 98482 - 7.5W LED MR16 Bulb - 2700K -- 15.5BR40DIM/827 - 580 Lumens - 92 CRI - 75W Halogen Equivalent - 25° - 12VYou can also browse our entire inventory of: LED Light BulbsProduct Description The High CRI Green Creative 57976 LED MR16 is a great replacement a 75 watt halogen bulb. At 8.5 watts it is a massive improvement in energy use. This lamp is rated for 25,000 life hours, this lamp comes with a 3 year warranty. The 57976 has a GU5.3 base and produces a warm white, 2700K, light. Features: High CRI Suitable for enclosed Fixtures Richer reds and natural skin tones Applications: Ambient and accent lighting Recessed downlight Track lighting Alternate Product Versions $30.00 EACASE of 12EA add Green Creative 98481 - 7W LED MR16 Bulb - 2700K 7MR16DIM/927SP15 - 580 Lumens - 92 CRI - 75W Halogen Equivalent - 15° - 12V $11.30 EACASE of 12EA add Green Creative 98486 - 7.5W LED MR16 Bulb - 3000K 7.5MR16DIM/930FL35 - 580 Lumens - 92 CRI - 75W Halogen Equivalent - 35° - 12V $11.30 EACASE of 12EA add Green Creative 98483 - 7.5W LED MR16 Bulb - 2700K 7.5MR16DIM/927FL35 - 580 Lumens - 92 CRI - 75W Halogen Equivalent - 35° - 12V $6.90 EACASE of 12EA add Green Creative - 57984 - 6MR16DIM/827FL35 - LED MR16 Flood GU5.3 - 6 Watt - 50 Watt Halogen Equal - 2700K $6.90 EACASE of 12EA add Green Creative - 57985 - 6MR16DIM/830FL35 - LED MR16 Flood GU5.3 - 6 Watt - 50 Watt Halogen Equal - 3000K $6.90 EACASE of 12EA add Green Creative - 57986 - 6MR16DIM/840FL35 - LED MR16 Flood GU5.3 - 6 Watt - 50 Watt Halogen Equal - 4000K $6.90 EACASE of 12EA add Green Creative - 57987 - 6GU10DIM/827FL35 - LED MR16 Flood GU10 - 6 Watt - 50 Watt Halogen Equal - 2700K $6.90 EACASE of 12EA add Green Creative 57988 - 6W MR16 LED - 3000K 6GU10DIM/830FL35 - 50 Watt Halogen Equivalent - 120V - GU10 Base - 35 Deg Beam Angle - Dimmable $3.90 add Green Creative 58285 - 6W LED MR16 - 2700K - GU5.3 6MR16DIM/827FL35/35W - 35W Halogen Equivalent - 425 Lumens - 82 CRI - 35 Degree Beam Angle - 12V $3.90 add Green Creative 58286 - 6W LED MR16 Bulb - 3000K 6MR16DIM/830FL35/35W - 450 Lumens - 82 CRI - 35W Halogen Equivalent - 35° - 12V GU5.3 - 8.5 Watt - 75 Watt Halogen Equal - 2700K Green Creative - 57976 - 8.5MR16DIM/927NF25 - LED MR16 Flood | 2700 | 92 | 550 | 64.7059 | 25000 | 8.5 | 1 | 30 | 30 | 35.2512 | 2020Q2 | https://www.energyavenue.com/Green-Creative/57976 | Energy Avenue | 2020 | No
LED Lighting | Downlight | Green Creative | True |  | LED | MR16 | GU5.3 | Wattage6 Watt7 Watt7.5 Watt8.5 WattColor Temp.2700K3000K4000KBase TypeGU10GU5.3 Product Description Green Creative 57984 replaces Green Creative 40758 Running on 6 watts, Green Creative 6MR16DIM/827FL35 57984, replaces 50 watt halogen resulting to 80% energy savings. This dimmable LED has a 2700k color temperature (warm white). Produces a total of 480 initial lumens, at 35° flood beam angle. Green Creative 57984 is 120V GU5.3 base lamp suitable for totally enclosed fixtures. Rated for 25,000 life hours, this lamp comes with a 3 year warranty. Features: UL listed Suitable for enclosed Fixtures Smooth Dimming Applications: Ambient and accent lighting Recessed downlight Track lighting Alternate Product Versions $30.00 EACASE of 12EA add Green Creative 98481 - 7W LED MR16 Bulb - 2700K 7MR16DIM/927SP15 - 580 Lumens - 92 CRI - 75W Halogen Equivalent - 15° - 12V $11.30 EACASE of 12EA add Green Creative 98486 - 7.5W LED MR16 Bulb - 3000K 7.5MR16DIM/930FL35 - 580 Lumens - 92 CRI - 75W Halogen Equivalent - 35° - 12V $11.30 EACASE of 12EA add Green Creative 98483 - 7.5W LED MR16 Bulb - 2700K 7.5MR16DIM/927FL35 - 580 Lumens - 92 CRI - 75W Halogen Equivalent - 35° - 12V $16.98 add Green Creative - 57976 - 8.5MR16DIM/927NF25 - LED MR16 Flood GU5.3 - 8.5 Watt - 75 Watt Halogen Equal - 2700K $6.90 EACASE of 12EA add Green Creative - 57985 - 6MR16DIM/830FL35 - LED MR16 Flood GU5.3 - 6 Watt - 50 Watt Halogen Equal - 3000K $6.90 EACASE of 12EA add Green Creative - 57986 - 6MR16DIM/840FL35 - LED MR16 Flood GU5.3 - 6 Watt - 50 Watt Halogen Equal - 4000K $6.90 EACASE of 12EA add Green Creative - 57987 - 6GU10DIM/827FL35 - LED MR16 Flood GU10 - 6 Watt - 50 Watt Halogen Equal - 2700K $6.90 EACASE of 12EA add Green Creative 57988 - 6W MR16 LED - 3000K 6GU10DIM/830FL35 - 50 Watt Halogen Equivalent - 120V - GU10 Base - 35 Deg Beam Angle - Dimmable $3.90 add Green Creative 58285 - 6W LED MR16 - 2700K - GU5.3 6MR16DIM/827FL35/35W - 35W Halogen Equivalent - 425 Lumens - 82 CRI - 35 Degree Beam Angle - 12V $3.90 add Green Creative 58286 - 6W LED MR16 Bulb - 3000K 6MR16DIM/830FL35/35W - 450 Lumens - 82 CRI - 35W Halogen Equivalent - 35° - 12V GU5.3 - 6 Watt - 50 Watt Halogen Equal - 2700K Green Creative - 57984 - 6MR16DIM/827FL35 - LED MR16 Flood | 2700 | 82 | 480 | 80 | 25000 | 6 | 1 | 6.9 | 6.9 | 8.1078 | 2020Q2 | https://www.energyavenue.com/Green-Creative/57984 | Energy Avenue | 2020 | No
LED Lighting | Downlight | Green Creative | True |  | LED | MR16 | GU5.3 | Wattage6 Watt7 Watt7.5 Watt8.5 WattColor Temp.2700K3000K4000KBase TypeGU10GU5.3 Product Description Green Creative 57985 replaces Green Creative 40759 Running on 6 watts, Green Creative 6MR16DIM/830FL35 57985, replaces 50 watt halogen resulting to 80% energy savings. This dimmable LED has a 3000Kcolor temperature (warm white). Produces a total of 500 initial lumens, at 35° flood beam angle. Green Creative 57985 is 120V GU5.3 base lamp suitable for totally enclosed fixtures. Rated for 25,000 life hours, this lamp comes with a 3 year warranty. Features: UL listed Suitable for enclosed Fixtures Smooth Dimming Applications: Ambient and accent lighting Recessed downlight Track lighting Alternate Product Versions $30.00 EACASE of 12EA add Green Creative 98481 - 7W LED MR16 Bulb - 2700K 7MR16DIM/927SP15 - 580 Lumens - 92 CRI - 75W Halogen Equivalent - 15° - 12V $11.30 EACASE of 12EA add Green Creative 98486 - 7.5W LED MR16 Bulb - 3000K 7.5MR16DIM/930FL35 - 580 Lumens - 92 CRI - 75W Halogen Equivalent - 35° - 12V $11.30 EACASE of 12EA add Green Creative 98483 - 7.5W LED MR16 Bulb - 2700K 7.5MR16DIM/927FL35 - 580 Lumens - 92 CRI - 75W Halogen Equivalent - 35° - 12V $16.98 add Green Creative - 57976 - 8.5MR16DIM/927NF25 - LED MR16 Flood GU5.3 - 8.5 Watt - 75 Watt Halogen Equal - 2700K $6.90 EACASE of 12EA add Green Creative - 57984 - 6MR16DIM/827FL35 - LED MR16 Flood GU5.3 - 6 Watt - 50 Watt Halogen Equal - 2700K $6.90 EACASE of 12EA add Green Creative - 57986 - 6MR16DIM/840FL35 - LED MR16 Flood GU5.3 - 6 Watt - 50 Watt Halogen Equal - 4000K $6.90 EACASE of 12EA add Green Creative - 57987 - 6GU10DIM/827FL35 - LED MR16 Flood GU10 - 6 Watt - 50 Watt Halogen Equal - 2700K $6.90 EACASE of 12EA add Green Creative 57988 - 6W MR16 LED - 3000K 6GU10DIM/830FL35 - 50 Watt Halogen Equivalent - 120V - GU10 Base - 35 Deg Beam Angle - Dimmable $3.90 add Green Creative 58285 - 6W LED MR16 - 2700K - GU5.3 6MR16DIM/827FL35/35W - 35W Halogen Equivalent - 425 Lumens - 82 CRI - 35 Degree Beam Angle - 12V $3.90 add Green Creative 58286 - 6W LED MR16 Bulb - 3000K 6MR16DIM/830FL35/35W - 450 Lumens - 82 CRI - 35W Halogen Equivalent - 35° - 12V GU5.3 - 6 Watt - 50 Watt Halogen Equal - 3000K Green Creative - 57985 - 6MR16DIM/830FL35 - LED MR16 Flood | 3000 | 82 | 500 | 83.3333 | 25000 | 6 | 1 | 6.9 | 6.9 | 8.1078 | 2020Q2 | https://www.energyavenue.com/Green-Creative/57985 | Energy Avenue | 2020 | No
LED Lighting | Downlight | Green Creative | True |  | LED | MR16 | GU5.3 | Wattage6 Watt7 Watt7.5 Watt8.5 WattColor Temp.2700K3000K4000KBase TypeGU5.3 Product Description Green Creative 57986 replaces Green Creative 40760 Running on 6 watts, Green Creative 6MR16DIM/840FL35 57986, replaces 50 watt halogen resulting to 80% energy savings. This dimmable LED has a 4000Kcolor temperature (warm white). Produces a total of 520 initial lumens, at 35° flood beam angle. Green Creative 57986 is 12V GU5.3 base lamp suitable for totally enclosed fixtures. Rated for 25,000 life hours, this lamp comes with a 3 year warranty. Features: UL listed Suitable for enclosed Fixtures Smooth Dimming Applications: Ambient and accent lighting Recessed downlight Track lighting Alternate Product Versions $30.00 EACASE of 12EA add Green Creative 98481 - 7W LED MR16 Bulb - 2700K 7MR16DIM/927SP15 - 580 Lumens - 92 CRI - 75W Halogen Equivalent - 15° - 12V $11.30 EACASE of 12EA add Green Creative 98486 - 7.5W LED MR16 Bulb - 3000K 7.5MR16DIM/930FL35 - 580 Lumens - 92 CRI - 75W Halogen Equivalent - 35° - 12V $11.30 EACASE of 12EA add Green Creative 98483 - 7.5W LED MR16 Bulb - 2700K 7.5MR16DIM/927FL35 - 580 Lumens - 92 CRI - 75W Halogen Equivalent - 35° - 12V $16.98 add Green Creative - 57976 - 8.5MR16DIM/927NF25 - LED MR16 Flood GU5.3 - 8.5 Watt - 75 Watt Halogen Equal - 2700K $6.90 EACASE of 12EA add Green Creative - 57984 - 6MR16DIM/827FL35 - LED MR16 Flood GU5.3 - 6 Watt - 50 Watt Halogen Equal - 2700K $6.90 EACASE of 12EA add Green Creative - 57985 - 6MR16DIM/830FL35 - LED MR16 Flood GU5.3 - 6 Watt - 50 Watt Halogen Equal - 3000K $6.90 EACASE of 12EA add Green Creative - 57987 - 6GU10DIM/827FL35 - LED MR16 Flood GU10 - 6 Watt - 50 Watt Halogen Equal - 2700K $6.90 EACASE of 12EA add Green Creative 57988 - 6W MR16 LED - 3000K 6GU10DIM/830FL35 - 50 Watt Halogen Equivalent - 120V - GU10 Base - 35 Deg Beam Angle - Dimmable $3.90 add Green Creative 58285 - 6W LED MR16 - 2700K - GU5.3 6MR16DIM/827FL35/35W - 35W Halogen Equivalent - 425 Lumens - 82 CRI - 35 Degree Beam Angle - 12V $3.90 add Green Creative 58286 - 6W LED MR16 Bulb - 3000K 6MR16DIM/830FL35/35W - 450 Lumens - 82 CRI - 35W Halogen Equivalent - 35° - 12V GU5.3 - 6 Watt - 50 Watt Halogen Equal - 4000K Green Creative - 57986 - 6MR16DIM/840FL35 - LED MR16 Flood | 4000 | 82 | 520 | 86.6667 | 25000 | 6 | 1 | 6.9 | 6.9 | 8.1078 | 2020Q2 | https://www.energyavenue.com/Green-Creative/57986 | Energy Avenue | 2020 | No
LED Lighting | Downlight | Green Creative | True |  | LED | MR16 | GU10 | Wattage6 Watt7 Watt7.5 Watt8.5 WattColor Temp.2700K3000K4000KBase TypeGU10GU5.3 Product Description Green Creative 57987 replaces Green Creative 40716 Running on 6 watts, Green Creative 6GU10DIM/827FL35 57987, replaces 50 watt halogen resulting to 80% energy savings. This dimmable LED has a 2700k color temperature (warm white). Produces a total of 480 initial lumens, at 35° flood beam angle. Green Creative 57987 is 120V GU10 base lamp suitable for totally enclosed fixtures with advance thermal design. Rated for 25,000 life hours, this lamp comes with a 3 year warranty. Features: UL listed Suitable for enclosed Fixtures Smooth Dimming Applications: Ambient and accent lighting Recessed downlight Track lighting Alternate Product Versions $30.00 EACASE of 12EA add Green Creative 98481 - 7W LED MR16 Bulb - 2700K 7MR16DIM/927SP15 - 580 Lumens - 92 CRI - 75W Halogen Equivalent - 15° - 12V $11.30 EACASE of 12EA add Green Creative 98486 - 7.5W LED MR16 Bulb - 3000K 7.5MR16DIM/930FL35 - 580 Lumens - 92 CRI - 75W Halogen Equivalent - 35° - 12V $11.30 EACASE of 12EA add Green Creative 98483 - 7.5W LED MR16 Bulb - 2700K 7.5MR16DIM/927FL35 - 580 Lumens - 92 CRI - 75W Halogen Equivalent - 35° - 12V $16.98 add Green Creative - 57976 - 8.5MR16DIM/927NF25 - LED MR16 Flood GU5.3 - 8.5 Watt - 75 Watt Halogen Equal - 2700K $6.90 EACASE of 12EA add Green Creative - 57984 - 6MR16DIM/827FL35 - LED MR16 Flood GU5.3 - 6 Watt - 50 Watt Halogen Equal - 2700K $6.90 EACASE of 12EA add Green Creative - 57985 - 6MR16DIM/830FL35 - LED MR16 Flood GU5.3 - 6 Watt - 50 Watt Halogen Equal - 3000K $6.90 EACASE of 12EA add Green Creative - 57986 - 6MR16DIM/840FL35 - LED MR16 Flood GU5.3 - 6 Watt - 50 Watt Halogen Equal - 4000K $6.90 EACASE of 12EA add Green Creative 57988 - 6W MR16 LED - 3000K 6GU10DIM/830FL35 - 50 Watt Halogen Equivalent - 120V - GU10 Base - 35 Deg Beam Angle - Dimmable $3.90 add Green Creative 58285 - 6W LED MR16 - 2700K - GU5.3 6MR16DIM/827FL35/35W - 35W Halogen Equivalent - 425 Lumens - 82 CRI - 35 Degree Beam Angle - 12V $3.90 add Green Creative 58286 - 6W LED MR16 Bulb - 3000K 6MR16DIM/830FL35/35W - 450 Lumens - 82 CRI - 35W Halogen Equivalent - 35° - 12V GU10 - 6 Watt - 50 Watt Halogen Equal - 2700K Green Creative - 57987 - 6GU10DIM/827FL35 - LED MR16 Flood | 2700 | 82 | 480 | 80 | 25000 | 6 | 1 | 6.9 | 6.9 | 8.1078 | 2020Q2 | https://www.energyavenue.com/Green-Creative/57987 | Energy Avenue | 2020 | No
LED Lighting | Reflector | Green Creative | True |  | LED | PAR16 | Medium (E26) | Product Description The Green Creative 57990 6 Watt LED E26 Dimmable PAR16 Bulb is an extremely energy efficient light bulb, operating on only 6 Watts. This PAR16 bulb replaces your 60 Watt halogen bulbs. The 57990 emits 480 Lumens of 2700K Warm White Light. This product has a life expectancy of 25,000 life hours and is covered by a 3 year warranty. Features: Suitable for use in totally enclosed fixtures Smooth dimming with most existing installations Compact form factor, fits most fixtures 6W - 60 Watt Halogen Equivalent - E26 - 35 Degree - 2700K Green Creative - 57990 - 6PAR16DIM/827FL35 - LED PAR16 Bulb | 2700 | 82 | 480 | 80 | 25000 | 6 | 1 | 6.9 | 6.9 | 8.1078 | 2020Q2 | https://www.energyavenue.com/Green-Creative/57990 | Energy Avenue | 2020 | Yes
LED Lighting | Reflector | Green Creative | True |  | LED | PAR16 | Medium (E26) | Product Description The Green Creative 57991 6 Watt LED E26 Dimmable PAR16 Bulb is an extremely energy efficient light bulb, operating on only 6 Watts. This PAR16 bulb replaces your 60 Watt halogen bulbs. The 57991 emits 500 Lumens of 3000KWarm White Light. This product has a life expectancy of 25,000 life hours and is covered by a 3 year warranty. Features: Suitable for use in totally enclosed fixtures Smooth dimming with most existing installations Compact form factor, fits most fixtures 6W - 60 Watt Halogen Equivalent - E26 - 35 Degree - 3000K Green Creative - 57991 - 6PAR16DIM/830FL35 - LED PAR16 Bulb | 3000 | 82 | 500 | 83.3333 | 25000 | 6 | 1 | 6.9 | 6.9 | 8.1078 | 2020Q2 | https://www.energyavenue.com/Green-Creative/57991 | Energy Avenue | 2020 | Yes
LED Lighting | Reflector | Green Creative | True |  | LED | R20 | Medium (E26) | Product Description The Green Creative 58001 6.5 Watt LED E26 Dimmable R20 Bulb is an extremely energy efficient light bulb, operating on only 6.5 Watts. This R20 bulb replaces your 45 Watt halogen bulbs. The 58001 emits 500 Lumens of 2700K Warm White Light. This product has a life expectancy of 25,000 life hours and is covered by a 3 year warranty. Features: Revolutionary CLOUD design 50% lighter due to environmentally friendly construction Smooth warm dimming from 2700K-2200K CCT Comfortable warm diffused light 6.5W - 45 Watt Incandescent Equivalent - E26 - 2700K - Dimmable Green Creative - 58001 - 6.5R20DIM/8CCTD - LED R20 Bulb | 2700 | 82 | 500 | 76.9231 | 25000 | 6.5 | 1 | 5.25 | 5.25 | 6.169 | 2020Q2 | https://www.energyavenue.com/Green-Creative/58001 | Energy Avenue | 2020 | Yes
LED Lighting | Downlight | Green Creative | True |  |  |  |  | Color Temp.2700K3000K4000K Product Description Part of the ThinFit series, the 11.6W Green Creative 11.6DLNC6DIM/827 58028 LED Downlight relies on its innovative design for customer convenience. In fact, the light shines 2700K soft white radiance (with a dimming option) after tinkering with the J-Box for installation. The J-Box has a wire clamp, quick connects, and spring clips inside a removable lid. Green Creative 58028 Features: 100-degree beam angle 40,000-hour lifespan 5-year warranty Green Creative 58028 Applications: Indoor use Dry locations New and existing installations Alternate Product Versions $22.81 add Green Creative 58029 - 11.6W LED Downlight - 3000K THINFIT Series - 11.6DLNC6DIM/830 - 830 Lumens - 75W Incandescent Equivalent - 82 CRI - 100° - 120V $22.81 add Green Creative 58030 - 11.6W LED Downlight - 4000K THINFIT Series - 11.6DLNC6DIM/840 - 850 Lumens - 75W Incandescent Equivalent - 82 CRI - 100° - 120V THINFIT Series - 11.6DLNC6DIM/827 - 810 Lumens - 75W Incandescent Equivalent - 82 CRI - 100° - 120V Green Creative 58028 - 11.6W LED Downlight - 2700K | 2700 | 82 | 810 | 69.8276 | 40000 | 11.6 | 1 | 22.81 | 22.81 | 26.8026 | 2020Q2 | https://www.energyavenue.com/Green-Creative/58028 | Energy Avenue | 2020 | Yes
LED Lighting | Downlight | Green Creative | True |  |  |  |  | Color Temp.2700K3000K4000K Product Description The Green Creative 11.6DLNC6DIM/830 58029 LED Downlight, part of the ThinFit series. It is easy to install and use, thanks to its innovative design for home lighting. Once installed, enjoy 3000K warm white illumination at a 100-degree beam angle for 40,000 life hours. The energy-saving 11.6W downlight LED has a dimming option too, replacing a standard 75W incandescent. Green Creative 58029 Features: Edge lighting technology J-Box wiring installation 5-year warranty Green Creative 58029 Applications: Indoor use - kitchen and home lighting Sutaible for dry locations New and remodeled cutouts Alternate Product Versions $22.81 add Green Creative 58028 - 11.6W LED Downlight - 2700K THINFIT Series - 11.6DLNC6DIM/827 - 810 Lumens - 75W Incandescent Equivalent - 82 CRI - 100° - 120V $22.81 add Green Creative 58030 - 11.6W LED Downlight - 4000K THINFIT Series - 11.6DLNC6DIM/840 - 850 Lumens - 75W Incandescent Equivalent - 82 CRI - 100° - 120V THINFIT Series - 11.6DLNC6DIM/830 - 830 Lumens - 75W Incandescent Equivalent - 82 CRI - 100° - 120V Green Creative 58029 - 11.6W LED Downlight - 3000K | 3000 | 82 | 830 | 71.5517 | 40000 | 11.6 | 1 | 22.81 | 22.81 | 26.8026 | 2020Q2 | https://www.energyavenue.com/Green-Creative/58029 | Energy Avenue | 2020 | Yes
LED Lighting | Downlight | Green Creative | True |  |  |  |  | Color Temp.2700K3000K4000K Product Description Introducing Green Creative ThinFit LED Downlight Series. This 11.6DLNC6DIM/840 58030 uses edge lighting technology to illuminate 4000K cool white light at a 100-degree beam angle, great for home lighting. This 11.6W Downlight LED installs effortlessly thanks to the J-Box and spring clips. The J-Box contains a removable lid with a wire clamp and quick connects inside it. Additionally, the energy-saving downlight has a dimming feature. Green Creative 58030 Features: Innovative design 40,000 life hours 5-year warranty Green Creative 58030 Applications: New and remodeled construction Indoor use - kitchen and home lighting Suitable for dry locations Alternate Product Versions $22.81 add Green Creative 58028 - 11.6W LED Downlight - 2700K THINFIT Series - 11.6DLNC6DIM/827 - 810 Lumens - 75W Incandescent Equivalent - 82 CRI - 100° - 120V $22.81 add Green Creative 58029 - 11.6W LED Downlight - 3000K THINFIT Series - 11.6DLNC6DIM/830 - 830 Lumens - 75W Incandescent Equivalent - 82 CRI - 100° - 120V THINFIT Series - 11.6DLNC6DIM/840 - 850 Lumens - 75W Incandescent Equivalent - 82 CRI - 100° - 120V Green Creative 58030 - 11.6W LED Downlight - 4000K | 4000 | 82 | 850 | 73.2759 | 40000 | 11.6 | 1 | 22.81 | 22.81 | 26.8026 | 2020Q2 | https://www.energyavenue.com/Green-Creative/58030 | Energy Avenue | 2020 | Yes
LED Lighting | Downlight | Green Creative | False |  | LED | A19 | Medium (E26) | Wattage10 Watt12 Watt8 Watt9 WattColor Temp.2400K2700K3000K4000KDimmableNoYes NOTICE: This Product Has Been DiscontinuedProduct Description The 58037 LED from Green Creative is an excellent choice for energy savings. Running on only 9 watts, this lamp replaces a 60 watt incandescent lamp. Armed with a 3 year warranty, this lamp is rated for 25,000 hours of life. Producing a color temperature of 2700K, this bulb produces a warm white color temperature creating a welcoming atmosphere suitable for all occasions. This A19 LED bulb is has an universal voltage. Features: Omnidirectional Light Compact Form Fit Most Fixtures 120-277V Applications: General Lighting Downlighting Uplighting Alternate Product Versions $9.38 add Green Creative 16176 - 12W A19 LED - 75 Watt Equal - 3000K 9.5A19G4DIM/830/GU24 - 120V - E26 Medium Base - 1150 Lumens (Initial) - 80 CRI - Omni-Directional - Dimmable - Energy Star $3.90 add Green Creative - 40741 - 9A19G4DIM/824 - A19 LED - 60 Watt Equivalent 9 Watt - 120V - E26 Medium Base - 2400K - Warm White - 700 Lumens (Initial) - 300 Degree Beam Angle - Dimmable $12.98 add Green Creative - 58038 - 9A19/830/277V - A19 LED E26 - 9 Watt - 60 Watt Incandescent Equal - 3000K $9.98 add Green Creative - 97780 - 9A19DIM/827 - A19 LED Bulb Medium E26 Base - 9 Watt - 60 Watt Incandescent Equivalent - 2700K $9.98 add Green Creative - 97781 - 9A19DIM/830 - A19 LED Bulb Medium E26 Base - 9 Watt - 60 Watt Incandescent Equivalent - 3000K $9.98 add Green Creative - 97782 - 9A19DIM/840 - A19 LED Bulb Medium E26 Base - 9 Watt - 60 Watt Incandescent Equivalent - 4000K $11.08 add Green Creative 97964 - 10W LED A19 Bulb - 2700K 10A19DIM/827 - 1100 Lumens - 82 CRI - 75W Incandescent Equivalent - 240° - 120V $11.08 add Green Creative 97965 - 10W LED A19 Bulb - 3000K 10A19DIM/830 - 1150 Lumens - 82 CRI - 75W Incandescent Equivalent - 240° - 120V $10.13 add Green Creative 97966 - 10W LED A19 - 4000K 10A19DIM/840 - 1200 Lumens - CRI 82 - 75W Incandescent Equivalent - 240° - 120V $1.95 add Green Creative 98012 - 8W LED A19 - 3000K - E26 8A19DIM/830 - 60 Watt Incandescent Equivalent - 810 Lumens - 82 CRI - 230° Beam Angle - 120V $1.95 EACASE of 6EA add Green Creative 98013 - 8W LED A19 Bulb - 4000K 8A19DIM/840 - 810 Lumens - 82 CRI - 60W Incandescent Equivalent - 230° - 120V E26 - 9 Watt - 60 Watt Incandescent Equal - 2700K Green Creative - 58037 - 9A19/827/277V - A19 LED | 2700 | 82 | 800 | 88.8889 | 25000 | 9 | 1 | 9.38 | 9.38 | 11.0219 | 2020Q2 | https://www.energyavenue.com/Green-Creative/58037 | Energy Avenue | 2020 | No
LED Lighting | Reflector | Green Creative | True |  | LED | BR30 | Medium (E26) | Product Description The Green Creative 58048 9.5 Watt LED E26 Dimmable BR30 Bulb is an extremely energy efficient light bulb, operating on only 9.5 Watts. This BR30 bulb replaces your 65 Watt incandescent bulbs. The 58048 emits 700 Lumens of 2700K Warm White Light. This product has a life expectancy of 25,000 life hours and is covered by a 3 year warranty. Features: Revolutionary CLOUD design 60% lighter due to environmentally friendly construction Exceptional color rendering CRI 90 Richer reds and natural skin tones (R9 49, R13 94) Tight LED binning for consistent CCT across all lamps Suitable for use in totally enclosed fixtures Cloud - 9.5W - 65 Watt Incandescent Equivalent - E26 - 2700K - Dimmable Green Creative - 58048 - 9.5BR30DIM/927 - LED BR30 Bulb | 2700 | 90 | 700 | 73.6842 | 25000 | 9.5 | 1 | 2.85 | 2.85 | 3.3489 | 2020Q2 | https://www.energyavenue.com/Green-Creative/58048 | Energy Avenue | 2020 | Yes
LED Lighting | Reflector | Green Creative | True |  | LED | PAR30 | Medium (E26) | Product Description The Green Creative 58114 13 Watt LED E26 PAR30 Bulb is an extremely energy efficient light bulb, operating on only 13 Watts. This PAR30 bulb replaces your 75 Watt halogen bulbs. The 58114 emits 1000 Lumens of 2700K Warm White Light. This product has a life expectancy of 50,000 life hours and is covered by a 5 year warranty. Features: Full-face REFINE optic and sleek design Exceptional color rendering CRI 90 Richer reds and natural skin tones (R9 65, R13 90) Tight LED binning for consistent CCT across all lamps Suitable for use in totally enclosed fixtures 13W - 75 Watt Halogen Equivalent - E26 - 25 Degree - 2700K - Dimmable Green Creative - 58114 - 13PAR30DIM/927NF25 - LED PAR30 Bulb | 2700 | 90 | 1000 | 76.9231 | 50000 | 13 | 1 | 8 | 8 | 9.4003 | 2020Q2 | https://www.energyavenue.com/Green-Creative/58114 | Energy Avenue | 2020 | Yes
LED Lighting | Reflector | Green Creative | True |  | LED | PAR30 | Medium (E26) | Product Description The Green Creative 58116 13 Watt LED E26 PAR30 Bulb is an extremely energy efficient light bulb, operating on only 13 Watts. This PAR30 bulb replaces your 75 Watt halogen bulbs. The 58116 emits 880 Lumens of 3000KWarm White Light. This product has a life expectancy of 50,000 life hours and is covered by a 5 year warranty. Features: Full-face REFINE optic and sleek design Exceptional color rendering CRI 90 Richer reds and natural skin tones (R9 65, R13 90) Tight LED binning for consistent CCT across all lamps Suitable for use in totally enclosed fixtures 13W - 75 Watt Halogen Equivalent - E26 - 15 Degree - 3000K - Dimmable Green Creative - 58116 - 13PAR30DIM/930SP15 - LED PAR30 Bulb | 3000 | 90 | 880 | 67.6923 | 50000 | 13 | 1 | 8 | 8 | 9.4003 | 2020Q2 | https://www.energyavenue.com/Green-Creative/58116 | Energy Avenue | 2020 | Yes
LED Lighting | Reflector | Green Creative | True |  | LED | PAR30 | Medium (E26) | Product Description The Green Creative 58117 13 Watt LED E26 PAR30 Bulb is an extremely energy efficient light bulb, operating on only 13 Watts. This PAR30 bulb replaces your 75 Watt halogen bulbs. The 58117 emits 1050 Lumens of 3000KWarm White Light. This product has a life expectancy of 50,000 life hours and is covered by a 5 year warranty. Features: Full-face REFINE optic and sleek design Exceptional color rendering CRI 90 Richer reds and natural skin tones (R9 65, R13 90) Tight LED binning for consistent CCT across all lamps Suitable for use in totally enclosed fixtures 13W - 75 Watt Halogen Equivalent - E26 - 25 Degree - 3000K - Dimmable Green Creative - 58117 - 13PAR30DIM/930NF25 - LED PAR30 Bulb | 3000 | 90 | 1050 | 80.7692 | 50000 | 13 | 1 | 8 | 8 | 9.4003 | 2020Q2 | https://www.energyavenue.com/Green-Creative/58117 | Energy Avenue | 2020 | Yes
LED Lighting | Reflector | Green Creative | True |  | LED | PAR30 | Medium (E26) | Product Description The Green Creative 58118 13 Watt LED E26 PAR30 Bulb is an extremely energy efficient light bulb, operating on only 13 Watts. This PAR30 bulb replaces your 75 Watt halogen bulbs. The 58118 emits 1050 Lumens of 3000KWarm White Light. This product has a life expectancy of 50,000 life hours and is covered by a 5 year warranty. Features: Full-face REFINE optic and sleek design Exceptional color rendering CRI 90 Richer reds and natural skin tones (R9 65, R13 90) Tight LED binning for consistent CCT across all lamps Suitable for use in totally enclosed fixtures 13W - 75 Watt Halogen Equivalent - E26 - 40 Degree - 3000K - Dimmable Green Creative - 58118 - 13PAR30DIM/930FL40 - LED PAR30 Bulb | 3000 | 90 | 1050 | 80.7692 | 50000 | 13 | 1 | 8 | 8 | 9.4003 | 2020Q2 | https://www.energyavenue.com/Green-Creative/58118 | Energy Avenue | 2020 | Yes
LED Lighting | Reflector | Green Creative | False |  | LED | PAR30 | Medium (E26) | Product Description The Green Creative 58127 13 Watt LED E26 PAR30 Bulb is an extremely energy efficient light bulb, operating on only 13 Watts. This PAR30 bulb replaces your 75 Watt halogen bulbs. The 58127 emits 1000 Lumens of 3000KWarm White Light. This product has a life expectancy of 50,000 life hours and is covered by a 5 year warranty. Features: Direct line voltage 120-277V - Not compatible with ballasts Exceptional color rendering CRI 90 Richer reds and natural skin tones (R9 65, R13 90) Tight LED binning for consistent CCT across all lamps Suitable for use in totally enclosed fixtures 13W - 75 Watt Halogen Equivalent - E26 - 40 Degree - 3000K Green Creative - 58127 - 13PAR30/930FL40/277V - LED PAR30 Bulb | 3000 | 90 | 1050 | 80.7692 | 50000 | 13 | 1 | 8 | 8 | 9.4003 | 2020Q2 | https://www.energyavenue.com/Green-Creative/58127 | Energy Avenue | 2020 | Yes
LED Lighting | Reflector | Green Creative | False |  | LED | PAR30 | Medium (E26) | Product Description The Green Creative 58130 13 Watt LED E26 PAR30 Bulb is an extremely energy efficient light bulb, operating on only 13 Watts. This PAR30 bulb replaces your 75 Watt halogen bulbs. The 58130 emits 1000 Lumens of 4000KCool White Light. This product has a life expectancy of 50,000 life hours and is covered by a 5 year warranty. Features: Direct line voltage 120-277V - Not compatible with ballasts Exceptional color rendering CRI 90 Richer reds and natural skin tones (R9 65, R13 90) Tight LED binning for consistent CCT across all lamps Suitable for use in totally enclosed fixtures 13W - 75 Watt Halogen Equivalent - E26 - 40 Degree - 4000K Green Creative - 58130 - 13PAR30/940FL40/277V - LED PAR30 Bulb | 4000 | 90 | 1100 | 84.6154 | 50000 | 13 | 1 | 8 | 8 | 9.4003 | 2020Q2 | https://www.energyavenue.com/Green-Creative/58130 | Energy Avenue | 2020 | Yes
LED Lighting | Reflector | Green Creative | True |  | LED | PAR30 | Medium (E26) | Product Description The Green Creative 58140 13 Watt LED E26 Dimmable PAR30 Bulb is an extremely energy efficient light bulb, operating on only 13 Watts. This PAR30 bulb replaces your 75 Watt halogen bulbs. The 58140 emits 870 Lumens of 2700K Warm White Light. This product has a life expectancy of 50,000 life hours and is covered by a 5 year warranty. Features: Full-face optic and sleek design Exceptional color rendering CRI 90 Richer reds and natural skin tones (R9 65, R13 90) Tight LED binning for consistent CCT across all lamps Suitable for use in totally enclosed fixtures 13W - 75 Watt Halogen Equivalent - E26 - 15 Degree - 2700K - Dimmable Green Creature - 58140 - 13PAR30SNDIM/927SP15 - LED PAR30 Bulb | 4000 | 90 | 870 | 66.9231 | 50000 | 13 | 1 | 8 | 8 | 9.4003 | 2020Q2 | https://www.energyavenue.com/Green-Creative/58140 | Energy Avenue | 2020 | Yes
LED Lighting | Reflector | Green Creative | True |  | LED | PAR30 | Medium (E26) | Product Description The Green Creative 58141 13 Watt LED E26 Dimmable PAR30 Bulb is an extremely energy efficient light bulb, operating on only 13 Watts. This PAR30 bulb replaces your 75 Watt halogen bulbs. The 58141 emits 1000 Lumens of 2700K Warm White Light. This product has a life expectancy of 50,000 life hours and is covered by a 5 year warranty. Features: Full-face optic and sleek design Exceptional color rendering CRI 90 Richer reds and natural skin tones (R9 65, R13 90) Tight LED binning for consistent CCT across all lamps Suitable for use in totally enclosed fixtures 13W - 75 Watt Halogen Equivalent - E26 - 25 Degree - 2700K - Dimmable Green Creature - 58141 - 13PAR30SNDIM/927NF25 - LED PAR30 Bulb | 2700 | 90 | 1000 | 76.9231 | 50000 | 13 | 1 | 8 | 8 | 9.4003 | 2020Q2 | https://www.energyavenue.com/Green-Creative/58141 | Energy Avenue | 2020 | Yes
LED Lighting | Reflector | Green Creative | True |  | LED | PAR30 | Medium (E26) | Product Description The Green Creative 58142 13 Watt LED E26 Dimmable PAR30 Bulb is an extremely energy efficient light bulb, operating on only 13 Watts. This PAR30 bulb replaces your 75 Watt halogen bulbs. The 58142 emits 1000 Lumens of 2700K Warm White Light. This product has a life expectancy of 50,000 life hours and is covered by a 5 year warranty. Features: Full-face optic and sleek design Exceptional color rendering CRI 90 Richer reds and natural skin tones (R9 65, R13 90) Tight LED binning for consistent CCT across all lamps Suitable for use in totally enclosed fixtures 13W - 75 Watt Halogen Equivalent - E26 - 40 Degree - 2700K - Dimmable Green Creature - 58142 - 13PAR30SNDIM/927FL40 - LED PAR30 Bulb | 2700 | 90 | 1000 | 76.9231 | 50000 | 13 | 1 | 8 | 8 | 9.4003 | 2020Q2 | https://www.energyavenue.com/Green-Creative/58142 | Energy Avenue | 2020 | Yes
LED Lighting | Reflector | Green Creative | True |  | LED | PAR30 | Medium (E26) | NOTICE: This Product Has Been DiscontinuedProduct Description Green Creative 58145 replaces Green Creative 16134 Running on 6 watts, Green Creative 6MR16DIM/830FL35 57985, replaces 50 watt halogen resulting to 80% energy savings. This dimmable LED has a 3000Kcolor temperature (warm white). Produces a total of 500 initial lumens, at 35° flood beam angle. Green Creative 57985 is 120V GU5.3 base lamp suitable for totally enclosed fixtures. Rated for 50,000 life hours, this lamp comes with a 5 year warranty. Features: High CRI Suitable for enclosed Fixtures Richer reds and natural skin tones E26 - 13 Watt - 75 Watt Halogen Equal - 3000K Green Creative - 58145 - 13PAR30SNDIM/930FL40 - LED PAR30 Flood | 3000 | 90 | 1050 | 80.7692 | 50000 | 13 | 1 | 59.9 | 59.9 | 70.3848 | 2020Q2 | https://www.energyavenue.com/Green-Creative/58145 | Energy Avenue | 2020 | Yes
LED Lighting | Reflector | Green Creative | True |  | LED | PAR30 | Medium (E26) | Product Description The Green Creative 58148 13 Watt LED E26 Dimmable PAR30 Bulb is an extremely energy efficient light bulb, operating on only 13 Watts. This PAR30 bulb replaces your 75 Watt halogen bulbs. The 58148 emits 1100 Lumens of 4000KCool White Light. This product has a life expectancy of 50,000 life hours and is covered by a 5 year warranty. Features: Full-face optic and sleek design Exceptional color rendering CRI 90 Richer reds and natural skin tones (R9 65, R13 90) Tight LED binning for consistent CCT across all lamps Suitable for use in totally enclosed fixtures 13W - 75 Watt Halogen Equivalent - E26 - 40 Degree - 4000K - Dimmable Green Creature - 58148 - 13PAR30SNDIM/940FL40 - LED PAR30 Bulb | 2700 | 90 | 1100 | 84.6154 | 50000 | 13 | 1 | 8 | 8 | 9.4003 | 2020Q2 | https://www.energyavenue.com/Green-Creative/58148 | Energy Avenue | 2020 | Yes
LED Lighting | Reflector | Green Creative | True |  | LED | MR16 | GU5.3 | Wattage6 Watt7 Watt7.5 Watt8.5 WattColor Temp.2700K3000K4000KBase TypeGU10GU5.3 Product Description If you’re looking for an alternative to halogen lights for your industrial or commercial lighting fixtures, this Green Creative 58285, 6W LED MR16 lamp, is the solution for you. Suitable for use in totally enclosed fixtures, this lamp is 2700k. 6MR16DIM/827FL35/35W is up to $137 in energy savings and up 25,000 hours of life., replacing 35W halogen. Green Creative 58285 Features: Smooth dimming with most existing installations Exceptional efficacy 75 LPW Powerful light output 450 lumens 25,000 hour life and 3 years warranty Compact size 1:1 halogen form factor Green Creative 58285 Applications: Suitable for use in totally enclosed light fixtures Industrial lighting Commercial lighting Hospitality Alternate Product Versions $30.00 EACASE of 12EA add Green Creative 98481 - 7W LED MR16 Bulb - 2700K 7MR16DIM/927SP15 - 580 Lumens - 92 CRI - 75W Halogen Equivalent - 15° - 12V $11.30 EACASE of 12EA add Green Creative 98486 - 7.5W LED MR16 Bulb - 3000K 7.5MR16DIM/930FL35 - 580 Lumens - 92 CRI - 75W Halogen Equivalent - 35° - 12V $11.30 EACASE of 12EA add Green Creative 98483 - 7.5W LED MR16 Bulb - 2700K 7.5MR16DIM/927FL35 - 580 Lumens - 92 CRI - 75W Halogen Equivalent - 35° - 12V $16.98 add Green Creative - 57976 - 8.5MR16DIM/927NF25 - LED MR16 Flood GU5.3 - 8.5 Watt - 75 Watt Halogen Equal - 2700K $6.90 EACASE of 12EA add Green Creative - 57984 - 6MR16DIM/827FL35 - LED MR16 Flood GU5.3 - 6 Watt - 50 Watt Halogen Equal - 2700K $6.90 EACASE of 12EA add Green Creative - 57985 - 6MR16DIM/830FL35 - LED MR16 Flood GU5.3 - 6 Watt - 50 Watt Halogen Equal - 3000K $6.90 EACASE of 12EA add Green Creative - 57986 - 6MR16DIM/840FL35 - LED MR16 Flood GU5.3 - 6 Watt - 50 Watt Halogen Equal - 4000K $6.90 EACASE of 12EA add Green Creative - 57987 - 6GU10DIM/827FL35 - LED MR16 Flood GU10 - 6 Watt - 50 Watt Halogen Equal - 2700K $6.90 EACASE of 12EA add Green Creative 57988 - 6W MR16 LED - 3000K 6GU10DIM/830FL35 - 50 Watt Halogen Equivalent - 120V - GU10 Base - 35 Deg Beam Angle - Dimmable $3.90 add Green Creative 58286 - 6W LED MR16 Bulb - 3000K 6MR16DIM/830FL35/35W - 450 Lumens - 82 CRI - 35W Halogen Equivalent - 35° - 12V 6MR16DIM/827FL35/35W - 35W Halogen Equivalent - 425 Lumens - 82 CRI - 35 Degree Beam Angle - 12V Green Creative 58285 - 6W LED MR16 - 2700K - GU5.3 | 2700 | 82 | 425 | 70.8333 | 25000 | 6 | 1 | 3.9 | 3.9 | 4.5827 | 2020Q2 | https://www.energyavenue.com/Green-Creative/58285 | Energy Avenue | 2020 | Yes
LED Lighting | Reflector | Green Creative | True |  | LED | MR16 | GU5.3 | Wattage6 Watt7 Watt7.5 Watt8.5 WattColor Temp.2700K3000K4000KBase TypeGU10GU5.3 Product Description The Green Creative 6MR16DIM/830FL35/35W 58286 MR16 LED bulb is a great low energy solution that can replace your 35W halogen bulbs. Each LED uses only 6W of power and have a compact design that can be used in enclosed fixtures. They offer a warm white light with its 3000K color temperature. It comes with a three-year warranty for added peace of mind and is designed to last up to 25,000 hours. Green Creative 58286 Features: Smooth dimming Three-year warranty Green Creative 58286 Applications: Hospitality lighting Office lighting Alternate Product Versions $30.00 EACASE of 12EA add Green Creative 98481 - 7W LED MR16 Bulb - 2700K 7MR16DIM/927SP15 - 580 Lumens - 92 CRI - 75W Halogen Equivalent - 15° - 12V $11.30 EACASE of 12EA add Green Creative 98486 - 7.5W LED MR16 Bulb - 3000K 7.5MR16DIM/930FL35 - 580 Lumens - 92 CRI - 75W Halogen Equivalent - 35° - 12V $11.30 EACASE of 12EA add Green Creative 98483 - 7.5W LED MR16 Bulb - 2700K 7.5MR16DIM/927FL35 - 580 Lumens - 92 CRI - 75W Halogen Equivalent - 35° - 12V $16.98 add Green Creative - 57976 - 8.5MR16DIM/927NF25 - LED MR16 Flood GU5.3 - 8.5 Watt - 75 Watt Halogen Equal - 2700K $6.90 EACASE of 12EA add Green Creative - 57984 - 6MR16DIM/827FL35 - LED MR16 Flood GU5.3 - 6 Watt - 50 Watt Halogen Equal - 2700K $6.90 EACASE of 12EA add Green Creative - 57985 - 6MR16DIM/830FL35 - LED MR16 Flood GU5.3 - 6 Watt - 50 Watt Halogen Equal - 3000K $6.90 EACASE of 12EA add Green Creative - 57986 - 6MR16DIM/840FL35 - LED MR16 Flood GU5.3 - 6 Watt - 50 Watt Halogen Equal - 4000K $6.90 EACASE of 12EA add Green Creative - 57987 - 6GU10DIM/827FL35 - LED MR16 Flood GU10 - 6 Watt - 50 Watt Halogen Equal - 2700K $6.90 EACASE of 12EA add Green Creative 57988 - 6W MR16 LED - 3000K 6GU10DIM/830FL35 - 50 Watt Halogen Equivalent - 120V - GU10 Base - 35 Deg Beam Angle - Dimmable $3.90 add Green Creative 58285 - 6W LED MR16 - 2700K - GU5.3 6MR16DIM/827FL35/35W - 35W Halogen Equivalent - 425 Lumens - 82 CRI - 35 Degree Beam Angle - 12V 6MR16DIM/830FL35/35W - 450 Lumens - 82 CRI - 35W Halogen Equivalent - 35° - 12V Green Creative 58286 - 6W LED MR16 Bulb - 3000K | 3000 | 82 | 450 | 75 | 25000 | 6 | 1 | 3.9 | 3.9 | 4.5827 | 2020Q2 | https://www.energyavenue.com/Green-Creative/58286 | Energy Avenue | 2020 | Yes
LED Lighting | Reflector | Green Creative | True |  | LED | MR16 | GU5.3 | Product Description Green Creative's 93541 MR16 operates at 4000Kand features a 25 degree beam angle. Impressively, this MR16 can save you $38 annually. Full-face optic and smooth heat sink UL certified damp locations 7 Watt 7 Watt - Bi-Pin - 12V - 4000K - 25° Beam Angle Green Creative - 95341 - 01-711-D/840-25D - MR16 LED - 50 Watt Halogen Equivalent | 4000 | 80 | 550 | 78.5714 | 30000 | 7 | 1 | 17 | 17 | 19.9757 | 2020Q2 | https://www.energyavenue.com/Green-Creative/95341 | Energy Avenue | 2020 | Yes
LED Lighting |  | Green Creative | True |  | LED |  |  | NOTICE: This Product Has Been DiscontinuedProduct Description One of the leading LED manufactuer's, Green Creative, presents its Aspire LED track series. The 97587 white LED fixture runs on 22 watts and 120V. This dimmable LED has a life expectancy of 40,000 hours and comes with a 5 year warranty. At a 2700K color temperature, this lamps produces 1200 lumens, Features: 90 CRI Fits Halo tracks ETL certified 20 Watt HID Equal - 22 Watts - 2700K - 120V - 90 CRI Green Creative - 97587 - LED Track Lighting - Aspire Series | 2700 | 90 | 1200 | 54.5455 | 40000 | 22 | 1 | 16.38 | 16.38 | 19.2471 | 2020Q2 | https://www.energyavenue.com/Green-Creative/97587 | Energy Avenue | 2020 | Yes
LED Lighting |  | Green Creative | True |  | LED |  |  | NOTICE: This Product Has Been DiscontinuedProduct Description One of the leading LED manufactuer's, Green Creative, presents its Aspire LED track series. The 97588 white LED fixture runs on 22 watts and 120V. This dimmable LED has a life expectancy of 40,000 hours and comes with a 5 year warranty. At a 2700K color temperature, this lamps produces 1200 lumens, Features: 90 CRI Fits Juno tracks ETL certified 20 Watt HID Equal - 22 Watts - 2700K - 120V - 90CRI Green Creative - 97588 - LED Track Lighting - Aspire Series | 2700 | 90 | 1200 | 54.5455 | 40000 | 22 | 1 | 16.38 | 16.38 | 19.2471 | 2020Q2 | https://www.energyavenue.com/Green-Creative/97588 | Energy Avenue | 2020 | Yes
LED Lighting |  | Green Creative | True |  | LED |  |  | NOTICE: This Product Has Been DiscontinuedProduct Description One of the leading LED manufactuer's, Green Creative, presents its Aspire LED track series. The 97590 black LED fixture runs on 22 watts and 120V. This dimmable LED has a life expectancy of 40,000 hours and comes with a 5 year warranty. At a 2700K color temperature, this lamps produces 1200 lumens, Features: 90 CRI Fits Halo tracks ETL certified 20 Watt HID Equal - 22 Watts - 2700K - 120V - 90 CRI Green Creative - 97590 - LED Track Lighting - Aspire Series | 2700 | 90 | 1200 | 54.5455 | 40000 | 22 | 1 | 16.38 | 16.38 | 19.2471 | 2020Q2 | https://www.energyavenue.com/Green-Creative/97590 | Energy Avenue | 2020 | Yes
LED Lighting |  | Green Creative | True |  | LED |  |  | NOTICE: This Product Has Been DiscontinuedProduct Description One of the leading LED manufactuer's, Green Creative, presents its Aspire LED track series. The 97591 black LED fixture runs on 22 watts and 120V. This dimmable LED has a life expectancy of 40,000 hours and comes with a 5 year warranty. At a 2700K color temperature, this lamps produces 1200 lumens, Features: 90 CRI Fits Juno tracks ETL certified 20 Watt HID Equal - 22 Watts - 2700K - 120V - 90 CRI Green Creative - 97591 - LED Track Lighting - Aspire Series | 2700 | 90 | 1200 | 54.5455 | 40000 | 22 | 1 | 16.38 | 16.38 | 19.2471 | 2020Q2 | https://www.energyavenue.com/Green-Creative/97591 | Energy Avenue | 2020 | Yes
LED Lighting |  | Green Creative | True |  | LED |  |  | NOTICE: This Product Has Been DiscontinuedProduct Description One of the leading LED manufactuer's, Green Creative, presents its Aspire LED track series. The 97599 white LED fixture runs on 22 watts and 120V. This dimmable LED has a life expectancy of 40,000 hours and comes with a 5 year warranty. At a 3000K color temperature, this lamps produces 1250 lumens, Features: 90 CRI Fits Halo tracks ETL certified 20 Watt HID Equal - 22 Watts - 3000K - 120V - 90CRI Green Creative - 97599 - LED Track Lighting - Aspire Series | 3000 | 90 | 1250 | 56.8182 | 40000 | 22 | 1 | 16.38 | 16.38 | 19.2471 | 2020Q2 | https://www.energyavenue.com/Green-Creative/97599 | Energy Avenue | 2020 | Yes
LED Lighting |  | Green Creative | True |  | LED |  |  | NOTICE: This Product Has Been DiscontinuedProduct Description One of the leading LED manufactuer's, Green Creative, presents its Aspire LED track series. The 97600 white LED fixture runs on 22 watts and 120V. This dimmable LED has a life expectancy of 40,000 hours and comes with a 5 year warranty. At a 3000K color temperature, this lamps produces 1250 lumens, Features: 90 CRI Fits Juno tracks ETL certified 20 Watt HID Equal - 22 Watts - 3000K - 120V - 90CRI Green Creative - 97600 - LED Track Lighting - Aspire Series | 3000 | 90 | 1250 | 56.8182 | 40000 | 22 | 1 | 16.38 | 16.38 | 19.2471 | 2020Q2 | https://www.energyavenue.com/Green-Creative/97600 | Energy Avenue | 2020 | Yes
LED Lighting |  | Green Creative | True |  | LED |  |  | Product Description One of the leading LED manufactuer's, Green Creative, presents its Aspire LED track series. The 97602 black LED fixture runs on 22 watts and 120V. This dimmable LED has a life expectancy of 40,000 hours and comes with a 5 year warranty. At a 3000K color temperature, this lamps produces 1250 lumens, Features: 90 CRI Fits Halo tracks ETL certified 20 Watt HID Equal - 22 Watts - 3000K - 120V - 90 CRI Green Creative - 97602 - LED Track Lighting - Aspire Series | 3000 | 90 | 1250 | 56.8182 | 40000 | 22 | 1 | 98.39 | 98.39 | 115.6121 | 2020Q2 | https://www.energyavenue.com/Green-Creative/97602 | Energy Avenue | 2020 | Yes
LED Lighting |  | Green Creative | True |  | LED |  |  | NOTICE: This Product Has Been DiscontinuedProduct Description One of the leading LED manufactuer's, Green Creative, presents its Aspire LED track series. The 97603 black LED fixture runs on 22 watts and 120V. This dimmable LED has a life expectancy of 40,000 hours and comes with a 5 year warranty. At a 3000K color temperature, this lamps produces 1250 lumens, Features: 90 CRI Fits Juno tracks ETL certified 20 Watt HID Equal - 22 Watts - 3000K - 120V - 90 CRI Green Creative - 97603 - LED Track Lighting - Aspire Series | 3000 | 90 | 1250 | 56.8182 | 40000 | 22 | 1 | 16.38 | 16.38 | 19.2471 | 2020Q2 | https://www.energyavenue.com/Green-Creative/97603 | Energy Avenue | 2020 | Yes
LED Lighting |  | Green Creative | True |  | LED |  |  | Product Description One of the leading LED manufactuer's, Green Creative, presents its Aspire LED track series. The 97623 white LED fixture runs on 33.8 watts and 120V. This dimmable LED has a life expectancy of 40,000 hours and comes with a 5 year warranty. At a 2700K color temperature, this lamps produces 2200 lumens, Features: 90 CRI Fits Halo tracks ETL certified 2300 lumens replaces 39 watt HID 39 Watt HID Equal - 33.8 Watts - 2700K - 120V - 90 CRI Green Creative - 97623 - LED Track Lighting - Aspire Series | 2700 | 90 | 2200 | 65.0888 | 40000 | 33.8 | 1 | 101.4 | 101.4 | 119.1489 | 2020Q2 | https://www.energyavenue.com/Green-Creative/97623 | Energy Avenue | 2020 | Yes
LED Lighting |  | Green Creative | True |  | LED |  |  | NOTICE: This Product Has Been DiscontinuedProduct Description One of the leading LED manufactuer's, Green Creative, presents its Aspire LED track series. The 97624 white LED fixture runs on 33.8 watts and 120V. This dimmable LED has a life expectancy of 40,000 hours and comes with a 5 year warranty. At a 2700K color temperature, this lamps produces 2200 lumens, Features: 90 CRI Fits Juno tracks ETL certified 2300 lumens replaces 39 watt HID 39 Watt HID Equal - 33.8 Watts - 2700K - 120V - 90 CRI Green Creative - 97624 - LED Track Lighting - Aspire Series | 2700 | 90 | 2200 | 65.0888 | 40000 | 33.8 | 1 | 16.38 | 16.38 | 19.2471 | 2020Q2 | https://www.energyavenue.com/Green-Creative/97624 | Energy Avenue | 2020 | Yes
LED Lighting |  | Green Creative | True |  | LED |  |  | Product Description One of the leading LED manufactuer's, Green Creative, presents its Aspire LED track series. The 97626 black LED fixture runs on 33.8 watts and 120V. This dimmable LED has a life expectancy of 40,000 hours and comes with a 5 year warranty. At a 2700K color temperature, this lamps produces 2200 lumens, Features: 90 CRI Fits Halo tracks ETL certified 2300 lumens replaces 39 watt HID 39 Watt HID Equal - 33.8 Watts - 2700K - 120V - 90 CRI Green Creative - 97626 - LED Track Lighting - Aspire Series | 2700 | 90 | 2200 | 65.0888 | 40000 | 33.8 | 1 | 101.4 | 101.4 | 119.1489 | 2020Q2 | https://www.energyavenue.com/Green-Creative/97626 | Energy Avenue | 2020 | Yes
LED Lighting |  | Green Creative | True |  | LED |  |  | Product Description One of the leading LED manufactuer's, Green Creative, presents its Aspire LED track series. The 97627 black LED fixture runs on 33.8 watts and 120V. This dimmable LED has a life expectancy of 40,000 hours and comes with a 5 year warranty. At a 2700K color temperature, this lamps produces 2200 lumens, Features: 90 CRI Fits Juno tracks ETL certified 2300 lumens replaces 39 watt HID 39 Watt HID Equal - 33.8 Watts - 2700K - 120V - 90 CRI Green Creative - 97627 - LED Track Lighting - Aspire Series | 2700 | 90 | 2200 | 65.0888 | 40000 | 33.8 | 1 | 101.4 | 101.4 | 119.1489 | 2020Q2 | https://www.energyavenue.com/Green-Creative/97627 | Energy Avenue | 2020 | Yes
LED Lighting |  | Green Creative | True |  | LED |  |  | NOTICE: This Product Has Been DiscontinuedProduct Description One of the leading LED manufactuer's, Green Creative, presents its Aspire LED track series. The 97629 white LED fixture runs on 33.8 watts and 120V. This dimmable LED has a life expectancy of 40,000 hours and comes with a 5 year warranty. At a 3000K color temperature, this lamps produces 2300 lumens, Features: 90 CRI Fits Halo tracks ETL certified 2300 lumens replaces 39 watt HID 39 Watt HID Equal - 33.8 Watts - 3000K - 120V - 90 CRI Green Creative - 97629 - LED Track Lighting - Aspire Series | 3000 | 90 | 2300 | 68.0473 | 40000 | 33.8 | 1 | 16.38 | 16.38 | 19.2471 | 2020Q2 | https://www.energyavenue.com/Green-Creative/97629 | Energy Avenue | 2020 | Yes
LED Lighting |  | Green Creative | True |  | LED |  |  | Product Description One of the leading LED manufactuer's, Green Creative, presents its Aspire LED track series. The 97630 white LED fixture runs on 33.8 watts and 120V. This dimmable LED has a life expectancy of 40,000 hours and comes with a 5 year warranty. At a 3000K color temperature, this lamps produces 2300 lumens, Features: 90 CRI Fits Juno tracks ETL certified 2300 lumens replaces 39 watt HID 39 Watt HID Equal - 33.8 Watts - 3000K - 120V - 90 CRI Green Creative - 97630 - LED Track Lighting - Aspire Series | 3000 | 90 | 2300 | 68.0473 | 40000 | 33.8 | 1 | 101.4 | 101.4 | 119.1489 | 2020Q2 | https://www.energyavenue.com/Green-Creative/97630 | Energy Avenue | 2020 | Yes
LED Lighting |  | Green Creative | True |  | LED |  |  | NOTICE: This Product Has Been DiscontinuedProduct Description One of the leading LED manufactuer's, Green Creative, presents its Aspire LED track series. The 97632 black LED fixture runs on 33.8 watts and 120V. This dimmable LED has a life expectancy of 40,000 hours and comes with a 5 year warranty. At a 3000K color temperature, this lamps produces 2300 lumens, Features: 90 CRI Fits Halo tracks ETL certified 2300 lumens replaces 39 watt HID 39 Watt HID Equal - 33.8 Watts - 3000K - 120V - 90 CRI Green Creative - 97632 - LED Track Lighting - Aspire Series | 3000 | 90 | 2300 | 68.0473 | 40000 | 33.8 | 1 | 16.38 | 16.38 | 19.2471 | 2020Q2 | https://www.energyavenue.com/Green-Creative/97632 | Energy Avenue | 2020 | Yes
LED Lighting |  | Green Creative | True |  | LED |  |  | NOTICE: This Product Has Been DiscontinuedProduct Description One of the leading LED manufactuer's, Green Creative, presents its Aspire LED track series. The 97633 black LED fixture runs on 33.8 watts and 120V. This dimmable LED has a life expectancy of 40,000 hours and comes with a 5 year warranty. At a 3000K color temperature, this lamps produces 2300 lumens, Features: 90 CRI Fits Juno tracks ETL certified 2300 lumens replaces 39 watt HID 39 Watt HID Equal - 33.8 Watts - 3000K - 120V - 90 CRI Green Creative - 97633 - LED Track Lighting - Aspire Series | 3000 | 90 | 2300 | 68.0473 | 40000 | 33.8 | 1 | 16.38 | 16.38 | 19.2471 | 2020Q2 | https://www.energyavenue.com/Green-Creative/97633 | Energy Avenue | 2020 | Yes
LED Lighting | Decorative | Green Creative | True |  | LED | Globe | Medium (E26) | Product Description The Green Creative 97729 is an exellent LED replacement for incandescent lamps, at 6 watts, this lamp is ment to replace a 40 watt incandescent. This gives customers on 85 percent savings on power costs. The 97729 is rate for 25,000 hours of life, with a 3 year warranty. Producing a color temperature of 2700K, this bulb produces a warm white color temperature creating a welcoming atmosphere suitable for all occasions. Features: Omnidirectional Light Instant on Compatable with motion sensors Applications: Vanity Mirrors Awnings Decoration E26 - 6 Watt - 40 Watt Incandescent Equal - 2700K Green Creative - 97729 - 6G25DIM/827 - G25 Globe | 2700 | 80 | 450 | 75 | 25000 | 6 | 1 | 5.8 | 5.8 | 6.8152 | 2020Q2 | https://www.energyavenue.com/Green-Creative/97729 | Energy Avenue | 2020 | Yes
LED Lighting | Downlight | Green Creative | True |  | LED | A19 | Medium (E26) | Color Temp.2700K3000K NOTICE: This Product Has Been Discontinued Please See the Following Comparable Products:Green Creative 97985 - 6W LED A19 - 2700K -- 6A19DIM/827 - 480 Lumens - 82 CRI - 40W Incandescent Equivalent - 230° - 120VSylvania - 73016 - LED6A19/F/827/G2 - A19 LED - 40 Watt Incandescent Equal -- 6 Watt - 2700K - 450 LumensYou can also browse our entire inventory of: LED Light BulbsProduct Description The Green Creative LED 97731 is an excellent choice for energy savings. Running on only 6 watts, this lamp replaces a 40 watt incandescent lamp. Producing a color temperature of 2700K, this bulb produces a warm white color temperature creating a warm atmosphere suitable for all occasions. This A19 LED bulb is dimmable, and is compatible with many dimmers. Armed with a 3 year warranty, this lamp is rated for 25,000 life hours. Green Creative 97731 Features: Omnidirectional Light Compact Form Fit Most Fixtures Ideal for lamps with shades Green Creative 97731 Applications: General Lighting Downlighting Uplighting Alternate Product Versions $6.45 add Green Creative - 97732 - 6A19DIM/830/R - A19 LED Bulb Medium E26 - 6 Watt - 40 Watt Incandescent Equal - 3000K 6A19DIM/827/R - 120V - 40 Watt Equal - Medium (E26) - 80 CRI - 330 Degree Beam Angle - Dimmable Green Creative 97731 - 6W A19 LED - 2700K | 2700 | 80 | 450 | 75 | 25000 | 6 | 1 | 6.45 | 6.45 | 7.579 | 2020Q2 | https://www.energyavenue.com/Green-Creative/97731 | Energy Avenue | 2020 | No
LED Lighting | Downlight | Green Creative | True |  | LED | A19 | Medium (E26) | Color Temp.2700K3000K NOTICE: This Product Has Been Discontinued Please See the Following Comparable Products:Green Creative - 58038 - 9A19/830/277V - A19 LED -- E26 - 9 Watt - 60 Watt Incandescent Equal - 3000KGreen Creative 97986 - 6W LED A19 - 3000K - E26 -- 6A19DIM/830 - 40W Incandescent Equivalent - 480 Lumens - 82 CRI - 230° Beam Angle - 120VYou can also browse our entire inventory of: LED Light BulbsProduct Description Replace your inefficient 40 watt incandescent lamps with this Green Creative 97732 6 watt LED A19 bulb. This 6A19DIM/830 is dimmable, and has a medium E26 base, making it compatible with most standard bulb sockets. A 330° Omni-directional beam angle ensures uniform and consistent light in all directions. This bulb is rated to last 25,000 hours, and comes with a 3 year warranty for piece of mind. Features: Dimmable 80% energy savings Ideal for lamps with shades 25,000 Hour life rating Applications: Table lamps Floor lamps Downlights Shade lamps Alternate Product Versions $6.48 add Green Creative 97731 - 6W A19 LED - 2700K 6A19DIM/827/R - 120V - 40 Watt Equal - Medium (E26) - 80 CRI - 330 Degree Beam Angle - Dimmable Medium E26 - 6 Watt - 40 Watt Incandescent Equal - 3000K Green Creative - 97732 - 6A19DIM/830/R - A19 LED Bulb | 3000 | 80 | 450 | 75 | 25000 | 6 | 1 | 6.48 | 6.48 | 7.6143 | 2020Q2 | https://www.energyavenue.com/Green-Creative/97732 | Energy Avenue | 2020 | No
LED Lighting | Decorative | Green Creative | True |  | LED | PLL | 2G11 | Wattage14.5 Watt17 WattColor Temp.3000K4000K Product Description The Green Creative 97745 17PLL/830/DIR energy-saving PLL LED contains a wide beam design of 280° within a light emitting area. The bright light is actually 3000K warm white illumination. If the light is too bright, a dimming option is available with the right device. The 17W LED PLL includes a 5-year warranty. Green Creative 17PLL/830/DIR 97745 Features: Plug and play direct installation 120-degree beam angle 50,000-hour lifespan Green Creative 17PLL/830/DIR 97745 Applications: Enclosed fixtures Indoor use Dry locations Alternate Product Versions $15.63 add Green Creative 97747 - 17W LED PLL - 4000K - 2G11 17PLL/840/DIR - 2,100 Lumens - 80 CRI - 40W Fluorescent Equivalent - 120° - 120-277V $21.25 add Green Creative 97750 - 14.5W LED PLL - 3500K - 2G11 14.5PLL/835/DIR - 1,550 Lumens - 80 CRI - 36W Fluorescent Equivalent - 200° - 120/277V 17PLL/830/DIR - 2,000 Lumens - 80 CRI - 40W Fluorescent Equivalent - 200° - 120/277V Green Creative 97745 - 17W LED PLL - 3000K - 2G11 | 3000 | 80 | 2000 | 117.6471 | 50000 | 17 | 1 | 20.31 | 20.31 | 23.865 | 2020Q2 | https://www.energyavenue.com/Green-Creative/97745 | Energy Avenue | 2020 | No
LED Lighting | Decorative | Green Creative | True |  | LED | PLL | 2G11 | Wattage14.5 Watt17 WattColor Temp.3000K4000K NOTICE: This Product Has Been Discontinued Please See the Following Comparable Products:Green Creative 98479 - 13W LED PLL Lamp - 4000K -- 13PLL/840/GL/DIR - 2100 Lumens - 82 CRI - 40W Fluorescent Equivalent - 160° - 120-277VYou can also browse our entire inventory of: LED Light BulbsProduct Description Upgrade the lighting in your commercial spaces with this 17W LED PL lamp from the Titanium series, brought to you by the folks at Green Creative. This 97747 17PLL/840/DIR overhead tube lighting emits 4000K of cool white light for up to 50,000 hours. You'll enjoy consistent, flicker-free performance while conserving up to 80 percent on your energy consumption. Green Creative 17PLL/840/DIR 97747 Features: Direct replacement for 40W fluorescent bulbs Easy plug-and-play installation Suitable for use in fully enclosed fixtures Dimmable to 10 percent Color accuracy of 80 CRI Beam angle of 120 degrees Lifespan of up to 50,000 hours Five-year warranty Green Creative 17PLL/840/DIR 97747 Applications: Commercial Office Hospitality Retail Alternate Product Versions $20.31 add Green Creative 97745 - 17W LED PLL - 3000K - 2G11 17PLL/830/DIR - 2,000 Lumens - 80 CRI - 40W Fluorescent Equivalent - 200° - 120/277V $21.25 add Green Creative 97750 - 14.5W LED PLL - 3500K - 2G11 14.5PLL/835/DIR - 1,550 Lumens - 80 CRI - 36W Fluorescent Equivalent - 200° - 120/277V 17PLL/840/DIR - 2,100 Lumens - 80 CRI - 40W Fluorescent Equivalent - 120° - 120-277V Green Creative 97747 - 17W LED PLL - 4000K - 2G11 | 4000 | 80 | 2100 | 123.5294 | 50000 | 17 | 1 | 20.31 | 20.31 | 23.865 | 2020Q2 | https://www.energyavenue.com/Green-Creative/97747 | Energy Avenue | 2020 | No
LED Lighting | Decorative | Green Creative | True |  | LED | PLL | 2G11 | Wattage14.5 Watt17 WattColor Temp.3500K Product Description The Green Creative 97750 14.5PLL/835/DIR LED PLL is an energy-saving replacement for existing 36W CFL, offering nearly 60% in savings. It is easy to install because of its plug & play direct installation feature. This 14.5W PLL LED beams neutral white 3500K light at a 200-degree beam angle for 50,000 life hours. With the right device, users can tap into the built-in dimming option. Green Creative 14.5PLL/835/DIR 97750 Features: 3500K neutral white illumination 325-degree light emitting area 5-year warranty Green Creative 14.5PLL/835/DIR 97750 Applications: Enclosed fixtures Indoor use Dry locations Alternate Product Versions $20.31 add Green Creative 97745 - 17W LED PLL - 3000K - 2G11 17PLL/830/DIR - 2,000 Lumens - 80 CRI - 40W Fluorescent Equivalent - 200° - 120/277V $15.63 add Green Creative 97747 - 17W LED PLL - 4000K - 2G11 17PLL/840/DIR - 2,100 Lumens - 80 CRI - 40W Fluorescent Equivalent - 120° - 120-277V 14.5PLL/835/DIR - 1,550 Lumens - 80 CRI - 36W Fluorescent Equivalent - 200° - 120/277V Green Creative 97750 - 14.5W LED PLL - 3500K - 2G11 | 3500 | 80 | 1550 | 106.8966 | 50000 | 14.5 | 1 | 21.25 | 21.25 | 24.9696 | 2020Q2 | https://www.energyavenue.com/Green-Creative/97750 | Energy Avenue | 2020 | No
LED Lighting | Downlight | Green Creative | True |  |  |  | Medium (E26) | Color Temp.2700K3000K Product Description Quick and easy to install, the Green Creative 97756 LED retrofit downlight is a great replacement for 65 watt incandescent lights. The product comes with a 5 year warranty and a life span 35,000 hours. The 97756 produces a 2700K light, a welcoming warm white suited to all manner of occasions. Features: Suitable for 5" or 6" housing Quick to install Smooth dimming GU24 connerctor available Applications: General Lighting Recessed Lighting Accent Lighting Alternate Product Versions $11.90 add Green Creative - 97757 - 10DL6DIM/830 - LED Retrofit Downlight E26 - 10 Watt - 65 Watt Incandescent Equal - 3000K E26 - 10 Watt - 65 Watt Incandescent Equal - 2700K Green Creative - 97756 - 10DL6DIM/827 - LED Retrofit Downlight | 2700 | 80 | 700 | 70 | 35000 | 10 | 1 | 15.98 | 15.98 | 18.7771 | 2020Q2 | https://www.energyavenue.com/Green-Creative/97756 | Energy Avenue | 2020 | Yes
LED Lighting | Downlight | Green Creative | True |  |  |  | Medium (E26) | Color Temp.2700K3000K Product Description Quick and easy to install, the Green Creative 97757 LED retrofit downlight is a great replacement for 65 watt incandescent lights. The product comes with a 5 year warranty and a life span 35,000 hours. The 97757 produces a 3000Klight, a welcoming warm white suited to all manner of occasions. Features: Suitable for 5" or 6" housing Quick to install Smooth dimming GU24 connerctor available Applications: General Lighting Recessed Lighting Accent Lighting Alternate Product Versions $15.98 add Green Creative - 97756 - 10DL6DIM/827 - LED Retrofit Downlight E26 - 10 Watt - 65 Watt Incandescent Equal - 2700K E26 - 10 Watt - 65 Watt Incandescent Equal - 3000K Green Creative - 97757 - 10DL6DIM/830 - LED Retrofit Downlight | 3000 | 80 | 700 | 70 | 35000 | 10 | 1 | 11.9 | 11.9 | 13.983 | 2020Q2 | https://www.energyavenue.com/Green-Creative/97757 | Energy Avenue | 2020 | Yes
LED Lighting | Downlight | Green Creative | True |  |  |  |  | Product Description The Green Creative 97762 12 Watt LED 4 Inch Dimmable Downlight is is an energy efficient light bulb, operating on only 12 Watts. This PL bulb replaces your 50 Watt Incandescent Fixtures. The 97762 emits 600 Lumens of 2700K Warm White Light. This product has a life expectancy of 35,000 life hours and is covered by a 5 year warranty. Features: Suitable for installation in 4" housing Wet location rated Exceptional color rendering CRI 90 Richer reds and natural skin tones (R9 60, R13 90) Smooth dimming with existing dimmers GU24 connector available 12W - 50 Watt Incandescent Equivalent - 4IN - 2700K - Dimmable Green Creative - 97762 - 12DL4DIM/927 - LED Downlight | 2700 | 90 | 600 | 50 | 35000 | 12 | 1 | 8.4 | 8.4 | 9.8703 | 2020Q2 | https://www.energyavenue.com/Green-Creative/97762 | Energy Avenue | 2020 | Yes
LED Lighting | Downlight | Green Creative | True |  |  |  | Medium (E26) | Color Temp.2700K3000K NOTICE: This Product Has Been Discontinued Please See the Following Comparable Products:Green Creative - 97756 - 10DL6DIM/827 - LED Retrofit Downlight -- E26 - 10 Watt - 65 Watt Incandescent Equal - 2700KYou can also browse our entire inventory of: LED Lighting FixturesProduct Description The high CRI, the Green Creative 97765 LED retrofit downlight is a great replacement for 65 watt incandescent lights, and will produce richer reds and skin tones. The product comes with a 5 year warranty and a life span 35,000 hours. The 97765 produces a 2700K light, a welcoming warm white suited to all manner of occasions. Features: Suitable for 5" or 6" housing Wet location rated Smooth dimming GU24 connerctor available Applications: General Lighting Recessed Lighting Accent Lighting Alternate Product Versions $19.28 add Green Creative - 97766 - 12DL6DIM/930 - LED Retrofit Downlight E26 - 12 Watt - 65 Watt Incandescent Equal - 3000K E26 - 12 Watt - 65 Watt Incandescent Equal - 2700K Green Creative - 97765 - 12DL6DIM/927 - LED Retrofit Downlight | 2700 | 90 | 750 | 62.5 | 35000 | 12 | 1 | 19.28 | 19.28 | 22.6547 | 2020Q2 | https://www.energyavenue.com/Green-Creative/97765 | Energy Avenue | 2020 | Yes
LED Lighting | Downlight | Green Creative | True |  |  |  | Medium (E26) | Color Temp.2700K3000K NOTICE: This Product Has Been Discontinued Please See the Following Comparable Products:Green Creative 97992 - 12W LED Retrofit Downlight - 3000K -- 12DL6DIM/930 - 840 Lumens - 90 CRI - 75W Incandescent Equivalent - 100° - 120VGreen Creative 98023 - 9.5W LED BR30 - 2700K -- 9.5BR30DIM/927/R - 700 Lumens - 90 CRI - 65W Incandescent Equivalent - 110° - 120VYou can also browse our entire inventory of: LED Lighting FixturesProduct Description The high CRI, the Green Creative 97766 LED retrofit downlight is a great replacement for 65 watt incandescent lights, and will produce richer reds and skin tones. The product comes with a 5 year warranty and a life span 35,000 hours. The 97766 produces a 3000Klight, a welcoming warm white suited to all manner of occasions. Features: Suitable for 5" or 6" housing Wet location rated Smooth dimming GU24 connerctor available Applications: General Lighting Recessed Lighting Accent Lighting Alternate Product Versions $19.28 add Green Creative - 97765 - 12DL6DIM/927 - LED Retrofit Downlight E26 - 12 Watt - 65 Watt Incandescent Equal - 2700K E26 - 12 Watt - 65 Watt Incandescent Equal - 3000K Green Creative - 97766 - 12DL6DIM/930 - LED Retrofit Downlight | 3000 | 90 | 800 | 66.6667 | 35000 | 12 | 1 | 19.28 | 19.28 | 22.6547 | 2020Q2 | https://www.energyavenue.com/Green-Creative/97766 | Energy Avenue | 2020 | Yes
LED Lighting | Decorative | Green Creative | True |  | LED | B11 (Candle) | Candelabra (E12) | NOTICE: This Product Has Been Discontinued Please See the Following Comparable Products:Green Creative 98241 - 4W LED B11 - 2700K -- 3.3FB11DIM/927 - 40 Watt Incandescent Equivalent - E12 - 300 Lumens - 120VYou can also browse our entire inventory of: LED Light BulbsProduct Description The 97817 LED from Green Creative is an excellent choice for energy savings. Running on only 4.5 watts, this lamp replaces a 40 watt incandescent lamp. Armed with a 3 year warranty, this lamp is rated for 25,000 life hours. Producing a color temperature of 2700K, this frosted bulb produces a warm white color temperature creating a warm inviting atmosphere. Features: Omnidirectional Light Smooth Dimming Innovative Crown Lens creates Unique Sparkle Applications: Chandelier Sconce Uplighting E12 - 4.5 Watt - 40 Watt Incandescent Equal - 2700K Green Creative - 97817 - 4.5B11DIM/827 - B11 LED | 2700 | 80 | 300 | 66.6667 | 25000 | 4.5 | 1 | 6.98 | 6.98 | 8.2018 | 2020Q2 | https://www.energyavenue.com/Green-Creative/97817 | Energy Avenue | 2020 | Yes
LED Lighting | Reflector | Green Creative | True |  | LED | PAR30 | Medium (E26) | Product Description The Green Creative 97902 13 Watt LED E26 PAR30 Bulb is an extremely energy efficient light bulb, operating on only 13 Watts. This PAR30 bulb replaces your 75 Watt halogen bulbs. The 97902 emits 1050 Lumens of 3000KWarm White Light. This product has a life expectancy of 50,000 life hours and is covered by a 5 year warranty. Features: Full-face REFINE optic and sleek design Exceptional color rendering CRI 90 Richer reds and natural skin tones (R9 65, R13 90) Tight LED binning for consistent CCT across all lamps Suitable for use in totally enclosed fixtures 13W - 75 Watt Halogen Equivalent - E26 - 40 Degree - 3000K - Black - Dimmable Green Creative - 97902 - 13PAR30DIM/930FL40/B - LED PAR30 Bulb | 3000 | 90 | 1050 | 80.7692 | 50000 | 13 | 1 | 8 | 8 | 9.4003 | 2020Q2 | https://www.energyavenue.com/Green-Creative/97902 | Energy Avenue | 2020 | Yes
LED Lighting | Reflector | Green Creative | True |  | LED | PAR30 | Medium (E26) | Product Description The Green Creative 97903 13 Watt LED E26 Dimmable PAR30 Bulb is an extremely energy efficient light bulb, operating on only 13 Watts. This PAR30 bulb replaces your 75 Watt halogen bulbs. The 97903 emits 1050 Lumens of 3000KWarm White Light. This product has a life expectancy of 50,000 life hours and is covered by a 5 year warranty. The 97903 is colored Black. Features: Full-face optic and sleek design Exceptional color rendering CRI 90 Richer reds and natural skin tones (R9 65, R13 90) Tight LED binning for consistent CCT across all lamps Suitable for use in totally enclosed fixtures 13W - 75 Watt Halogen Equivalent - E26 - 40 Degree - 3000K - Black - Dimmable Green Creative - 97903 - 13PAR30SNDIM/930FL40/B - LED PAR30 Bulb | 3000 | 90 | 1050 | 80.7692 | 50000 | 13 | 1 | 8 | 8 | 9.4003 | 2020Q2 | https://www.energyavenue.com/Green-Creative/97903 | Energy Avenue | 2020 | Yes
LED Lighting | A-Type | Satco | True |  | General Purpose Replacement | A19 | E26 (Medium) | Damp Location Rated Damp Location Rated Home / Light Bulbs / LED / LED A-Line / Satco - S9704 - 10A19/OMNI/LED/3K/90CRI Energy Star Rated; Approved for Enclosed Fixtures; Damp Location Rated 10W A19 LED Lamp - 800 Lumens - Warm White (3000K) - 90 CRI - 25000 Hours - E26 (Medium) - 120 to 130V - Frost Satco - S9704 - 10A19/OMNI/LED/3K/90CRI | 3000 | 94 | 800 | 80 | 25000 | 10 | 1 | 4.55 | 4.55 | 5.3464 | 2020Q3 | https://shop.regencylighting.com/lamps/led/a-line/10a19-omni-led-3k-90cri-s9704.html | Regency Lighting | 2020 | Yes
LED Lighting | A-Type | Maxlite | True | Daylighting/Photocell, | General Purpose Replacement | A19 | E26 (Medium) | Damp Location Rated,Use With Timers,Not for Use in Recessed Fixtures,Use With Photo and/or Motion Sensors Damp Location Rated,Use With Timers,Not for Use in Recessed Fixtures,Use With Photo and/or Motion Sensors Home / Light Bulbs / LED / LED A-Line / Maxlite - 1409224 - 10A19DLED930/G2/JA8 Energy Star Certified; Dry and Damp Location; Not for Use in Totally Enclosed Fixtures 10W A19 LED Lamp - Universal - 800 Lumens - Warm White (3000K) - 90 CRI - 25000 Hours - E26 (Medium) - 120 to 130V Maxlite - 1409224 - 10A19DLED930/G2/JA8 | 3000 | 93 | 800 | 80 | 25000 | 10 | 1 | 4.58 | 4.58 | 5.3817 | 2020Q3 | https://shop.regencylighting.com/lamps/led/a-line/10a19dled930-g2-ja8-mxt.html | Regency Lighting | 2020 | Yes
LED Lighting | Downlight | Green Creative | True |  | LED | A19 | GU24 | Product Description The Green Creative 97911 9W LED A19 works as a great low energy replacement for a 60W incandescent bulb. It features a soft white light with its 2700K color temperature and is rated with a 30,000-hour lifespan. Each bulb is compatible with fixtures that use a GU24 base and is designed to be used with enclosed fixtures. For peace of mind, it comes equipped with a three-year warranty as well. Green Creative 97911 Features: Suitable for use in totally enclosed fixtures Tight LED binning for consistent CCT Dimmable with compatible dimmer switches Complies with the JA8 requirements set by California Energy Commission (CEC). Green Creative 97911 Applications: For fully enclosed flushmounts or sconces General lighting Uplighting and downlighting 9A19DIM/927/GU24 - 60W Incandescent Equivalent - 800 Lumens - 92 CRI - 240° Beam Angle - 120V Green Creative 97911 - 9W LED A19 - 2700K - GU24 | 2700 | 92 | 800 | 88.8889 | 30000 | 9 | 1 | 7.45 | 7.45 | 8.754 | 2020Q2 | https://www.energyavenue.com/Green-Creative/97911 | Energy Avenue | 2020 | No
LED Lighting | Downlight | Green Creative | True |  | LED | A21 | Medium (E26) | Wattage14 Watt16.5 WattColor Temp.2700K3000K Product Description The Green Creative 97961 14A21DIM/827 is a great low energy solution when you need to replace 100W incandescent bulbs. Each LED A21 bulb can fit into E26 bases and uses only 14W of power. These LEDs provide soft, white light with its 2700K color temperature. Each lamp is designed to last up to 25,000 hours and comes equipped with a three-year warranty for added peace of mind. Green Creative 14A21DIM/827 97961 Features: Dimmer switch compatible Advanced thermal design Green Creative 14A21DIM/827 97961 Applications: Uplighting General lighting Downlighting Alternate Product Versions $36.88 EACASE of 6EA add Green Creative 58238 - 16.5W LED A21 HO - 3000K 16.5A21/830/277V - E26 Medium Base - 50-70W HID Equivalent - 2,000 Lumens - 82 CRI - 330° Beam Angle - 120/277V $19.90 add Green Creative 58239 - 16.5W LED A21 HO - 4000K 16.5A21/840/277V -E26 Medium Base - 50-70W HID Equivalent - 2000 Lumens - 82 CRI - 330° Beam Angle - 120-277V $19.90 EACASE of 6EA add Green Creative 58240 - 16.5W LED A21 HO - 5000K - E26 16.5A21/850/277V - 125 Watt Incandescent Equivalent - 2050 Lumens - 82 CRI - 330° Beam Angle - 120-277V $14.06 add Green Creative 97962 - 14W LED A21 - 3000K 14A21DIM/830 - E26 Medium Base - 100 Watt Incandescent Equivalent - 1,700 - Lumens - 120V - Dimmable 14A21DIM/827 - E26 Medium Base - 100 Watt Incandescent Equivalent - 1600 Lumens - 120V - Dimmable Green Creative 97961 - 14W LED A21 - 2700K | 2700 | 82 | 1600 | 114.2857 | 25000 | 14 | 1 | 9.33 | 9.33 | 10.9631 | 2020Q2 | https://www.energyavenue.com/Green-Creative/97961 | Energy Avenue | 2020 | No
LED Lighting | Downlight | Green Creative | True |  |  |  |  | Product Description The Green Creative 12DL6DIM/930 LED Downlight, part of the Titanium CRI LED Series, is an energy saving 75W incandescent replacement bulb with a 5-year warranty. The 12W downlight radiates 3000K warm white illumination and smooth dimming with the right dimming device. It fits in 5-inch and 6-inch housing compartments in wet and dry locations. Green Creative 97992 Features: 50,000 life hours 100-degree beam angle GU24 connector Green Creative 97992 Applications: Accent Lighting Recessed Lighting General Lighting 12DL6DIM/930 - 840 Lumens - 90 CRI - 75W Incandescent Equivalent - 100° - 120V Green Creative 97992 - 12W LED Retrofit Downlight - 3000K | 3000 | 90 | 840 | 70 | 50000 | 12 | 1 | 14.98 | 14.98 | 17.6021 | 2020Q2 | https://www.energyavenue.com/Green-Creative/97992 | Energy Avenue | 2020 | Yes
LED Lighting | Downlight | Green Creative | True |  | LED | A19 | Medium (E26) | Product Description The Green Creative 98011 LED A19 lamps are a great low energy replacement option for 60W incandescent bulbs. Using only 8W of power, these LEDs provide a soft white light with its 2700K color temperature. Each LED is rated to last up to 25,000 hours and comes with a three-year warranty for added peace of mind. These LEDs can work well with lamp shades for added versatility. Green Creative 98011 Features: Dimmer switch compatible Omnidirectional design Green Creative 98011 Applications: General lighting Uplighting Downlighting 8A19DIM/827 - 810 Lumens - 82 CRI - 60W Incandescent Equivalent - 230° - 120V Green Creative 98011 - 8W LED A19 - 2700K | 2700 | 82 | 810 | 101.25 | 25000 | 8 | 1 | 1.95 | 1.95 | 2.2913 | 2020Q2 | https://www.energyavenue.com/Green-Creative/98011 | Energy Avenue | 2020 | No
LED Lighting | Downlight | Green Creative | True |  | LED | BR30 | Medium (E26) | Product Description Your lighting swill be a little greener and brighter with this revolutionary LED BR30 lamp from Green Creative. This bulb uses an innovative, eco-friendly Cloud design to improve energy efficiency while using 35 percent less material. With this product, you'll enjoy up to 25,000 hours of uniform, flicker-free performance with an output of 2700K of warm, white light. Product Features: Direct replacement for 65W incandescent bulbs with a BR30 profile Compatible with all E26 base fixtures Innovative Cloud design uses 35 percent less material Suitable for fully enclosed fixtures Color accuracy of 90 CRI Energy Star certified Dimmable Lifespan of up to 25,000 hours Three-year warranty Applications: Recessed downlights General lighting Spot lights 9.5BR30DIM/927/R - 700 Lumens - 90 CRI - 65W Incandescent Equivalent - 110° - 120V Green Creative 98023 - 9.5W LED BR30 - 2700K | 2700 | 90 | 700 | 73.6842 | 25000 | 9.5 | 1 | 14.98 | 14.98 | 17.6021 | 2020Q2 | https://www.energyavenue.com/Green-Creative/98023 | Energy Avenue | 2020 | No
LED Lighting | Downlight | Green Creative | True |  | LED | MR16 | GU5.3 | Product Description When you're looking for a steady lighting source with a wide range of applications, consider this 8.5W MR16 LED lamp from Green Creative. This environmentally friendly 8.5MR16DIM/930NF25/R 98030 bulb is suitable for fully enclosed fixtures and emits 3000K of warm white light for up to 25,000 hours. Green Creative 98030 Features: Compact 1:1 form factor offers a direct replacement for 75W halogen bulbs Color accuracy of 92 CRI Suitable for fully enclosed fixtures with a two-pin GU5.3 base Tight binning provides consistent CCT Dimmable Up to 80 percent energy savings Lifespan of up to 25,000 hours Three-year warranty Green Creative 98030 Applications: Recessed downlights Track lighting Landscape lighting Spotlight Flood and narrow beam flood lighting 8.5MR16DIM/930NF25/R - 580 - 92 CRI - 75W Halogen Equivalent - 25° - 12V Green Creative 98030 - 8.5W LED MR16 - 3000K | 3000 | 92 | 580 | 68.2353 | 25000 | 8.5 | 1 | 14.03 | 14.03 | 16.4858 | 2020Q2 | https://www.energyavenue.com/Green-Creative/98030 | Energy Avenue | 2020 | No
LED Lighting | A-Type | Maxlite | True | Daylighting/Photocell, | General Purpose Replacement | A19 | E26 (Medium) | Damp Location Rated,Use With Timers,Use With Photo and/or Motion Sensors,Recessed Fixtures Damp Location Rated,Use With Timers,Use With Photo and/or Motion Sensors,Recessed Fixtures Home / Light Bulbs / LED / LED A-Line / Maxlite - 1408960 - E10A19DLED927/G2/JA8 Energy Star Certified; Dry and Damp Location; Suitable for Use in Totally Enclosed Fixtures 10W A19 LED Lamp - Universal - 800 Lumens - Warm White (2700K) - 92 CRI - 25000 Hours - E26 (Medium) - 120 to 130V Maxlite - 1408960 - E10A19DLED927/G2/JA8 | 2700 | 92 | 800 | 80 | 25000 | 10 | 1 | 5.08 | 5.08 | 5.9692 | 2020Q3 | https://shop.regencylighting.com/lamps/led/a-line/e10a19dled927-g2-ja8-mxt.html | Regency Lighting | 2020 | Yes
LED Lighting | A-Type | Maxlite | True |  | General Purpose Replacement | A19 | GU24 | Damp Location Rated Damp Location Rated Home / Light Bulbs / LED / LED A-Line / Maxlite - 1049883 - E10A19GUD927/G2/JA8 Title 24 Approved; Energy Star Certified; Enclosed Rated; Damp Location Rated 10W A19 LED Lamp - Universal - 800 Lumens - Warm White (2700K) - 92 CRI - 25000 hrs. - GU24 (Bi-Pin / Twist & Lock) - 120 to 130V - Frost Maxlite - 1049883 - E10A19GUD927/G2/JA8 | 2700 | 92 | 800 | 80 | 25000 | 10 | 1 | 5.69 | 5.69 | 6.686 | 2020Q3 | https://shop.regencylighting.com/lamps/led/a-line/e10a19gud927-g2-ja8-mxt.html | Regency Lighting | 2020 | Yes
LED Lighting | A-Type | Sylvania | True |  | General Purpose Replacement | A19 | E26 (Medium) | Damp Location Rated Damp Location Rated Home / Light Bulbs / LED / LED A-Line / Sylvania - 78111 - LED10A19/DIM/O/927/U/B Approved for Totally Enclosed Fixtures; Frosted Plastic; Indoor/Outdoor Damp Rated; Omnidirectional; CEC and JA8 Compliant 10W A19 LED Lamp - Universal - 800 Lumens - Warm White (2700K) - 93 CRI - 25000 Hours - E26 (Medium) - 120 to 130V - Frost Sylvania - 78111 - LED10A19/DIM/O/927/U/B | 2700 | 92 | 800 | 80 | 25000 | 10 | 6 | 29.88 | 4.98 | 5.8517 | 2020Q3 | https://shop.regencylighting.com/lamps/led/a-line/led10a19-dim-o-927-u-b-78111.html | Regency Lighting | 2020 | Yes
LED Lighting | Downlight | Green Creative | False |  | LED | PAR38 | Medium (E26) | Color Temp.3000K4000KBeam Angle25°40° Product Description Upgrade your commercial and retail spaces by switching to this 25W LED PAR38 light from Green Creative. This energy-saving luminaire emits 3000K of soft white light for up to 50,000 hours, and it has an ultra high 10,000 candela output capability. Conserve up to 80 percent on your energy consumption. Not suitable for fully enclosed fixtures or use with ballasts. Green Creative 25PAR38HO/930NF25/277V 98210 Features: Direct replacement for 250W Halogen and 70W CMH lamps Compatible with most E26 base fixtures Conserves up to 80 percent of energy consumption Even beam distribution, beam angle range of 25 - 40 degrees Candela output of 10,000 Color accuracy of 92 CRI Direct line voltage Lifespan of up to 50,000 hours Five-year warranty reen Creative 25PAR38HO/930NF25/277V 98210 Applications: Downlights Track lighting Spot lights Flood light Alternate Product Versions $37.48 add Green Creative 98211 - 25W LED PAR38 - 3000K 25PAR38HO/930FL40/277V - 2,500 Lumens - 92 CRI - 250W Halogen Equivalent - 40° - 120-277V $37.48 add Green Creative 98212 - 25W LED PAR38 - 4000K 25PAR38HO/940NF25/277V - 2,500 Lumens - 92 CRI - 250W Halogen Equivalent - 25° - 120-277V $37.48 EACASE of 6EA add Green Creative 98213 - 25W LED PAR38 - 4000K 25PAR38HO/940FL40/277V - 2,500 Lumens - 92 CRI - 250W Halogen Equivalent - 40° - 120-277V 25PAR38HO/930NF25/277V - 2,500 Lumens - 92 CRI - 250W Halogen Equivalent - 25° - 120-277V Green Creative 98210 - 25W LED PAR38 - 3000K | 3000 | 92 | 2500 | 100 | 50000 | 25 | 1 | 37.48 | 37.48 | 44.0404 | 2020Q2 | https://www.energyavenue.com/Green-Creative/98210 | Energy Avenue | 2020 | No
LED Lighting | Reflector | Green Creative | False |  | LED | PAR38 | Medium (E26) | Color Temp.3000K4000KBeam Angle25°40° Product Description The Green Creative 25PAR38HO/930FL40/277V 98211 is a perfect replacement for 70W ceramic metal halide (CMH) bulb. The 25 watt LED PAR38 light offers even light distribution of 3000K at a 40-degree beam angle and continues to do so for 50,000 life hours. It fits in mostly E26 fixtures and illuminate exceptional efficacy with each use. Green Creative 98211 25PAR38HO/930FL40/277V Features: 3000K warm white light 5-year warranty High candela output Green Creative 98211 25PAR38HO/930FL40/277V Applications: Open fixtures Dry locations Indoor use Alternate Product Versions $37.48 add Green Creative 98210 - 25W LED PAR38 - 3000K 25PAR38HO/930NF25/277V - 2,500 Lumens - 92 CRI - 250W Halogen Equivalent - 25° - 120-277V $37.48 add Green Creative 98212 - 25W LED PAR38 - 4000K 25PAR38HO/940NF25/277V - 2,500 Lumens - 92 CRI - 250W Halogen Equivalent - 25° - 120-277V $37.48 EACASE of 6EA add Green Creative 98213 - 25W LED PAR38 - 4000K 25PAR38HO/940FL40/277V - 2,500 Lumens - 92 CRI - 250W Halogen Equivalent - 40° - 120-277V 25PAR38HO/930FL40/277V - 2,500 Lumens - 92 CRI - 250W Halogen Equivalent - 40° - 120-277V Green Creative 98211 - 25W LED PAR38 - 3000K | 3000 | 92 | 2500 | 100 | 50000 | 25 | 1 | 37.48 | 37.48 | 44.0404 | 2020Q2 | https://www.energyavenue.com/Green-Creative/98211 | Energy Avenue | 2020 | Yes
LED Lighting | Downlight | Green Creative | False |  | LED | PAR38 | Medium (E26) | Product Description Put a little light wherever you need it with this 25W LED PAR38 bulb from the folks at Green Creative. The 25PAR38HO/927NF25/277V 98223 energy-saving solution offers powerful output at 10,000 candela and 2700K of warm white light, and you'll conserve up to 80 percent on your power bill per bulb. It's rated for damp locations indoors or out. Not compatible with ballasts. Green Creative 98223 25PAR38HO/927NF25/277V Features: Direct replacement for 250W Halogen lamps or 70W CMH bulbs Offers energy savings of up to 80 percent Suitable for damp locations Compatible with all E26 base fixtures Even beam distribution, 25- to 40-degree beam angle Candela output of 10,000 Color accuracy of 92 CRI Lifespan of up to 50,000 hours Five-year warranty Green Creative 98223 25PAR38HO/927NF25/277V Applications: Downlighting Spotlight Flood light Track lighting 25PAR38HO/927NF25/277V - 2,400 Lumens - 92 CRI - 250W Halogen Equivalent - 25° - 120-277V Green Creative 98223 - 25W LED PAR38 - 2700K | 2700 | 92 | 2400 | 96 | 50000 | 25 | 1 | 37.48 | 37.48 | 44.0404 | 2020Q2 | https://www.energyavenue.com/Green-Creative/98223 | Energy Avenue | 2020 | No
LED Lighting | Decorative | Green Creative | True |  | LED | ST19 | Medium (E26) | Product Description Add a little ambiance to your interior spaces with this LED filament ST19 lamp from Green Creative. This 4FST19DIM/820/A 98239 decorative bulb emits 2000K of finely diffused, soft white light for up to 15,000. It's an energy-efficient solution that will cut your power consumption by up to 80 percent per bulb. Green Creative 98239 Features: Direct replacement for traditional 40 watt ST19 incandescent bulbs Up to 80 percent energy savings Color accuracy of 80 CRI Omni-directional 300-degree beam angle Ideal for decorative retrofitting Dimmable Lifespan of up to 15,000 hours Three-year warranty Green Creative 98239 Applications: Chandeliers Wall sconces General lighting Ambient lighting 4FST19DIM/820/A - 300 Lumens - 80 CRI - 40W Incandescent Equivalent - 300° - 120V Green Creative 98239 - 4W LED Filament ST19 - 2000K | 2000 | 80 | 300 | 75 | 15000 | 4 | 1 | 3.8 | 3.8 | 4.4651 | 2020Q2 | https://www.energyavenue.com/Green-Creative/98239 | Energy Avenue | 2020 | Yes
LED Lighting | Decorative | Green Creative | True |  | LED | B11 | E12 | Product Description Part of the Titanium series, the Green Creative 3.3FB11DIM/927 (98241) uses the latest LED technology, resulting in better efficiency and long-lasting hours that meet industry standards. The LED Filament bulb illuminates 2700K soft white light at a 300-degree omni-directional beam angle for a 15,000 lifespan. The bulb's appearance looks amazing in all applications. Green Creative 98241 Features: 40 Watt Incandescent Equivalent Dimming option 3-year warranty Green Creative 98241 Applications: General lighting Ambient lighting Chandelier lighting 3.3FB11DIM/927 - 40 Watt Incandescent Equivalent - E12 - 300 Lumens - 120V Green Creative 98241 - 4W LED B11 - 2700K | 2700 | 90 | 300 | 90.9091 | 15000 | 3.3 | 1 | 3.8 | 3.8 | 4.4651 | 2020Q2 | https://www.energyavenue.com/Green-Creative/98241 | Energy Avenue | 2020 | Yes
LED Lighting | Decorative | Green Creative | True |  | LED | B11 | Medium (E26) | Product Description When you need a smaller bulb for decorative lighting, consider this LED filament B11 lamp from Green Creative. With this vintage-style omni-directional bulb, you'll enjoy 2700K of soft, diffused light for up to 15,000 hours. The product is CEC Title 20 compliant, and you'll save up to 80 percent on your energy bills. Green Creative 3.3FB11DIM/927/E26 98242 Features: Direct replacement for 40 watt B11 incandescent bulbs with a standard E26 base Omni-directional 300-degree beam angle Color accuracy of 90 CRI Dimmable CEC Title 20 compliant Vintage candle style Micro-designed driver for low heat emissions Lifespan of up to 15,000 hours Three-year warranty Green Creative 3.3FB11DIM/927/E26 98242 Applications: Chandeliers Wall sconces General lighting Ambient lighting 3.3FB11DIM/927/E26 - 300 Lumens - 90 CRI - 40W Incandescent Equivalent - 300° - 120V Green Creative 98242 - 3.3W LED Filament B11 - 2700K | 2700 | 90 | 300 | 90.9091 | 15000 | 3.3 | 1 | 3.66 | 3.66 | 4.3006 | 2020Q2 | https://www.energyavenue.com/Green-Creative/98242 | Energy Avenue | 2020 | Yes
LED Lighting | Downlight | Green Creative | True |  |  |  |  | Product Description Update your interior lighting scheme with this energy-saving LED downlight from Green Creative. You'll get trouble-free performance and 3000k of cool soft white light for up to 50,000 hours. This product fits existing housing, and it offers easy installation with the included clips. Product Features: Direct replacement for 2X18 watt CFL Up to 60 percent energy savings Dimmable to 10 percent Fits existing housing in architectural builds and commercial spaces Input voltage of 120 - 277 volts Includes safety carabiner and retainer clips for easy retrofitting 90-degree semi-directional beam Color accuracy of 80 CRI Lifespan of up to 50,000 hours Five-year limited warranty Applications: Office complexes Retail establishments Hospitality settings 18CDL6DIM/830/277V - 1440 Lumens - 80 CRI - 90° - 120-277V Green Creative 98264 - 18W LED Downlight - 3000K | 3000 | 80 | 1440 | 80 | 50000 | 18 | 1 | 56.55 | 56.55 | 66.4484 | 2020Q2 | https://www.energyavenue.com/Green-Creative/98264 | Energy Avenue | 2020 | Yes
LED Lighting | Downlight | Green Creative | True |  |  |  |  | Product Description The Green Creative 98265 is a great low energy replacement for double 18W CFL bulbs. This LED downlight can be used in existing housings to provide retrofit options. Its easy installation design utilizes quick connectors and a pre-wired conduit. Its 3500K color temperature provides a neutral white light. Each lamp is designed to last up to 50,000 hours and comes equipped with a five-year warranty for added peace of mind. Green Creative 98265 Features: Dimmer compatible 90-degree beam angle Carabiner safety clip Green Creative 98265 Applications: Retail lighting Office lighting Hospitality lighting 18CDL6DIM/835/277V - 1440 Lumens - 80 CRI - 90° - 120-277V Green Creative 98265 - 18W LED Downlight - 3500K | 3500 | 80 | 1440 | 80 | 50000 | 18 | 1 | 81.23 | 81.23 | 95.4484 | 2020Q2 | https://www.energyavenue.com/Green-Creative/98265 | Energy Avenue | 2020 | Yes
LED Lighting | Downlight | Green Creative | True |  |  |  |  | Product Description While the Green Creative 24CDL8DIM/835/277V LED Downlight can fit existing housing, the difference comes down to the extended hours this light provides. Expect the light to last 50,000 life hours, four times longer than traditional CFL downlights. It radiates 3500K neutral white light at a 90-degree beam angle with a comfortable diffuse light. Green Creative 98270 Features: Easy installation Dimming option 5-year warranty Green Creative 98270 Applications: Commercial use Indoor use Dry locations 24CDL8DIM/835/277V - 1920 Lumens - 80 CRI - 90° - 120-277V Green Creative 98270 - 24W LED Downlight - 3500K | 3500 | 80 | 1920 | 80 | 50000 | 24 | 1 | 59.3 | 59.3 | 69.6798 | 2020Q2 | https://www.energyavenue.com/Green-Creative/98270 | Energy Avenue | 2020 | Yes
LED Lighting | Downlight | Green Creative | True |  |  |  |  | Product Description The Green Creative 24CDL8DIM Titanium Series is top of the line. With 4000K and 120-277V circuit with 0-10V dimming you can be assured of great energy savings for multiple applications. And with an LED Downlight this bulb can add a popular style by replacing existing can lights that are a designer’s nightmare. In fact, the flat surface adds aesthetic value for any office, retail store or hospitality business. What is more, the innovative Titanium Series includes a carabiner safety clip making it installation simple with easy wiring. 24CDL8DIM/840/277V - 2000 Lumens - 120-277V Green Creative 98271 - 24W LED Downlight - 4000K | 4000 | 80 | 2000 | 83.3333 | 50000 | 24 | 1 | 60.65 | 60.65 | 71.2661 | 2020Q2 | https://www.energyavenue.com/Green-Creative/98271 | Energy Avenue | 2020 | Yes
LED Lighting | Downlight | Green Creative | True |  |  |  |  | Product Description The Green Creative 98276 30-watt Titanium Series LED down light is perfect for illuminating any retail or office space. Each lamp projects a color temperature of 4000k which illuminates the space with a natural-white light. The 9.5" semi-directional downlighting is dimmable and perfect for setting the perfect tone in commercial spaces or hotel lobbies and dining areas. Green Creative 98276 Features: 5-Year Warranty 50,000 Hour Lifetime Semi-Directional Lighting Easy installation - Quick connector and pre-wired conduit Green Creative 98276 Applications: Commercial Downlighting Hospitality Lighting Office Lighting 30CDL9.5DIM/940/277V - 2700 Lumens - 80 CRI - 120-277V Green Creative 98276 - 30W LED Down Light - 4000K | 4000 | 80 | 2700 | 90 | 50000 | 30 | 1 | 64.7 | 64.7 | 76.025 | 2020Q2 | https://www.energyavenue.com/Green-Creative/98276 | Energy Avenue | 2020 | Yes
LED Lighting | A-Type | Sylvania | True | Daylighting/Photocell, | General Purpose Replacement | A19 | E26 (Medium) | Damp Location Rated Damp Location Rated Home / Light Bulbs / LED / LED A-Line / Sylvania - 78113 - LED10A19/DIM/O/950/U/B Approved for Totally Enclosed Fixtures; Frosted Plastic; Indoor/Outdoor Damp Rated; Omnidirectional; CEC and JA8 Compliant 10W A19 LED Lamp - Universal - 800 Lumens - Daylight (5000K) - 93 CRI - 25000 Hours - E26 (Medium) - 120 to 130V - Frost Sylvania - 78113 - LED10A19/DIM/O/950/U/B | 5000 | 96 | 800 | 80 | 25000 | 10 | 1 | 4.98 | 4.98 | 5.8517 | 2020Q3 | https://shop.regencylighting.com/lamps/led/a-line/led10a19-dim-o-950-u-b-78113.html | Regency Lighting | 2020 | Yes
LED Lighting | A-Type | Sylvania | True |  | General Purpose Replacement | A19 | GU24 | Damp Location Rated Damp Location Rated Home / Light Bulbs / LED / LED A-Line / Sylvania - 40343 - LED10A19DIMO927GU24URP High CRI A-Line; CEC and JA8 Certified; Energy Star Rated; Damp Location Rated 10W A19 LED Lamp - Universal - 800 Lumens - Warm White (2700K) - 93 CRI - 25000 hrs. - GU24 (Bi-Pin / Twist & Lock) - 120 to 130V - Frost Sylvania - 40343 - LED10A19DIMO927GU24URP | 2700 | 92 | 800 | 80 | 25000 | 10 | 1 | 4.74 | 4.74 | 5.5697 | 2020Q3 | https://shop.regencylighting.com/lamps/led/a-line/led10a19dimo927gu24urp-40343.html | Regency Lighting | 2020 | Yes
LED Lighting | A-Type | Sylvania | True |  | General Purpose Replacement | A19 | GU24 | Damp Location Rated Damp Location Rated Home / Light Bulbs / LED / LED A-Line / Sylvania - 40344 - LED10A19DIMO930GU24URP High CRI A-Line; CEC and JA8 Certified; Energy Star Rated; Damp Location Rated 10W A19 LED Lamp - Universal - 800 Lumens - Warm White (3000K) - 93 CRI - 25000 hrs. - GU24 (Bi-Pin / Twist & Lock) - 120 to 130V - Frost Sylvania - 40344 - LED10A19DIMO930GU24URP | 3000 | 93 | 800 | 80 | 25000 | 10 | 1 | 4.74 | 4.74 | 5.5697 | 2020Q3 | https://shop.regencylighting.com/lamps/led/a-line/led10a19dimo930gu24urp-40344.html | Regency Lighting | 2020 | Yes
LED Lighting | Decorative | Green Creative | True |  | LED | G25 | Medium (E26) | Product Description For decorative lighting in your home or business, consider this LED filament G25 globe lamp from Green Creative. This bulb offers a direct replacement for traditional 40 watt incandescent bulbs while saving up to 80 percent on your energy consumption. Install it anywhere you want 2700k of soft white light. Title 20 compliant. Product Features: Direct replacement for 40 watt incandescent G25 bulbs with a standard E26 base Up to 80 percent more energy-efficient Color accuracy of 92 percent Classic globe shape Dimmable CEC Title 20 compliant Lifespan of up to 15,000 hours Three-year warranty Applications: Chandeliers Lamps General lighting Ambient lighting 3.8FG25DIM/927 - 350 Lumens - 92 CRI - 40W Incandescent Equivalent - 300° - 120V Green Creative 98377 - 3.8W LED Filament G25 Globe - 2700K | 2700 | 92 | 350 | 92.1053 | 15000 | 3.8 | 1 | 4.25 | 4.25 | 4.9939 | 2020Q2 | https://www.energyavenue.com/Green-Creative/98377 | Energy Avenue | 2020 | Yes
LED Lighting | Decorative | Green Creative | True |  | LED | G25 | Medium (E26) | Product Description Who says that light bulbs can't be stylish? This LED filament G25 bulb from the Titanium LED series by Green Creative would be to differ. These vintage-style lamps will replace any traditional incandescent bulb with a standard E26 base, and give you 2000K of soft white light for up to 15,000 hours. Product Features: Vintage G25 globe shape Direct replacement for 40 watt incandescent bulbs Long-life LED filaments Micro-designed driver, needs no heat sink Color accuracy of 80 CRI Dimmable Up to 80 percent energy savings Lifespan of up to 15,000 hours Three-year warranty Applications: Chandeliers Ambient lighting Wall sconces General lighting 4FG25DIM/820/A - 250 Lumens - 80 CRI - 40W Incandescent Equivalent - 300° - 120V Green Creative 98378 - 4W LED Filament G25 Globe - 2000K | 2000 | 80 | 250 | 62.5 | 15000 | 4 | 1 | 4.5 | 4.5 | 5.2877 | 2020Q2 | https://www.energyavenue.com/Green-Creative/98378 | Energy Avenue | 2020 | Yes
LED Lighting | Decorative | Green Creative |  |  | LED | PLL | 2G11 | Product Description The Green Creative 13PLL/830/GL/DIR indoor light is not the standard 40W equivalent bulb. It has a shatterproof plastic film keeping the glare-free glass lens protected. A built-in thermal fuse prevents overheating. Additionally, it illuminates 3000K warm white light with a 310° light-emitting area. A five-year warranty accompanies the LED PL. Green Creative 98477 Features: 160-degree beam angle 50,000 life hours Plug and play installation Green Creative 98477 Applications: Enclosed fixtures Dry and damp locations General lighting 13PLL/830/GL/DIR - 2050 Lumens - 82 CRI - 40W Fluorescent Equivalent - 160° - 120-277V Green Creative 98477 - 13W LED PLL Lamp - 3000K | 3000 | 82 | 2050 | 157.6923 | 50000 | 13 | 1 | 15.6 | 15.6 | 18.3306 | 2020Q2 | https://www.energyavenue.com/Green-Creative/98477 | Energy Avenue | 2020 | No
LED Lighting | Decorative | Green Creative |  |  | LED | PLL | 2G11 | Product Description The team at Green Creative has done it again with this shatter-resistant LED PL upgrade. This energy-efficient product is easy to install and emits 3500K of arm white light for up to 50,000 hours. Use it as a direct replacement for all of your 40W/36W PLL fluorescent lamps. Product Features: Direct replacement for 40W/36W PLL fluorescent lamps Easy plug-and-play installation Extra wide 310-degree lighting surface and 160-degree beam angle Compatible with instant and programmed start ballasts Rated for damp locations Color accuracy of 82 CRI Opaque glass reduces glared, coated to prevent shattering Compatible with most 2G11 base fixtures Lifespan of up to 50,000 hours Five-year limited warranty Applications: Indoor general lighting 13PLL/835/GL/DIR - 2100 Lumens - 82 CRI - 40W Fluorescent Equivalent - 160° - 120-277V Green Creative 98478 - 13W LED PLL Lamp - 3500K | 3500 | 82 | 2100 | 161.5385 | 50000 | 13 | 1 | 15.6 | 15.6 | 18.3306 | 2020Q2 | https://www.energyavenue.com/Green-Creative/98478 | Energy Avenue | 2020 | No
LED Lighting | Decorative | Green Creative |  |  | LED | PLL | 2G11 | Product Description The Green Creative 13PLL/840/GL/DIR light tube complements electronic ballasts and 40W equivalent bulbs nicely. The outer part is shatter proof plastic film while the inner glass lens is glare free. After plug and play installation, enjoy 4000K neutral white radiance from the LED PL on a 160-degree beam angle. Green Creative 98479 Features: 310° light emitting area 50,000 life hours 5-year warranty Green Creative 98479 Applications: Enclosed fixtures Dry and damp locations Indoor use 13PLL/840/GL/DIR - 2100 Lumens - 82 CRI - 40W Fluorescent Equivalent - 160° - 120-277V Green Creative 98479 - 13W LED PLL Lamp - 4000K | 4000 | 82 | 2100 | 161.5385 | 50000 | 13 | 1 | 15.6 | 15.6 | 18.3306 | 2020Q2 | https://www.energyavenue.com/Green-Creative/98479 | Energy Avenue | 2020 | No
LED Lighting | Downlight | Green Creative | True |  | LED | MR16 | GU5.3 | Product Description Enjoy exceptional color rendering and long life with this LED MR16 bulb from Green Creative. As a trusted name in green technology, they've done it again by crafting a line of versatile, energy-efficient lamps. This Energy Star certified spot/flood light offers 2700K of soft white illumination for up to 25,000 hours, and there's no retrofitting required. Product Features: Direct replacement for 75 watt halogen bulbs Offers up to 80 percent energy savings Energy Star certified JA8 and Title 20 compliant Compatible with all MR16 fixtures with a standard GU5.3 base Color accuracy of 92 CRI Beam range of 15 - 35 degrees Tight LED binning for uniform CCT Compact 1:1 halogen form factor Suitable for fully enclosed and damp locations Lifespan of up to 25,000 hours Three-year limited warranty Applications: Downlighting Spot light Flood light 15.5BR40DIM/827 - 580 Lumens - 92 CRI - 75W Halogen Equivalent - 25° - 12V Green Creative 98482 - 7.5W LED MR16 Bulb - 2700K | 2700 | 92 | 580 | 77.3333 | 25000 | 7.5 | 1 | 11.3 | 11.3 | 13.2779 | 2020Q2 | https://www.energyavenue.com/Green-Creative/98482 | Energy Avenue | 2020 | No
LED Lighting | Decorative | Green Creative |  |  | LED | PLL | 2G11 | Product Description Update your indoor task or overhead lighting with this 16.5W LED PL from Green Creative. This product allows you to enjoy energy savings and 3500K of warm white light for up to 50,000 hours. It features an extra-wide lighting surface and opaque, shatter-resistant glass tubing that's easy to install. Product Features: Direct replacement for 40W/36W PLL fluorescent lamps Easy plug-and-play installation Glass tubing is opaque for less glare and coated for shatter-resistance Extra-wide 310-degree lighting surface Color accuracy of 82 CRI Compatible with most 2G11 base fixtures Rated for damp locations Compatible with instant and programmed electronic ballasts Lifespan of up to 50,000 hours Five-year warranty Applications: General indoor lighting 14.5PLL/835/GL/DIR - 1950 Lumens - 82 CRI - 36W Fluorescent Equivalent - 160° - 120-277V Green Creative 98488 - 14.5W LED PLL Lamp - 3500K | 3500 | 82 | 1950 | 134.4828 | 50000 | 14.5 | 1 | 15.6 | 15.6 | 18.3306 | 2020Q2 | https://www.energyavenue.com/Green-Creative/98488 | Energy Avenue | 2020 | No
LED Lighting | Decorative | Green Creative |  |  | LED | PLL | 2G11 | Product Description The Green Creative 14.5PLL/840/GL/DIR light ballast tube's outer appearance is plastic film. The shatterproof exterior keeps the glare free opaque glass interior from breaking. After using plug and play installation, the LED PL provides 4000K neutral white illumination at a 160-degree beam angle for 50,000 life hours. It includes a five-year warranty. Green Creative 98489 Features: 36W equivalent bulb Built-in thermal fuse 310-degree light emitting area Green Creative 98489 Applications: Enclosed fixtures Damp locations Dry locations 14.5PLL/840/GL/DIR - 2000 Lumens - 82 CRI - 36W Fluorescent Equivalent - 160° - 120-277V Green Creative 98489 - 14.5W LED PLL Lamp - 4000K | 4000 | 82 | 2000 | 137.931 | 50000 | 14.5 | 1 | 15.6 | 15.6 | 18.3306 | 2020Q2 | https://www.energyavenue.com/Green-Creative/98489 | Energy Avenue | 2020 | No
LED Lighting | Downlight | Green Creative | True |  |  |  |  | Product Description Retrofit your high-consumption downlights with the SelectFit LED downlight from Green Creative. This product offers you easy installation and up to 80 percent energy savings without sacrificing performance. With adjustable beam angle and steady flicker-free operation, you'll enjoy trouble-free illumination for any interior space. Can be used outdoors in covered areas. Product Features: Integrated driver Stainless steel retention clips Temperature range of 3000K/3500K/4000K Beam angle range of 30 - 90 degrees Color accuracy of 80 CRI Dimmable to 5 percent Field select lumen output Retrofits standard ½ to 2-inch ceiling thicknesses Energy Star certified Life span of up to 50,000 Five-year limited warranty Applications: Hospitality Retail Commercial buildings Offices Outdoors, in covered areas SLFT8/80CCTS/DIM120V - 1130-1960 Lumens - 80 CRI - 120-277V Green Creative 98545 - LED Retrofit Downlight - Selectable | 2700 | 80 | 1130 | 102.7273 | 50000 | 11 | 1 | 88.85 | 88.85 | 104.4022 | 2020Q2 | https://www.energyavenue.com/Green-Creative/98545 | Energy Avenue | 2020 | Yes
LED Lighting | Reflector | Litetronics | True |  | LED | R20 | Medium (E26) | Product Description The Litetronics LP08546FL2D-1, 8W LED R20 reflector, can be a good option if you’re trying to reduce energy usage. This dimmable 2700K LED reflector can provide the same amount of light as a 65W bulb while only using 8W. The frosted glass has no unsightly metal and no harsh hot spots. It has an impressive 25,000 hour life and a 3-year warranty. Litetronics LP08546FL2D-1 Features: Instant on, instant bright, lightweight 550 lumens and 110 beam angle 65 watt incandescent equivalent Litetronics LP08546FL2D-1 Applications: Retail, restaurants, cinemas Recessed cans Track lighting 65W Incandescent Equivalent - 550 Lumens - 83 CRI - 110 Degree Beam Agle - Dimmable - 120V Litetronics LP08546FL2D-1 - 8W LED R20 - 2700K - E26 | 2700 | 83 | 550 | 68.75 | 25000 | 8 | 6 | 55.2 | 9.2 | 10.8104 | 2020Q2 | https://www.energyavenue.com/Litetronics/LP08546FL2D-1 | Energy Avenue | 2020 | Yes
LED Lighting | Reflector | Litetronics | True |  | LED | PAR30 | Medium (E26) | NOTICE: This Product Has Been Discontinued Please See the Following Comparable Products:Green Creature - 58142 - 13PAR30SNDIM/927FL40 - LED PAR30 Bulb -- 13W - 75 Watt Halogen Equivalent - E26 - 40 Degree - 2700K - DimmableYou can also browse our entire inventory of: LED Light BulbsProduct Description The LED Parfection series from Litetronics is the perfectly designed green lighting solution. These RoHS compliant lamps can save you up to 85 % on energy cost. These bulbs use a patent pending Eco-Clear optic lens that creates a high center beam candle power. Applications: Decorative lighting Jewelery stores Museums Track lighting 10 Watt - Medium (E26) Base - PAR30 Bulb - 120V - 83 CRI - 40-Degree Beam Angle - 2700K Warm White - Dimmable Litetronics - LP10562WF2D - PAR 30 LED - 65 Watt Incandescent Equivalent | 2700 | 83 | 700 | 70 | 50000 | 10 | 1 | 3.94 | 3.94 | 4.6297 | 2020Q2 | https://www.energyavenue.com/Litetronics/LP10562WF2D | Energy Avenue | 2020 | Yes
LED Lighting | Downlight | Lunera | True |  | LED | Vertical | G24D 2-Pin | Product Description !!! FINAL SALE !!! LIMITED STOCK - CALL FOR AVAILABILITY NO RETURN / REPLACEMENT. NO WARRANTY The HNV-G24D-26W-3000-G2 Helen Lamp from Lunera is the first plug-and-play LED replacement for CFL downlights. It features 2-pin G24d-series (magnetic ballast) sockets. This configuration is for vertical mount sockets to plug in like any CFL lamp. Enjoy the superior light quality and energy savings - no need to bypass the CFL ballast. The Helen Lamp delivers beautiful light with far fewer service cycles and replacements, brightening your space for years.FEATURES A beautiful Color Rendering Index of 84 that delivers 900 lumens of usable light, an equivalent to 26 watts in CFL. Available in 2700K, 3000K, 3500K, and 4000Kcolor temperatures. The long lifespan of the Helen Lamp is rated at 50,000 hours, 5x longer than CFLs, and is supported by a five-year warranty. Offers 50%+ energy savings and is compatible with 26W, 32W, and 42W CFLs, making it easy to save even more energy. No conversion expenses, no electricians, no worries or retrofitting. The simple plug-and-play feature for light quality allows for eye-pleasing and energy-efficient brightness. Replaces 26W, 32W, and 42W CFL 2-Pin Lamps - 13 Watt - 84 CRI - 900 Lumens - 3000K - FINAL SALE - LIMITED STOCK - CALL FOR AVAILABILITY. NO RETURN / REPLACEMENT. NO WARRANTY. Lunera - HNV-G24D-26W-3000-G2 - Vertical LED Replacement for CFL - G24D 2-Pin | 3000 | 84 | 900 | 69.2308 | 50000 | 13 | 1 | 8 | 8 | 9.4003 | 2020Q2 | https://www.energyavenue.com/Lunera/HN-V-G24D-26W-3000-G2 | Energy Avenue | 2020 | Yes
LED Lighting | Reflector | MaxLite | False |  | LED | PAR30 | Medium (E26) | Voltage120V277VColor Temp.3000K4000K Product Description SOLD IN MINIMUM QUANTITY OF 12 The Maxlite 13P30LNLED230FL PAR30 LEDs an absolute for anyone upgrading from halogen to LED. This 277 volt lamp runs on 13 watts and has a warm white color temperature of 3000K. Featuring 1000 lumens with a 40° beam angle, this 74686 LED has a 5 year warranty. Features: Non dimmable Instant on Not for use in enclosed luminaires Applications: Retail Lobbies Homes Alternate Product Versions $4.43 add Maxlite 14099204 - 11W LED LN PAR30 - 3000K 11P30WLND30FL - 75 Watt Incandescent Equivalent - E26 - 850 Lumens - 120V $4.43 add Maxlite 14099205 - 11W LED Long Neck PAR30 - 4000K 11P30WLND40FL - 75W Incandescent Equivalent - 850 Lumens - 83 CRI - 40° Beam Angle - 120V $13.75 add Maxlite - 13P30LNLED240FL - 74645 - PAR30 LED 13 Watt - 277V - 4000K - SOLD IN MINIMUM QUANTITY OF 12 13 Watt - 277V - 3000K - SOLD IN MINIMUM QUANTITY OF 12 Maxlite - 13P30LNLED230FL - 74686 - PAR30 LED | 3000 | 80 | 1000 | 76.9231 | 25000 | 13 | 1 | 14.5 | 14.5 | 17.0381 | 2020Q2 | https://www.energyavenue.com/MaxLite/13P30LNLED230FL | Energy Avenue | 2020 | Yes
LED Lighting | Reflector | MaxLite | False |  | LED | PAR30 | Medium (E26) | Voltage120V277VColor Temp.3000K4000K Product Description SOLD IN MINIMUM QUANTITY OF 12 The Maxlite 13P30LNLED240FL PAR30 LEDs an absolute for anyone upgrading from halogen to LED. This 277 volt lamp runs on 13 watts and has a warm white color temperature of 4000K. Featuring 1200 lumens with a 40° beam angle, this 74645 LED has a 5 year warranty. Features: Non dimmable Instant on Not for use in enclosed luminaires Applications: Retail Lobbies Homes Alternate Product Versions $4.43 add Maxlite 14099204 - 11W LED LN PAR30 - 3000K 11P30WLND30FL - 75 Watt Incandescent Equivalent - E26 - 850 Lumens - 120V $4.43 add Maxlite 14099205 - 11W LED Long Neck PAR30 - 4000K 11P30WLND40FL - 75W Incandescent Equivalent - 850 Lumens - 83 CRI - 40° Beam Angle - 120V $14.50 add Maxlite - 13P30LNLED230FL - 74686 - PAR30 LED 13 Watt - 277V - 3000K - SOLD IN MINIMUM QUANTITY OF 12 13 Watt - 277V - 4000K - SOLD IN MINIMUM QUANTITY OF 12 Maxlite - 13P30LNLED240FL - 74645 - PAR30 LED | 4000 | 80 | 1200 | 92.3077 | 25000 | 13 | 1 | 13.75 | 13.75 | 16.1568 | 2020Q2 | https://www.energyavenue.com/MaxLite/13P30LNLED240FL | Energy Avenue | 2020 | Yes
LED Lighting | Downlight | MaxLite | True |  |  |  |  | Product Description If you’re looking for a low up-front cost lighting solution with minimal labor required for installation, the Maxlite 1408676(RRECO82440W/V2) is the product for you! This a one-piece 8 inch 24W Commercial Recessed Retrofit Downlight ECO Series that can be mounted into existing recessed frames, simplifying the installation process. With best in class energy efficiency and architectural quality 4000k light, customers will love this LED commercial recessed retrofit downlight. Maxlite 1408676 Features: Mounts into existing recessed frame Universal 120-277V, 80 CRI 0-10V to 10% dimmable ENERGY STAR With five year limited warranty Maxlite 1408676 Applications: Commercial spaces Existing recessed frames MLFP22EP3535/V2 - 2,097 lumens - 80 CRI - Maxlite ECO Series - 120-277V Maxlite 1408676 - 24W 8 Inch LED Recessed Retrofit Downlight - 4000K | 3000 | 80 | 2100 | 52.5 | 50000 | 40 | 1 | 71.95 | 71.95 | 84.544 | 2020Q2 | https://www.energyavenue.com/MaxLite/1408676 | Energy Avenue | 2020 | Yes
LED Lighting | A-Type | Sylvania | True | Daylighting/Photocell, | General Purpose Replacement | A19 | GU24 | Damp Location Rated Damp Location Rated Home / Light Bulbs / LED / LED A-Line / Sylvania - 40345 - LED10A19DIMO950GU24URP High CRI A-Line; CEC and JA8 Certified; Energy Star Rated; Damp Location Rated 10W A19 LED Lamp - Universal - 800 Lumens - Daylight (5000K) - 93 CRI - 25000 hrs. - GU24 (Bi-Pin / Twist & Lock) - 120 to 130V - Frost Sylvania - 40345 - LED10A19DIMO950GU24URP | 5000 | 94 | 800 | 80 | 25000 | 10 | 1 | 4.74 | 4.74 | 5.5697 | 2020Q3 | https://shop.regencylighting.com/lamps/led/a-line/led10a19dimo950gu24urp-40345.html | Regency Lighting | 2020 | Yes
LED Lighting | A-Type | Maxlite | True | Daylighting/Photocell, | General Purpose Replacement | A19 | E26 (Medium) | Damp Location Rated,Use With Timers,Use With Photo and/or Motion Sensors,Recessed Fixtures Damp Location Rated,Use With Timers,Use With Photo and/or Motion Sensors,Recessed Fixtures Home / Light Bulbs / LED / Maxlite - 1408960 - E10A19DLED927/G2/JA8 Energy Star Certified; Dry and Damp Location; Suitable for Use in Totally Enclosed Fixtures 10W A19 LED Lamp - Universal - 800 Lumens - Warm White (2700K) - 92 CRI - 25000 Hours - E26 (Medium) - 120 to 130V Maxlite - 1408960 - E10A19DLED927/G2/JA8 | 2700 | 92 | 800 | 80 | 25000 | 10 | 1 | 5.08 | 5.08 | 5.9692 | 2020Q3 | https://shop.regencylighting.com/lamps/led/e10a19dled927-g2-ja8-mxt.html | Regency Lighting | 2020 | Yes
LED Lighting | A-Type | Maxlite | True |  | General Purpose Replacement | A19 | GU24 | Damp Location Rated Damp Location Rated Home / Light Bulbs / LED / Maxlite - 1049883 - E10A19GUD927/G2/JA8 Title 24 Approved; Energy Star Certified; Enclosed Rated; Damp Location Rated 10W A19 LED Lamp - Universal - 800 Lumens - Warm White (2700K) - 92 CRI - 25000 hrs. - GU24 (Bi-Pin / Twist & Lock) - 120 to 130V - Frost Maxlite - 1049883 - E10A19GUD927/G2/JA8 | 2700 | 92 | 800 | 80 | 25000 | 10 | 1 | 5.69 | 5.69 | 6.686 | 2020Q3 | https://shop.regencylighting.com/lamps/led/e10a19gud927-g2-ja8-mxt.html | Regency Lighting | 2020 | Yes
LED Lighting | Downlight | MaxLite | True |  | LED | BR40 |  | Product Description The Maxlite 14099420 LED BR40 lamp is backed by an Energy Star certification and offers a 25,000-hour life as well as a five-year warranty. The lamp is perfect for replacing incandescent bulbs in track lighting or display lights and gives off a 4000k color temperature which produces a soft, cool white lighting. Maxlite 14099420 Features: Dimmable to ten percent 25,000-hour life Suitable for use in damp locations Not for use in enclosed luminaires Five-year warranty Maxlite 14099420 Applications: General Lighting Downlighting Ideal for Track and Recess Lighting 17BR40DLED40/G3 - 100W Incandescent Equivalent - 1400 Lumens - 84 CRI - 120V Maxlite 14099420 - 17W LED BR40 - 3000K | 4000 | 84 | 1400 | 82.3529 | 25000 | 17 | 1 | 12.88 | 12.88 | 15.1345 | 2020Q2 | https://www.energyavenue.com/MaxLite/14099420 | Energy Avenue | 2020 | No
LED Lighting | Decorative | MaxLite | False |  | LED |  | G9 | Wattage3 Watt5 WattDimmableNo Product Description SOLD IN MINIMUM QUANTITY OF 30 The Maxlite 108071 3 Watt G9 Retrofit Lamp is an energy-efficient alternative to Halogen T4 G9 based lamps. This product gives off 270 lumens of 2700K Warm White Light. The 108071 israted for 25,000 Hours and has a 3 year warranty. Features: Retrofits into G9 sockets Not for use in fully enclosed luminaires 3 year limited warranty Suitable for use in damp locations Applications: Task lighting Display lighting Track fixtures Decorative mini pendants Alternate Product Versions $7.93 add Maxlite 108074 - 5W LED G9 Retrofit - 2700K F4B10D27 - 360 lumens - 80 CRI - 40W T4 Halogen Equivalent - 120V $7.93 add Maxlite 108073 - 5W LED G9 Retrofit Lamp - 2700K 5G9LED27 - 480 lumens - 80 CRI - 40W Halogen Equivalent - 120V 3W - G9 - 2700K - SOLD IN MINIMUM QUANTITY OF 30 Maxlite - 108071 - LED Retrofit Lamp | 2700 | 80 | 270 | 90 | 25000 | 3 | 1 | 5.99 | 5.99 | 7.0385 | 2020Q2 | https://www.energyavenue.com/MaxLite/3G9LED27 | Energy Avenue | 2020 | Yes
LED Lighting | Decorative | MaxLite | True |  | LED |  | G9 | Wattage3 Watt5 WattDimmableNoYes Product Description The Maxlite 108074 (5G9DLED27) is a perfect energy saving LED G9 retrofit lamp that is a replacement for Halogen T4 G9 based lamps. It offers 5W options with amazing light distribution which is similar to a halogen lamp. It also features 2700K color temperature, a 25,000 hour life at L70 standards and has dimming capabilities. It is also versatile in application and is suited for dry and damp locations. Maxlite 108074 Features: 5W LED G9 socket replaces 40W halogen L70 standard at 25,000 hour life Suitable for use in dry and damp locations Not for use in fully enclosed luminaires Maxlite 108074 Applications: Display lighting Task lighting Decorative mini pendants Track fixtures Alternate Product Versions $5.99 add Maxlite - 108071 - LED Retrofit Lamp 3W - G9 - 2700K - SOLD IN MINIMUM QUANTITY OF 30 $7.93 add Maxlite 108073 - 5W LED G9 Retrofit Lamp - 2700K 5G9LED27 - 480 lumens - 80 CRI - 40W Halogen Equivalent - 120V F4B10D27 - 360 lumens - 80 CRI - 40W T4 Halogen Equivalent - 120V Maxlite 108074 - 5W LED G9 Retrofit - 2700K | 2700 | 80 | 360 | 72 | 25000 | 5 | 1 | 7.93 | 7.93 | 9.3181 | 2020Q2 | https://www.energyavenue.com/MaxLite/5G9DLED27 | Energy Avenue | 2020 | Yes
LED Lighting |  | MaxLite | False |  | LED |  | G9 | Wattage3 Watt5 WattDimmableNoYes Product Description Maxlite 108073 (5G9LED27), a 5W LED G9 Retrofit Lamp, is more energy efficient than Halogen but with the same light distribution. The G9 Retrofit Lamp is a great choice for performance and economy. With a color temperature of 2700K, this produces a warm white light. The LED bulb requires less energy than halogen lamps to produce a similar amount of brightness. The 5W G9 Retrofit Lamps have the same form factor as traditional Halogen lamps. Maxlite 108073 Features: Non-dimming, works with G9 sockets Suitable for use in damp locations Not for use in fully enclosed luminaires 25,000 hour life and 3 year limited warranty Maxlite 108073 Applications: Display lighting Track Lights Decorative mini pendants Track fixtures Alternate Product Versions $5.99 add Maxlite - 108071 - LED Retrofit Lamp 3W - G9 - 2700K - SOLD IN MINIMUM QUANTITY OF 30 $7.93 add Maxlite 108074 - 5W LED G9 Retrofit - 2700K F4B10D27 - 360 lumens - 80 CRI - 40W T4 Halogen Equivalent - 120V 5G9LED27 - 480 lumens - 80 CRI - 40W Halogen Equivalent - 120V Maxlite 108073 - 5W LED G9 Retrofit Lamp - 2700K | 2700 | 80 | 480 | 96 | 25000 | 5 | 1 | 7.93 | 7.93 | 9.3181 | 2020Q2 | https://www.energyavenue.com/MaxLite/5G9LED27 | Energy Avenue | 2020 | Yes
LED Lighting | Decorative | MaxLite | True |  | LED | Globe | Medium (E26) | NOTICE: This Product Has Been DiscontinuedProduct Description Maxlite's LED G25 Globe lamp is the ideal choice for energy savings. At 6 Watt, this LED replaces a 40 watt incandescent lamp producing 85 percent in savings. This dimmable light is rated for 25,000 life hours. This lamp produces 450 lumens and is suitable for damp locations. Applications: Homes Hospitality applications 6 Watt - Dimmable - 2700K Maxlite - 73984 - 6G25DLED27 - LED G25 Globe - 40 Watt Incandescent Equal | 2700 | 82 | 450 | 75 | 25000 | 6 | 1 | 5.8 | 5.8 | 6.8152 | 2020Q2 | https://www.energyavenue.com/MaxLite/6G25DLED27 | Energy Avenue | 2020 | Yes
LED Lighting | Reflector | MaxLite | True |  | LED | MR16 | GU5.3 | Product Description The Maxlite 6MR16D27FL LED MR16 light bulb is a 6W IR free, UV free, and energy-saving replacement bulb for standard 35W bulbs. Unlike standard bulbs, the LED MR16 light has a dimming option in case the 2700K warm white radiance proves too much. Use this bulb in residential and commercial industries. Maxlite 6MR16D27FL 14099575 Features: 40° beam angle 25,000-hour lifespan 5-year limited warranty Maxlite 6MR16D27FL 14099575 Applications: Accent Lighting Track Lighting Dry and Damp Locations 6MR16D27FL - 35 Watt Incandescent Equivalent - 500 Lumens - 12V Maxlite 14099575 - 6W LED MR16 - 2700K | 2700 | 84 | 500 | 83.3333 | 25000 | 6 | 1 | 4.55 | 4.55 | 5.3464 | 2020Q2 | https://www.energyavenue.com/MaxLite/6MR16D27FL | Energy Avenue | 2020 | Yes
LED Lighting |  | MaxLite | True |  | LED | MR16 | GU10 | Product Description The Maxlite 101468 GU10 6 Watt LED MR16 is an ideal directional light. Equivalent to a 50 watt halogen light, this lamp requires only a fraction of the power at 6 watts. This product emits 500 lumens of 3000KWarm White light. Built to last, this lamp has a 5 year warranty and is rated for 25,000 hours. Features: UV and IR free Dimmable UL listed RoHS compliant Suitable for use in damp locations Not to be used in fully enclosed fixtures Applications: Home Office Retail Hospitality Accent/display lighting Track lighting 6W - 50 Watt Halogen Equivalent - Dimmable - GU10 - 3000K Maxlite - 101468 - LED MR16 | 3000 | 91 | 500 | 83.3333 | 40000 | 6 | 1 | 6.8 | 6.8 | 7.9903 | 2020Q2 | https://www.energyavenue.com/MaxLite/6MR16GUDLED930FL | Energy Avenue | 2020 | Yes
LED Lighting | Reflector | MaxLite | True |  |  | BR40 | Medium (E26) | NOTICE: This Product Has Been Discontinued Please See the Following Comparable Products:Maxlite 14099420 - 17W LED BR40 - 3000K -- 17BR40DLED40/G3 - 100W Incandescent Equivalent - 1400 Lumens - 84 CRI - 120VYou can also browse our entire inventory of: LED Light BulbsProduct Description Maxlite 77635 (17BR40DLED40/G2) LED BR40 lamp provides efficient general lighting for a variety of applications. This lamp runs at 17 watts, versus 100 watt incandescent lamps, to make it a more energy efficient alternative and perfect for those who are Eco minded. Maxlite 77635 is 4000k with deliverable lumens of 1400. Dimmable down to ten percent, this BR40 LED is 110 degree beam angle and is compatible with many dimmers. The solid aluminum body acts like a heat sink making it very environmentally friendly. Maxlite 77635 Features: Energy Star certified BR lens concals LEDs from sight and distributes light evenly Smooth aluminum housing Suitable for dry and damp locations Not for fully enclosed luminaries Maxlite 77635 Applications: Track lights Display lighting Recessed lights Architectural Residential Retail Office Hospitality 17BR40DLED40/G2 - 1400 lumens - 84 CRI - 100 Watt Incandescent Equivalent - 120V Maxlite 77635 - 17W LED BR40 - 4000K - E26 | 4000 | 84 | 1400 | 82.3529 | 25000 | 17 | 1 | 11.95 | 11.95 | 14.0417 | 2020Q2 | https://www.energyavenue.com/MaxLite/77635 | Energy Avenue | 2020 | Yes
LED Lighting |  | MaxLite | True |  | LED | MR16 | GU5.3 | Color Temp.2700K3000K Product Description SOLD IN MINIMUM QUANTITY OF 40 Advanced technology and sleek design make this Maxlite 7MR16D30FL (14099071) 7W LED MR16 lamp an ideal upgrade from 50 watt incandescent bulbs with a GU5.3 base. This product is Energy Star rated, and it offers 3000K lumens of clean white light with a CRI of 82. Comes with a life span of 25,000 hours and 5-year limited warranty. Maxlite 14099071 Features: Damp and dry rated Dimmable with compatible dimmers Uniform color consistency Thermal heat protection Not for use in fully enclosed luminaires Maxlite 14099071 Applications: For residential and commercial use Home, office, and retail establishments Hospitality and track lighting Accent/display lighting 7MR16D30FL - 50W Incandescent Equivalent - 500 Lumens - 82 CRI - 40° Beam Angle - 12V - SOLD IN MINIMUM QUANTITY OF 40 Maxlite 14099071 - 7W LED MR16 - 3000K - GU5.3 | 3000 | 82 | 500 | 71.4286 | 25000 | 7 | 100 | 375 | 3.75 | 4.4064 | 2020Q2 | https://www.energyavenue.com/MaxLite/7MR16D30FL | Energy Avenue | 2020 | Yes
LED Lighting | Downlight | MaxLite | False |  | LED | PL | G24Q 4-Pin | Color Temp.2700K3000K3500K4000K5000KBase TypeG24Q 4-PinGX23 Product Description SOLD IN MINIMUM QUANTITY OF 15 The new MaxLIte 76490 8 watt LED retrofit lamp has been designed with a new rotatable base allowing you to align the beam angle to the position desired inside your existing downlight, ceiling fixture, or sconce. This plug-in LED requires bypassing the ballast when installing and operates on 120/270V applications. Features: Easy ballast bypass for maintenance free operation Works in enlosed luminaires Rotating base - up to 270 degrees Can be used in damp locations Beautiful 3500K Alternate Product Versions $10.40 add Maxlite - 76622 - LED PL 8 Watt - GU24 Base - 2700K - SOLD IN MINIMUM QUANTITY OF 15 $9.90 add Maxlite 76620 - 8W LED PL Retrofit - 2700K - E26 8PLE26LED27 - 18W CFL Equivalent - Simple Ballast Bypass - 675 Lumens - 82 CRI - 120-277V $9.90 add Maxlite - 76621 - LED PL 8 Watt - Medium E26 Base - 3000K - SOLD IN MINIMUM QUANTITY OF 15 $9.90 add Maxlite - 76488 - LED PL 8 Watt - G24Q 4-Pin Base - 2700K - SOLD IN MINIMUM QUANTITY OF 15 $9.90 add Maxlite 76489 - 8 Watt LED PL - 3000K 8PLG24QLED30 - G24Q 4-Pin Base - 675 Lumens - 82 CRI - SOLD IN MINIMUM QUANTITY OF 15 $9.90 add Maxlite 76491 - 8W LED PL - 4000K - G24Q 4-Pin 8PLG24QLED40 - 725 lumens - 82 CRI - 18W CFL Equivalent - Simple Ballast Bypass - 120 - 277V - SOLD IN MINIMUM QUANTITY OF 15 $9.90 add Maxlite 76492 - 8 Watt LED PL - 5000K 8PLG24QLED50 - G24Q 4-Pin Base - 725 Lumens - 82 CRI - SOLD IN MINIMUM QUANTITY OF 15 $9.90 add Maxlite - 76624 - 8PLGU24LED40 - LED PL 8 Watt - GU24 Base - 4100K - SOLD IN MINIMUM QUANTITY OF 15 $9.90 add Maxlite 76626 - 8W LED PL Retrofit - 3500K - GX23 2-pin 8PLGX23LED35 - 725 lumens - 82 CRI - 18W CFL Equal - Rotatable 270 Degree - 120V-277V $9.90 add Maxlite - 76627 - LED PL 8 Watt - GX23 2-Pin Base - 4000K - SOLD IN MINIMUM QUANTITY OF 15 $9.90 add Maxlite - 76628 - 8 Watt LED PL - 5000K 8PLGX23LED50 - GX23 2-Pin Base 725 Lumens - 91 CRI - SOLD IN MINIMUM QUANTITY OF 15 8 Watt - G24Q 4-Pin Base - 3500K - 120° Beam Angle - Maxlite - 76490 - 8PLG24QLED35 - LED PL | 3500 | 85 | 725 | 90.625 | 50000 | 8 | 50 | 495 | 9.9 | 11.6329 | 2020Q2 | https://www.energyavenue.com/MaxLite/8PLG24QLED35 | Energy Avenue | 2020 | No
LED Lighting | Reflector | MaxLite | True |  | LED | PAR30 | Medium (E26) | NOTICE: This Product Has Been DiscontinuedProduct Description The Maxlite 95454 PAR30 LED lamp is a direct replacement for 73645. This lamp runs on only 12 watts and has a 25° beam angle. This PAR30 lamp features a medium E26 base and 120V. This model is UL listed and suitable for damp locations. The light offers 25,000 life hours with a 5 year warranty. This lamp produces a warm white 3000Kcolor temperature. Features: Dimmable down to 5 percent Suitable for damp locations RoHS compliant 12 Watt - Dimmable - Long Neck - 3000K - Narrow Flood Maxlite - 95454 - PAR30 LED - 75 Watt Incandescent Equivalent | 3000 | 82 | 850 | 70.8333 | 25000 | 12 | 1 | 3.94 | 3.94 | 4.6297 | 2020Q2 | https://www.energyavenue.com/MaxLite/95454 | Energy Avenue | 2020 | Yes
LED Lighting | Downlight | MaxLite | [5 empty] | Product Description SOLD IN MINIMUM QUANTITY OF 10 The Maxlite 95550 13 Watt Vivid LED Faux Can Downlight is an excellent replacement for receesed can downlights, not requiring the installers necessary for a recessed can. This product Vividly produces 860 lumens of 4100K Cool White light. The 95550 has a life expectancy of 30,000 Hours an is covered with a 5 year warranty. The Maxlite LFC41341W/V2 is wet location rated. Faux Can - 13W - 4100K - Vivid - White - SOLD IN MINIMUM QUANTITY OF 10 Maxlite - 95550 - LFC41341W/V2 - LED Downlight | 4100 | 90 | 860 | 66.1538 | 30000 | 13 | 1 | 6.63 | 6.63 | 7.7905 | 2020Q2 | https://www.energyavenue.com/MaxLite/95550 | Energy Avenue | 2020 | Yes
LED Lighting | Downlight | MaxLite | True |  |  |  |  | Product Description If you’re looking for a cost effective 13W LED downlight retrofit fixture for your residential property, look no further than the Maxlite 102383 (RR-613U-30W)! This retrofit LED module is constructed with high-efficacy LEDs with an integrated driver and produces high lumen transmission and consistent 3000k light. This 6 inch residential downlight retrofit fixture is also suitable for damp locations. Maxlite 102383 Features: Dimmable down to 10 percent Supplied with E26 base adapter Even illumination and high lumen transmission 120-277V universal voltage 50,000 hours of L70 lumen maintenance Maxlite 102383 Applications: Suitable for wet locations Residential and General lighting Downlighting RR-613U-30W - 1,110 lumens - 80 CRI - 120-277V - Maxlite RR-U Series - White Maxlite 102383 - 13W LED Downlight Retrofit Fixture - 3000K - 6 Inch | 3000 | 80 | 1100 | 84.6154 | 50000 | 13 | 1 | 30.95 | 30.95 | 36.3674 | 2020Q2 | https://www.energyavenue.com/MaxLite/RR-613U-30W | Energy Avenue | 2020 | Yes
LED Lighting | Downlight | MaxLite | True |  | LED |  |  | Product Description SOLD IN MINIMUM QUANTITY OF 3 The Maxlite 96864 LED Retrofit Downlight is a direct replacement for 74455, as well as a great choice for anyone looking for energy savings. This downlight arrives with a long shelf life of 50,000 life hours, and has a high 80 CRI. This RoHS compliant fixture is suitable for damp locations and is dimmable down to 10%. This model has a dual 120/277 voltage, and a warm white color temperature of 3000K. This model runs on 22.4 watts and produces 1680 lumens. Features: Mounts into existing recessed frame cULus listed for damp location use CRI: 80 22.4 Watt - 3000K - 120/277V - 1680 Lumens - SOLD IN MINIMUM QUANTITY OF 3 Maxlite - 96864 - LED Retrofit Downlight | 3000 | 80 | 1680 | 75 | 50000 | 22.4 | 1 | 74.1 | 74.1 | 87.0704 | 2020Q2 | https://www.energyavenue.com/MaxLite/RRECO82330W | Energy Avenue | 2020 | Yes
LED Lighting | Downlight | Olympia | False | Daylighting/Photocell, | LED |  | Medium (E26) | Product Description The Olympia CCL-20W12-55K-E26 Cluster LED is an 22 watt LED Post Top that replaces a 100 watt HID lamp. This product has a standard E26 base, and releases 3100 lumens of 5500K Daylight White light. The lamp rated for 50,000 Hours and has a 5 year warranty. Features: High Power Factor Self Ballasted Built-in Surge Suppressors & Protection Suitable for Open & Enclosed Fixtures RoHS compliant Applications: Bollards Wallpacks Downlights Metal Halide Equivalent 100 Watt - E26 - 5500K Olympia - CCL-20W12-55K-E26 - 20 Watt - Cluster LED | 5500 | 75 | 3100 | 140.9091 | 50000 | 22 | 1 | 48.25 | 48.25 | 56.6956 | 2020Q2 | https://www.energyavenue.com/Olympia-Z28022/CCL-20W12-55K-E26 | Energy Avenue | 2020 | Yes
LED Lighting | Downlight | Olympia |  | Daylighting/Photocell, | LED |  | Medium (E26) | Product Description The Olympia CCL-30W12-55K-E26 Cluster LED is an 30 watt LED Post Top that replaces a 150 watt HID lamp. This product has a standard E26 base, and releases 300 lumens of 5500K Daylight White light. The lamp rated for 50,000 Hours and has a 5 year warranty. Features: High Power Factor Self Ballasted Built-in Surge Suppressors & Protection Suitable for Open & Enclosed Fixtures RoHS compliant Applications: Bollards Wallpacks Downlights Metal Halide Equivalent 150 Watt - E26 - 5500K Olympia - CCL-30W12-55K-E26 - 30 Watt - Cluster LED | 5500 | 75 | 3000 | 100 | 50000 | 30 | 1 | 62.48 | 62.48 | 73.4164 | 2020Q2 | https://www.energyavenue.com/Olympia-Z28022/CCL-30W12-55K-E26 | Energy Avenue | 2020 | Yes
LED Lighting | Downlight | Olympia | False | Daylighting/Photocell, | LED |  | Medium (E26) | Product Description The Olympia CL-40W8-55K-E26 Cluster LED is an 41 watt LED Post Top that replaces a 175 watt HID lamp. This product has a standard E26 base, and releases 4100 lumens of 5500K Daylight White light. The lamp rated for 50,000 Hours and has a 5 year warranty. Features: High Power Factor Self Ballasted Built-in Surge Suppressors & Protection Suitable for Open & Enclosed Fixtures RoHS compliant Applications: Bollards Wallpacks Downlights Metal Halide Equivalent 175 Watt - E26 - 5500K Olympia - CL-40W8-55K-E26 - 41 Watt - Cluster LED | 5500 | 75 | 4100 | 100 | 50000 | 41 | 1 | 109.31 | 109.31 | 128.4435 | 2020Q2 | https://www.energyavenue.com/Olympia-Z28022/CL-40W8-55K-E26 | Energy Avenue | 2020 | Yes
LED Lighting | Downlight | Olympia | False | Daylighting/Photocell, | LED |  | Mogul (E39) | Product Description The Olympia CL-65W11H-55K-E39 Cluster LED is an 65 watt LED Post Top that replaces a 250 watt HID lamp. This product has a standard E39 base, and releases 9300 lumens of 5500K Daylight White light. The lamp rated for 50,000 Hours and has a 5 year warranty. Features: High Power Factor Self Ballasted Built-in Surge Suppressors & Protection Suitable for Open & Enclosed Fixtures RoHS compliant Applications: Bollards Wallpacks Downlights Metal Halide Equivalent 250 Watt - E39 - 5500K - Hi-Volt Olympia - CL-65W11H-55K-E39 - 65 Watt - Cluster LED | 5500 | 75 | 9300 | 143.0769 | 50000 | 65 | 1 | 161.81 | 161.81 | 190.133 | 2020Q2 | https://www.energyavenue.com/Olympia-Z28022/CL-65W11H-55K-E39 | Energy Avenue | 2020 | No
LED Lighting | Downlight | Olympia | False | Daylighting/Photocell, | LED |  | Medium (E26) | Product Description The Olympia SCL-18W12-55K-E26 Cluster LED is an 18 watt LED Post Top that replaces a 42 watt CFL lamp. This product has a standard E26 base, and releases 2720 lumens of 5500K Daylight White light. The lamp rated for 50,000 Hours and has a 5 year warranty. Features: High Power Factor Self Ballasted Built-in Surge Suppressors & Protection RoHS compliant Applications: Bollards Wallpacks Downlights CFL Equivalent 42 Watt - E26 - 5500K Olympia - SCL-18W12-55K-E26 - 18 Watt - Cluster LED | 5500 | 80 | 2720 | 151.1111 | 50000 | 18 | 1 | 29.04 | 29.04 | 34.1231 | 2020Q2 | https://www.energyavenue.com/Olympia-Z28022/SCL-18W12-55K-E26 | Energy Avenue | 2020 | Yes
LED Lighting | Reflector | Orbit Industries | True |  | LED | MR16 | GU5.3 | Product Description The Orbit Industries LMR16-5W-D-CW is an affordable MR16 at premium quality. At only 5 watts, it produces 80 lumens per watt for a total 400 lumens of bright light and has an equivalent of 35W halogen. This MR16 lamp on GU5.3 base is 5000K color temperature and has a rating of 80 CRI for good color accuracy. The lamp has a frosted acrylic lens and is dimmable. Orbit LMR16-5W-D-CW Features: 25,000 hours of life Frosted and acrylic lens Dimmable and 36 degree beam angle Orbit LMR16-5W-D-CW Applications: Indoor lighting Decorative lighting Recessed lighting 35W Halogen Equivalent - 400 Lumens - 80 CRI - 36 Degree Beam Angle - Dimmable - 12V Orbit LMR16-5W-D-CW - 5W LED MR16 - 5000K - GU5.3 | 5000 | 80 | 400 | 80 | 25000 | 5 | 1 | 14.75 | 14.75 | 17.3318 | 2020Q2 | https://www.energyavenue.com/Orbit-Industries/LMR16-5W-D-CW | Energy Avenue | 2020 | Yes
LED Lighting | Reflector | Orbit Industries | True |  | LED | PAR30 | Medium (E26) | Product Description The Orbit Industries LPAR30-12W-D-CW dimmable LED PAR30 is a leader in the energy savings movement. With a medium E26 base, this PAR30 is rated for 50,000 life hours and has a 5 year limited warranty. Running on 12 watts, this 4700K LED produces a cool white color temperature while giving off 600 lumens at a 60° beam angle. Features: 50 Watt Incandescent Equivalent Acrylic lens Frosted finish Dimmable 12 Watt - 600 Lumens - 120V - 4700K Orbit Industries - LPAR30-12W-D-CW - LED PAR30 - 50 Watt Incandescent Equivalent | 4700 | 75 | 600 | 50 | 50000 | 12 | 1 | 42 | 42 | 49.3516 | 2020Q2 | https://www.energyavenue.com/Orbit-Industries/LPAR30-12W-D-CW | Energy Avenue | 2020 | Yes
LED Lighting | Reflector | Philips | True |  | LED | MR16 | GU5.3 | Product Description The Philips 454538 is a great low energy LED light designed to replace incandescent bulbs. Each LED MR16 lamp is designed to be dimmable and can last for up to 25,000 hours. Its variable color temperature of 2200K-2700K provides a warm white light that works well with tracks and recessed lighting options. Each lamp uses up to 6.5W of power to provide ambient light to your lighting applications. Philips 454538 Features: Dimmable Compatible with track and recessed fixtures Philips 454538 Applications: Retail lighting Hospitality Residential applications 6.5MR16/F25/2700-2200DIM - 410 Lumens - 95 CRI - 35W Halogen Equivalent - 25° - 12V Philips 454538 - 6.5W LED MR16 - 2200K-2700K | 2200 | 80 | 410 | 63.0769 | 25000 | 6.5 | 10 | 81.3 | 8.13 | 9.5531 | 2020Q2 | https://www.energyavenue.com/Philips/454538 | Energy Avenue | 2020 | Yes
LED Lighting | Reflector | Philips | True |  | LED | MR16 | GU5.3 | Product Description The Philips 6.5MR16/F35/2700-2200DIM (454546) 35W light bulb illuminates yellowish white warm ambient level light after a warm-up start that’s less than five seconds. It's compatible with various transformers for effective use. The LED MR16 comes with a dimming option, which is perfect for lighting applications in the residential and commercial industries. Philips 6.5MR16/F35/2700-2200DIM (454546) Features: 35° beam angle 2200K-2700K color temperature 25,000 life hours Philips 6.5MR16/F35/2700-2200DIM (454546) Applications: Indoor use Accent lighting General lighting 6.5MR16/F35/2700-2200DIM - 410 Lumens - 80 CRI - 35W Halogen Equivalent - 35° - 12V Philips 454546 - 6.5W LED MR16 - 2200K-2700K | 2200 | 80 | 410 | 63.0769 | 25000 | 6.5 | 10 | 81.3 | 8.13 | 9.5531 | 2020Q2 | https://www.energyavenue.com/Philips/454546 | Energy Avenue | 2020 | Yes
LED Lighting | Reflector | Philips | True |  | LED | PAR30 | Medium (E26) | Product Description You'll find energy-efficiency in the sleek design of this ExpertColor LED PAR30 lamp from your friends at Phillips. This product doesn't sacrifice aesthetics for performance, and it can be used anywhere you'd place a traditional 75-watt bulb with an E26 base, even damp locations. You'll enjoy 2700K of high-quality warm white light for up to 40,000 hours, and it's dimmable to 5 percent. Not for use in wet locations or enclosed fixtures. Product Features: Direct replacement for 75-watt PAR30 halogen lamps AirFlux technology reduces thermal emissions Contemporary aesthetic 25° beam angle Color temperature of 2700k (warm) Color accuracy of 95 CRI Dimmable to 5 percent Life span of up to 40,000 hours Applications: Accent lighting indoors or out 12PAR30L/EXPERTCOLOR/F25/927/DIM - 850 Lumens - 95 CRI - 75W Halogen Equivalent - 25° - 120V Philips 470954 - 12W LED PAR30L - 2700K | 2700 | 95 | 850 | 70.8333 | 40000 | 12 | 6 | 75.3 | 12.55 | 14.7467 | 2020Q2 | https://www.energyavenue.com/Philips/470954 | Energy Avenue | 2020 | Yes
LED Lighting | A-Type | Sylvania | True |  | General Purpose Replacement | A19 | E26 (Medium) | Damp Location Rated Damp Location Rated Home / Light Bulbs / LED / Sylvania - 78111 - LED10A19/DIM/O/927/U/B Approved for Totally Enclosed Fixtures; Frosted Plastic; Indoor/Outdoor Damp Rated; Omnidirectional; CEC and JA8 Compliant 10W A19 LED Lamp - Universal - 800 Lumens - Warm White (2700K) - 93 CRI - 25000 Hours - E26 (Medium) - 120 to 130V - Frost Sylvania - 78111 - LED10A19/DIM/O/927/U/B | 2700 | 92 | 800 | 80 | 25000 | 10 | 6 | 29.88 | 4.98 | 5.8517 | 2020Q3 | https://shop.regencylighting.com/lamps/led/led10a19-dim-o-927-u-b-78111.html | Regency Lighting | 2020 | Yes
LED Lighting | Reflector | Philips | True |  | LED | MR16 | GU5.3 | Product Description The Philips 533182 LED MR16 lamp is a great low energy lighting solution with dimmer options. It provides a 2700K color temperature that gives off a warm white light. These lamps can be used with both track and recessed lighting fixtures. Each lamp is designed to last up to 25,000 hours for many years of use. These LED lamps use only 8.5W of power and are designed to replace 75W bulbs. Philips 533182 Features: Dimmable lamp Ambient level light Philips 533182 Applications: Hospitality spaces Retail lighting Residential lighting 8.5MR16/LED/827/F35/DIM12V - 600 Lumens - 80 CRI - 75W Halogen Equivalent - 35° - 12V Philips 533182 - 8.5W LED MR16 - 2700K | 2700 | 80 | 600 | 70.5882 | 25000 | 8.5 | 10 | 81.3 | 8.13 | 9.5531 | 2020Q2 | https://www.energyavenue.com/Philips/533182 | Energy Avenue | 2020 | Yes
LED Lighting | Reflector | Philips | True |  | LED | MR16 | GU5.3 | Product Description The Philips 8.5MR16/LED/827/F25/DIM (533513) 75W light bulb add sophistication to both general and accent lighting. It takes less than 5 seconds to experience 2700K warm white light after turning it on. Add another five seconds of warm-up time and it will illuminate 60% of the light. The LED MR16 dimming option is available on select versions. Philips 8.5MR16/LED/827/F25/DIM (533513) Features: 25° beam angle Ambient level radiance Transformer compatibility Philips 8.5MR16/LED/827/F25/DIM (533513) Applications: Commercial use Residential use Indoor use 8.5MR16/LED/827/F25/DIM - 600 Lumens - 80 CRI - 75W Halogen Equivalent - 25° - 12V Philips 533513 - 8.5W LED MR16 - 2700K | 2700 | 80 | 600 | 70.5882 | 25000 | 8.5 | 10 | 81.3 | 8.13 | 9.5531 | 2020Q2 | https://www.energyavenue.com/Philips/533513 | Energy Avenue | 2020 | Yes
LED Lighting | Reflector | RAB Lighting |  |  | LED | BR30 |  | Product Description The BULLET12A LED Bullet Flood light from RAB Lighting is a must have for your landsacape lighting needs. Suitable for wet locations, this 12w LED floodlight is optimal for use in outdoor landscape lighting. The LED is 75 watt halogen equivalent while generating 957 lumens. With a 5 year limited warranty, this LED has a lifespan of 100,000 hours, and has a 5000K color temperature. RAB Lighting BULLET12A Features: Complies with California Title 24 UL listed for wet locations Design Lights Consortium listed RoHS compliant RAB Lighting BULLET12A Construction: Die cast aluminum body Superior heat sinking with external air-flow fins Bronze finish Product Accessories $3.45 add Rab C100A - 1/8 Inch Thick Weatherseal Gasket - Bronze 1 Hole - Fit 4 Inch Round Boxes - Aluminum Die Cast Round Cover with Screws $3.45 add Rab C100B - 1/8 Inch Thick Weatherseal Gasket - Black 1 Hole - Fit 4 Inch Round Boxes - Aluminum Die Cast Round Cover with Screws $3.45 add Rab C103A - 1/8 Inch Thick Weatherseal Gasket - Bronze 3 Holes - Fit 4 Inch Round Boxes - Aluminum Die Cast Round Cover with Screws $7.31 add Rab Lighting CU4A - Sensor and Floodlight Mounting Plate - 4 Hole - Bronze 1/8 inch Thick Weatherproof Gasket - Fits Round, Rectangular, Octagonal, Recessed and Surface Mount $10.35 add Rab Lighting MCAP3B - Black PVC Cap Fits Standard 2.5 Inch Pipe - Replacement or Making Do-It-Yourself Mighty Posts $27.56 add RAB MPM19B - 19 inch PVC mounting post UL Schedule 40 PVC pipe - Black Finish $31.01 add Rab TPPB - 19 Inch Mighty Post w/ Adapter and Turtle In-use Cover Black Finish Heavy duty mounting arm with "O" ring seal 5000K - 75 Watt Halogen Equivalent - 957 Lumens - 120V - Bronze Rab Lighting BULLET12A - 12W LED Bullet Flood Light | 5000 | 84 | 957 | 79.75 | 100000 | 12 | 1 | 65.05 | 65.05 | 76.4363 | 2020Q2 | https://www.energyavenue.com/RAB-Lighting/BULLET12A | Energy Avenue | 2020 | Yes
LED Lighting | Reflector | RAB Lighting |  |  | LED | BR30 |  | Product Description The BULLET12B LED Bullet Flood from RAB is a must have for your landsacape lighting needs. Suitable for wet locations, this LED is optimal for use in landscape lighting. The LED runs on 12 watts while generating 957 lumens. With a 5 year limited warranty, this LED has a lifespan of 100,000 hours, and has a 5000K color temperature. Features: Replaces 75 Watt halogens UL listed for wet locations Design Lights Consortium listed RoHS compliant Construction: Die cast aluminum body Superior heat sinking with external air-flow fins Black finish Product Accessories $3.45 add Rab C100A - 1/8 Inch Thick Weatherseal Gasket - Bronze 1 Hole - Fit 4 Inch Round Boxes - Aluminum Die Cast Round Cover with Screws $3.45 add Rab C100B - 1/8 Inch Thick Weatherseal Gasket - Black 1 Hole - Fit 4 Inch Round Boxes - Aluminum Die Cast Round Cover with Screws $3.45 add Rab C103A - 1/8 Inch Thick Weatherseal Gasket - Bronze 3 Holes - Fit 4 Inch Round Boxes - Aluminum Die Cast Round Cover with Screws $7.31 add Rab Lighting CU4A - Sensor and Floodlight Mounting Plate - 4 Hole - Bronze 1/8 inch Thick Weatherproof Gasket - Fits Round, Rectangular, Octagonal, Recessed and Surface Mount $10.35 add Rab Lighting MCAP3B - Black PVC Cap Fits Standard 2.5 Inch Pipe - Replacement or Making Do-It-Yourself Mighty Posts $27.56 add RAB MPM19B - 19 inch PVC mounting post UL Schedule 40 PVC pipe - Black Finish $31.01 add Rab TPPB - 19 Inch Mighty Post w/ Adapter and Turtle In-use Cover Black Finish Heavy duty mounting arm with "O" ring seal 12 Watts - 120V - 5000K - 957 Lumens RAB Lighting - BULLET12B - LED Bullet Flood - 75 Watt Halogen Equivalent | 5000 | 84 | 957 | 79.75 | 100000 | 12 | 1 | 65.05 | 65.05 | 76.4363 | 2020Q2 | https://www.energyavenue.com/RAB-Lighting/BULLET12B | Energy Avenue | 2020 | Yes
LED Lighting | Reflector | RAB Lighting |  |  | LED | BR30 |  | Product Description The BULLET12NA LED Bullet Flood from RAB is a must have for your landsacape lighting needs. Suitable for wet locations, this LED is optimal for use in outdoor landscape lighting. The LED runs on 12 watts while generating 832 lumens. With a 5 year limited warranty, this LED has a lifespan of 100,000 hours, and has a 4000K color temperature. Features: Replaces 75 Watt halogens UL listed for wet locations Design Lights Consortium listed RoHS compliant Construction: Die cast aluminum body Superior heat sinking with external air-flow fins Bronze finish Product Accessories $3.45 add Rab C100A - 1/8 Inch Thick Weatherseal Gasket - Bronze 1 Hole - Fit 4 Inch Round Boxes - Aluminum Die Cast Round Cover with Screws $3.45 add Rab C100B - 1/8 Inch Thick Weatherseal Gasket - Black 1 Hole - Fit 4 Inch Round Boxes - Aluminum Die Cast Round Cover with Screws $3.45 add Rab C103A - 1/8 Inch Thick Weatherseal Gasket - Bronze 3 Holes - Fit 4 Inch Round Boxes - Aluminum Die Cast Round Cover with Screws $7.31 add Rab Lighting CU4A - Sensor and Floodlight Mounting Plate - 4 Hole - Bronze 1/8 inch Thick Weatherproof Gasket - Fits Round, Rectangular, Octagonal, Recessed and Surface Mount $10.35 add Rab Lighting MCAP3B - Black PVC Cap Fits Standard 2.5 Inch Pipe - Replacement or Making Do-It-Yourself Mighty Posts $27.56 add RAB MPM19B - 19 inch PVC mounting post UL Schedule 40 PVC pipe - Black Finish $31.01 add Rab TPPB - 19 Inch Mighty Post w/ Adapter and Turtle In-use Cover Black Finish Heavy duty mounting arm with "O" ring seal 12 Watts - 120V - 4000K - 832 Lumens RAB Lighting - BULLET12NA - LED Bullet Flood - 75 Watt Halogen Equivalent | 4000 | 84 | 832 | 69.3333 | 100000 | 12 | 1 | 65.05 | 65.05 | 76.4363 | 2020Q2 | https://www.energyavenue.com/RAB-Lighting/BULLET12NA | Energy Avenue | 2020 | Yes
LED Lighting | Reflector | RAB Lighting |  |  | LED | BR30 |  | Product Description The BULLET12NB LED Bullet Flood from Rab Lighting is a must have for your landscape lighting needs. Suitable for wet locations, this LED is optimal for use in outdoor landscape lighting. The LED runs on 12 watts while generating 832 lumens. With a 5 year limited warranty, this LED has a lifespan of 100,000 hours, and has a 4000K color temperature. Rab Lighting BULLET12NB Features: Replaces 75 Watt halogens UL listed for wet locations Design Lights Consortium listed RoHS compliant Construction: Die cast aluminum body Superior heat sinking with external air-flow fins Black finish Product Accessories $3.45 add Rab C100A - 1/8 Inch Thick Weatherseal Gasket - Bronze 1 Hole - Fit 4 Inch Round Boxes - Aluminum Die Cast Round Cover with Screws $3.45 add Rab C100B - 1/8 Inch Thick Weatherseal Gasket - Black 1 Hole - Fit 4 Inch Round Boxes - Aluminum Die Cast Round Cover with Screws $3.45 add Rab C103A - 1/8 Inch Thick Weatherseal Gasket - Bronze 3 Holes - Fit 4 Inch Round Boxes - Aluminum Die Cast Round Cover with Screws $7.31 add Rab Lighting CU4A - Sensor and Floodlight Mounting Plate - 4 Hole - Bronze 1/8 inch Thick Weatherproof Gasket - Fits Round, Rectangular, Octagonal, Recessed and Surface Mount $10.35 add Rab Lighting MCAP3B - Black PVC Cap Fits Standard 2.5 Inch Pipe - Replacement or Making Do-It-Yourself Mighty Posts $27.56 add RAB MPM19B - 19 inch PVC mounting post UL Schedule 40 PVC pipe - Black Finish $31.01 add Rab TPPB - 19 Inch Mighty Post w/ Adapter and Turtle In-use Cover Black Finish Heavy duty mounting arm with "O" ring seal 75 Watt Halogen Equivalent - 832 Lumens - 120V - OUT OF STOCK UNTIL END OF SEPTEMBER 2019 RAB BULLET12NB - 12W LED Bullet Flood - 4000K | 4000 | 84 | 832 | 69.3333 | 100000 | 12 | 1 | 65.05 | 65.05 | 76.4363 | 2020Q2 | https://www.energyavenue.com/RAB-Lighting/BULLET12NB | Energy Avenue | 2020 | Yes
LED Lighting | Reflector | RAB Lighting |  |  | LED | BR30 |  | Product Description The BULLET12NVG LED Bullet Flood from RAB is a must have for your landsacape lighting needs. Suitable for wet locations, this LED is optimal for use in outdoor landscape lighting. The LED runs on 12 watts while generating 832 lumens. With a 5 year limited warranty, this LED has a lifespan of 100,000 hours, and has a 4000K color temperature. Features: Replaces 75 Watt halogens UL listed for wet locations Design Lights Consortium listed RoHS compliant Construction: Die cast aluminum body Superior heat sinking with external air-flow fins Green finish Product Accessories $3.45 add Rab C100A - 1/8 Inch Thick Weatherseal Gasket - Bronze 1 Hole - Fit 4 Inch Round Boxes - Aluminum Die Cast Round Cover with Screws $3.45 add Rab C100B - 1/8 Inch Thick Weatherseal Gasket - Black 1 Hole - Fit 4 Inch Round Boxes - Aluminum Die Cast Round Cover with Screws $3.45 add Rab C103A - 1/8 Inch Thick Weatherseal Gasket - Bronze 3 Holes - Fit 4 Inch Round Boxes - Aluminum Die Cast Round Cover with Screws $7.31 add Rab Lighting CU4A - Sensor and Floodlight Mounting Plate - 4 Hole - Bronze 1/8 inch Thick Weatherproof Gasket - Fits Round, Rectangular, Octagonal, Recessed and Surface Mount $10.35 add Rab Lighting MCAP3B - Black PVC Cap Fits Standard 2.5 Inch Pipe - Replacement or Making Do-It-Yourself Mighty Posts $27.56 add RAB MPM19B - 19 inch PVC mounting post UL Schedule 40 PVC pipe - Black Finish $31.01 add Rab TPPB - 19 Inch Mighty Post w/ Adapter and Turtle In-use Cover Black Finish Heavy duty mounting arm with "O" ring seal 12 Watts - 120V - 4000K - 832 Lumens RAB Lighting - BULLET12NVG - LED Bullet Flood - 75 Watt Halogen Equivalent | 4000 | 84 | 832 | 69.3333 | 100000 | 12 | 1 | 65.05 | 65.05 | 76.4363 | 2020Q2 | https://www.energyavenue.com/RAB-Lighting/BULLET12NVG | Energy Avenue | 2020 | Yes
LED Lighting | Reflector | RAB Lighting |  |  | LED | BR30 |  | Product Description The BULLET12VG LED Bullet Flood from RAB is a must have for your landsacape lighting needs. Suitable for wet locations, this LED is optimal for use in landscape lighting. The LED runs on 12 watts while generating 957 lumens. With a 5 year limited warranty, this LED has a lifespan of 100,000 hours, and has a 5000K color temperature. Features: Replaces 75 Watt halogens UL listed for wet locations Design Lights Consortium listed RoHS compliant Construction: Die cast aluminum body Superior heat sinking with external air-flow fins Green finish Product Accessories $3.45 add Rab C100A - 1/8 Inch Thick Weatherseal Gasket - Bronze 1 Hole - Fit 4 Inch Round Boxes - Aluminum Die Cast Round Cover with Screws $3.45 add Rab C100B - 1/8 Inch Thick Weatherseal Gasket - Black 1 Hole - Fit 4 Inch Round Boxes - Aluminum Die Cast Round Cover with Screws $3.45 add Rab C103A - 1/8 Inch Thick Weatherseal Gasket - Bronze 3 Holes - Fit 4 Inch Round Boxes - Aluminum Die Cast Round Cover with Screws $7.31 add Rab Lighting CU4A - Sensor and Floodlight Mounting Plate - 4 Hole - Bronze 1/8 inch Thick Weatherproof Gasket - Fits Round, Rectangular, Octagonal, Recessed and Surface Mount $10.35 add Rab Lighting MCAP3B - Black PVC Cap Fits Standard 2.5 Inch Pipe - Replacement or Making Do-It-Yourself Mighty Posts $27.56 add RAB MPM19B - 19 inch PVC mounting post UL Schedule 40 PVC pipe - Black Finish $31.01 add Rab TPPB - 19 Inch Mighty Post w/ Adapter and Turtle In-use Cover Black Finish Heavy duty mounting arm with "O" ring seal 12 Watts - 120V - 5000K - 957 Lumens RAB Lighting - BULLET12VG - LED Bullet Flood - 75 Watt Halogen Equivalent | 5000 | 84 | 957 | 79.75 | 100000 | 12 | 1 | 65.05 | 65.05 | 76.4363 | 2020Q2 | https://www.energyavenue.com/RAB-Lighting/BULLET12VG | Energy Avenue | 2020 | Yes
LED Lighting | Reflector | RAB Lighting |  |  | LED | BR30 |  | Product Description The BULLET12W LED Bullet Flood from RAB is a must have for your landsacape lighting needs. Suitable for wet locations, this LED is optimal for use in landscape lighting. The LED runs on 12 watts while generating 957 lumens. With a 5 year limited warranty, this LED has a lifespan of 100,000 hours, and has a 5000K color temperature. Features: Replaces 75 Watt halogens UL listed for wet locations Design Lights Consortium listed RoHS compliant Construction: Die cast aluminum body Superior heat sinking with external air-flow fins White finish Product Accessories $3.45 add Rab C100A - 1/8 Inch Thick Weatherseal Gasket - Bronze 1 Hole - Fit 4 Inch Round Boxes - Aluminum Die Cast Round Cover with Screws $3.45 add Rab C100B - 1/8 Inch Thick Weatherseal Gasket - Black 1 Hole - Fit 4 Inch Round Boxes - Aluminum Die Cast Round Cover with Screws $3.45 add Rab C103A - 1/8 Inch Thick Weatherseal Gasket - Bronze 3 Holes - Fit 4 Inch Round Boxes - Aluminum Die Cast Round Cover with Screws $7.31 add Rab Lighting CU4A - Sensor and Floodlight Mounting Plate - 4 Hole - Bronze 1/8 inch Thick Weatherproof Gasket - Fits Round, Rectangular, Octagonal, Recessed and Surface Mount $10.35 add Rab Lighting MCAP3B - Black PVC Cap Fits Standard 2.5 Inch Pipe - Replacement or Making Do-It-Yourself Mighty Posts $27.56 add RAB MPM19B - 19 inch PVC mounting post UL Schedule 40 PVC pipe - Black Finish $31.01 add Rab TPPB - 19 Inch Mighty Post w/ Adapter and Turtle In-use Cover Black Finish Heavy duty mounting arm with "O" ring seal 12 Watts - 120V - 5000K - 957 Lumens RAB Lighting - BULLET12W - LED Bullet Flood - 75 Watt Halogen Equivalent | 5000 | 84 | 957 | 79.75 | 100000 | 12 | 1 | 65.05 | 65.05 | 76.4363 | 2020Q2 | https://www.energyavenue.com/RAB-Lighting/BULLET12W | Energy Avenue | 2020 | Yes
LED Lighting | Reflector | RAB Lighting |  |  | LED | BR30 |  | Product Description The BULLET12YA LED Bullet Flood from RAB is a must have for your landsacape lighting needs. Suitable for wet locations, this LED is optimal for use in outdoor landscape lighting. The LED runs on 12 watts while generating 800 lumens. With a 5 year limited warranty, this LED has a lifespan of 100,000 hours, and has a 3000K color temperature. Features: Replaces 75 Watt halogens UL listed for wet locations Design Lights Consortium listed RoHS compliant Construction: Die cast aluminum body Superior heat sinking with external air-flow fins Bronze finish Product Accessories $3.45 add Rab C100A - 1/8 Inch Thick Weatherseal Gasket - Bronze 1 Hole - Fit 4 Inch Round Boxes - Aluminum Die Cast Round Cover with Screws $3.45 add Rab C100B - 1/8 Inch Thick Weatherseal Gasket - Black 1 Hole - Fit 4 Inch Round Boxes - Aluminum Die Cast Round Cover with Screws $3.45 add Rab C103A - 1/8 Inch Thick Weatherseal Gasket - Bronze 3 Holes - Fit 4 Inch Round Boxes - Aluminum Die Cast Round Cover with Screws $7.31 add Rab Lighting CU4A - Sensor and Floodlight Mounting Plate - 4 Hole - Bronze 1/8 inch Thick Weatherproof Gasket - Fits Round, Rectangular, Octagonal, Recessed and Surface Mount $10.35 add Rab Lighting MCAP3B - Black PVC Cap Fits Standard 2.5 Inch Pipe - Replacement or Making Do-It-Yourself Mighty Posts $27.56 add RAB MPM19B - 19 inch PVC mounting post UL Schedule 40 PVC pipe - Black Finish $31.01 add Rab TPPB - 19 Inch Mighty Post w/ Adapter and Turtle In-use Cover Black Finish Heavy duty mounting arm with "O" ring seal 12 Watts - 120V - 3000K - 800 Lumens RAB Lighting - BULLET12YA - LED Bullet Flood - 75 Watt Halogen Equivalent | 3000 | 83 | 800 | 66.6667 | 100000 | 12 | 1 | 65.05 | 65.05 | 76.4363 | 2020Q2 | https://www.energyavenue.com/RAB-Lighting/BULLET12YA | Energy Avenue | 2020 | Yes
LED Lighting | Reflector | RAB Lighting |  |  | LED | BR30 |  | Product Description The BULLET12YB LED Bullet Flood from RAB is a must have for your landsacape lighting needs. Suitable for wet locations, this LED is optimal for use in outdoor landscape lighting. The LED runs on 12 watts while generating 800 lumens. With a 5 year limited warranty, this LED has a lifespan of 100,000 hours, and has a 3000K color temperature. Features: Replaces 75 Watt halogens UL listed for wet locations Design Lights Consortium listed RoHS compliant Construction: Die cast aluminum body Superior heat sinking with external air-flow fins Black finish Product Accessories $3.45 add Rab C100A - 1/8 Inch Thick Weatherseal Gasket - Bronze 1 Hole - Fit 4 Inch Round Boxes - Aluminum Die Cast Round Cover with Screws $3.45 add Rab C100B - 1/8 Inch Thick Weatherseal Gasket - Black 1 Hole - Fit 4 Inch Round Boxes - Aluminum Die Cast Round Cover with Screws $3.45 add Rab C103A - 1/8 Inch Thick Weatherseal Gasket - Bronze 3 Holes - Fit 4 Inch Round Boxes - Aluminum Die Cast Round Cover with Screws $7.31 add Rab Lighting CU4A - Sensor and Floodlight Mounting Plate - 4 Hole - Bronze 1/8 inch Thick Weatherproof Gasket - Fits Round, Rectangular, Octagonal, Recessed and Surface Mount $10.35 add Rab Lighting MCAP3B - Black PVC Cap Fits Standard 2.5 Inch Pipe - Replacement or Making Do-It-Yourself Mighty Posts $27.56 add RAB MPM19B - 19 inch PVC mounting post UL Schedule 40 PVC pipe - Black Finish $31.01 add Rab TPPB - 19 Inch Mighty Post w/ Adapter and Turtle In-use Cover Black Finish Heavy duty mounting arm with "O" ring seal 12 Watts - 120V - 3000K - 800 Lumens RAB Lighting - BULLET12YB - LED Bullet Flood - 75 Watt Halogen Equivalent | 3000 | 83 | 800 | 66.6667 | 100000 | 12 | 1 | 65.05 | 65.05 | 76.4363 | 2020Q2 | https://www.energyavenue.com/RAB-Lighting/BULLET12YB | Energy Avenue | 2020 | Yes
LED Lighting | Reflector | RAB Lighting |  |  | LED | BR30 |  | Product Description The BULLET12YVG LED Bullet Flood from RAB is a must have for your landsacape lighting needs. Suitable for wet locations, this LED is optimal for use in outdoor landscape lighting. The LED runs on 12 watts while generating 800 lumens. With a 5 year limited warranty, this LED has a lifespan of 100,000 hours, and has a 3000K color temperature. Features: Replaces 75 Watt halogens UL listed for wet locations Design Lights Consortium listed RoHS compliant Construction: Die cast aluminum body Superior heat sinking with external air-flow fins Green finish Product Accessories $3.45 add Rab C100A - 1/8 Inch Thick Weatherseal Gasket - Bronze 1 Hole - Fit 4 Inch Round Boxes - Aluminum Die Cast Round Cover with Screws $3.45 add Rab C100B - 1/8 Inch Thick Weatherseal Gasket - Black 1 Hole - Fit 4 Inch Round Boxes - Aluminum Die Cast Round Cover with Screws $3.45 add Rab C103A - 1/8 Inch Thick Weatherseal Gasket - Bronze 3 Holes - Fit 4 Inch Round Boxes - Aluminum Die Cast Round Cover with Screws $7.31 add Rab Lighting CU4A - Sensor and Floodlight Mounting Plate - 4 Hole - Bronze 1/8 inch Thick Weatherproof Gasket - Fits Round, Rectangular, Octagonal, Recessed and Surface Mount $10.35 add Rab Lighting MCAP3B - Black PVC Cap Fits Standard 2.5 Inch Pipe - Replacement or Making Do-It-Yourself Mighty Posts $27.56 add RAB MPM19B - 19 inch PVC mounting post UL Schedule 40 PVC pipe - Black Finish $31.01 add Rab TPPB - 19 Inch Mighty Post w/ Adapter and Turtle In-use Cover Black Finish Heavy duty mounting arm with "O" ring seal 12 Watts - 120V - 3000K - 800 Lumens RAB Lighting - BULLET12YVG - LED Bullet Flood - 75 Watt Halogen Equivalent | 3000 | 83 | 800 | 66.6667 | 100000 | 12 | 1 | 65.05 | 65.05 | 76.4363 | 2020Q2 | https://www.energyavenue.com/RAB-Lighting/BULLET12YVG | Energy Avenue | 2020 | Yes
LED Lighting | Reflector | RAB Lighting |  |  | LED | BR30 |  | Product Description The BULLET12YW LED Bullet Flood from RAB is a must have for your landsacape lighting needs. Suitable for wet locations, this LED is optimal for use in outdoor landscape lighting. The LED runs on 12 watts while generating 800 lumens. With a 5 year limited warranty, this LED has a lifespan of 100,000 hours, and has a 3000K color temperature. Features: Replaces 75 Watt halogens UL listed for wet locations Design Lights Consortium listed RoHS compliant Construction: Die cast aluminum body Superior heat sinking with external air-flow fins White finish Product Accessories $3.45 add Rab C100A - 1/8 Inch Thick Weatherseal Gasket - Bronze 1 Hole - Fit 4 Inch Round Boxes - Aluminum Die Cast Round Cover with Screws $3.45 add Rab C100B - 1/8 Inch Thick Weatherseal Gasket - Black 1 Hole - Fit 4 Inch Round Boxes - Aluminum Die Cast Round Cover with Screws $3.45 add Rab C103A - 1/8 Inch Thick Weatherseal Gasket - Bronze 3 Holes - Fit 4 Inch Round Boxes - Aluminum Die Cast Round Cover with Screws $7.31 add Rab Lighting CU4A - Sensor and Floodlight Mounting Plate - 4 Hole - Bronze 1/8 inch Thick Weatherproof Gasket - Fits Round, Rectangular, Octagonal, Recessed and Surface Mount $10.35 add Rab Lighting MCAP3B - Black PVC Cap Fits Standard 2.5 Inch Pipe - Replacement or Making Do-It-Yourself Mighty Posts $27.56 add RAB MPM19B - 19 inch PVC mounting post UL Schedule 40 PVC pipe - Black Finish $31.01 add Rab TPPB - 19 Inch Mighty Post w/ Adapter and Turtle In-use Cover Black Finish Heavy duty mounting arm with "O" ring seal 12 Watts - 120V - 3000K - 800 Lumens RAB Lighting - BULLET12YW - LED Bullet Flood - 75 Watt Halogen Equivalent | 3000 | 83 | 800 | 66.6667 | 100000 | 12 | 1 | 65.05 | 65.05 | 76.4363 | 2020Q2 | https://www.energyavenue.com/RAB-Lighting/BULLET12YW | Energy Avenue | 2020 | Yes
LED Lighting | Reflector | RAB Lighting |  |  | LED | BR30 |  | Product Description The BULLET2X12A LED Bullet Flood from RAB is a must have for your security lighting needs. Suitable for wet locations, this LED is optimal for use in security lighting. The LED runs on 24 watts while generating 1914 lumens. With a 5 year limited warranty, this LED has a lifespan of 100,000 hours, and has a 5000K color temperature. Features: Replaces 75 Watt halogens UL listed for wet locations Design Lights Consortium listed RoHS compliant Construction: Die cast aluminum body Superior heat sinking with external air-flow fins Bronze finish Heavy duty mounting arm with "O" ring seal 24 Watts - 120V - 5000K - 1914 Lumens RAB Lighting - BULLET2X12A - LED Bullet Flood Kit | 5000 | 84 | 1914 | 79.75 | 100000 | 24 | 1 | 168.81 | 168.81 | 198.3583 | 2020Q2 | https://www.energyavenue.com/RAB-Lighting/BULLET2X12A | Energy Avenue | 2020 | No
LED Lighting | Reflector | RAB Lighting |  |  | LED | BR30 |  | Product Description The BULLET2X12B LED Bullet Flood from RAB is a must have for your security lighting needs. Suitable for wet locations, this LED is optimal for use in security lighting. The LED runs on 24 watts while generating 1914 lumens. With a 5 year limited warranty, this LED has a lifespan of 100,000 hours, and has a 5000K color temperature. Features: Replaces 75 Watt halogens UL listed for wet locations Design Lights Consortium listed RoHS compliant Construction: Die cast aluminum body Superior heat sinking with external air-flow fins Black finish Heavy duty mounting arm with "O" ring seal 24 Watts - 120V - 5000K - 1914 Lumens RAB Lighitng - BULLET2X12B - LED Bullet Flood Kit | 5000 | 84 | 1914 | 79.75 | 100000 | 24 | 1 | 168.81 | 168.81 | 198.3583 | 2020Q2 | https://www.energyavenue.com/RAB-Lighting/BULLET2X12B | Energy Avenue | 2020 | No
LED Lighting | Reflector | RAB Lighting |  |  | LED | BR30 |  | Product Description The BULLET2X12NA LED Bullet Flood from RAB is a must have for your security lighting needs. Suitable for wet locations, this LED is optimal for use in security lighting. The LED runs on 24 watts while generating 1664 lumens. With a 5 year limited warranty, this LED has a lifespan of 100,000 hours, and has a 4000K color temperature. Features: Replaces 75 Watt halogens UL listed for wet locations Design Lights Consortium listed RoHS compliant Construction: Die cast aluminum body Superior heat sinking with external air-flow fins Bronze finish Heavy duty mounting arm with "O" ring seal 24 Watts - 120V - 4000K - 1664 Lumens RAB Lighitng - BULLET2X12NA - LED Bullet Flood Kit | 4000 | 84 | 1664 | 69.3333 | 100000 | 24 | 1 | 168.81 | 168.81 | 198.3583 | 2020Q2 | https://www.energyavenue.com/RAB-Lighting/BULLET2X12NA | Energy Avenue | 2020 | No
LED Lighting | Reflector | RAB Lighting |  |  | LED | BR30 |  | FinishBlackVerde Green Product Description High Performance BULLET2X12NB LED Bullet Flood kit from Rab is an affordable solution for a durable spot and flood lighting. Manufactured with two adjustable 12W LED floodlights that equals 2 x 75W halogen floods, including BR30 or wide. A bullet flood LED kit that produces 4000K color temperature and radiates a 2,528 lumens. Best option in illuminating your outdoor space. Rab Lighting BULLET2X12NB Features: Microprismatic diffusion lens for even light distribution without glare Superior heat sinking 100,000-hour LED lifespan with 5-year limited warranty Rab Lighting BULLET2X12NB Features: Suitable for wet locations Outdoor playing fields Landscape lighting Residential and commercial use Alternate Product Versions $168.81 add RAB BULLET2X12NVG - 24W LED Bullet Flood Kit - 4000K 2 x 75 Watt Halogen Equivalent - 2,258 Lumens - 84 CRI - 120V - Verde Green Finish Heavy duty mounting arm with "O" ring seal 2 x 75 Watt Halogen Equivalent – 2,528 Lumens – 84 CRI – 120V – Black Finish RAB BULLET2X12NB - 24W LED Bullet Flood Kit - 4000K | 4000 | 84 | 2528 | 105.3333 | 100000 | 24 | 1 | 168.81 | 168.81 | 198.3583 | 2020Q2 | https://www.energyavenue.com/RAB-Lighting/BULLET2X12NB | Energy Avenue | 2020 | No
LED Lighting | Reflector | RAB Lighting |  |  | LED | BR30 |  | FinishBlackVerde Green NOTICE: This Product Has Been DiscontinuedProduct Description This Rab 24W Bullet Flood LED Kit is best for wet locations and outdoor spaces. An LED that is useful for optimal security lighting that has a microprismatic diffusion lens optimizes light output without glare and runs on 24 watts. The BULLET2X12NVG is a best choice for your 4000K illumination needs that last for 100,000 hours with 5-year manufacturer's warranty. Rab Lighting BULLET2X12NVG Features: Two flexible 12W LED floodlights High-output and long-life LEDs UL Listed - suitable for wet locations Die-cast aluminum housing Mercury and UV free RAB LIGHTING BULLET2X12NVG Applications: Architecture and outdoor spaces For houses and garden uses Alternate Product Versions $168.81 add RAB BULLET2X12NB - 24W LED Bullet Flood Kit - 4000K 2 x 75 Watt Halogen Equivalent – 2,528 Lumens – 84 CRI – 120V – Black Finish Heavy duty mounting arm with "O" ring seal 2 x 75 Watt Halogen Equivalent - 2,258 Lumens - 84 CRI - 120V - Verde Green Finish RAB BULLET2X12NVG - 24W LED Bullet Flood Kit - 4000K | 4000 | 84 | 2528 | 105.3333 | 100000 | 24 | 1 | 168.81 | 168.81 | 198.3583 | 2020Q2 | https://www.energyavenue.com/RAB-Lighting/BULLET2X12NVG | Energy Avenue | 2020 | No
LED Lighting | Reflector | RAB Lighting |  |  | LED | BR30 |  | Product Description The BULLET2X12NA LED Bullet Flood from RAB is a must have for your security lighting needs. Suitable for wet locations, this LED is optimal for use in security lighting. The LED runs on 24 watts while generating 1664 lumens. With a 5 year limited warranty, this LED has a lifespan of 100,000 hours, and has a 4000K color temperature. Features: Replaces 75 Watt halogens UL listed for wet locations Design Lights Consortium listed RoHS compliant Construction: Die cast aluminum body Superior heat sinking with external air-flow fins White finish Heavy duty mounting arm with "O" ring seal 24 Watts - 120V - 4000K - 1664 Lumens RAB Lighitng - BULLET2X12NW - LED Bullet Flood Kit | 4000 | 84 | 1664 | 69.3333 | 100000 | 24 | 1 | 168.81 | 168.81 | 198.3583 | 2020Q2 | https://www.energyavenue.com/RAB-Lighting/BULLET2X12NW | Energy Avenue | 2020 | No
LED Lighting | Reflector | RAB Lighting |  |  | LED | BR30 |  | Product Description The BULLET2X12W LED Bullet Flood from RAB is a must have for your security lighting needs. Suitable for wet locations, this LED is optimal for use in security lighting. The LED runs on 24 watts while generating 1914 lumens. With a 5 year limited warranty, this LED has a lifespan of 100,000 hours, and has a 5000K color temperature. Features: Replaces 75 Watt halogens UL listed for wet locations Design Lights Consortium listed RoHS compliant Construction: Die cast aluminum body Superior heat sinking with external air-flow fins White finish Heavy duty mounting arm with "O" ring seal 24 Watts - 120V - 5000K - 1914 Lumens RAB Lighitng - BULLET2X12W - LED Bullet Flood Kit | 5000 | 84 | 1914 | 79.75 | 100000 | 24 | 1 | 168.81 | 168.81 | 198.3583 | 2020Q2 | https://www.energyavenue.com/RAB-Lighting/BULLET2X12W | Energy Avenue | 2020 | No
LED Lighting | Reflector | RAB Lighting |  |  | LED | BR30 |  | Product Description The BULLET2X12YA LED Bullet Flood from RAB is a must have for your security lighting needs. Suitable for wet locations, this LED is optimal for use in security lighting. The LED runs on 24 watts while generating 1600 lumens. With a 5 year limited warranty, this LED has a lifespan of 100,000 hours, and has a 3000K color temperature. Features: Replaces 75 Watt halogens UL listed for wet locations Design Lights Consortium listed RoHS compliant Construction: Die cast aluminum body Superior heat sinking with external air-flow fins Bronze finish Heavy duty mounting arm with "O" ring seal 24 Watts - 120V - 3000K - 1600 Lumens RAB Lighitng - BULLET2X12YA - LED Bullet Flood Kit | 3000 | 83 | 1600 | 66.6667 | 100000 | 24 | 1 | 168.81 | 168.81 | 198.3583 | 2020Q2 | https://www.energyavenue.com/RAB-Lighting/BULLET2X12YA | Energy Avenue | 2020 | No
LED Lighting | Reflector | RAB Lighting |  |  | LED | BR30 |  | Product Description The BULLET2X12YB LED Bullet Flood from RAB is a must have for your security lighting needs. Suitable for wet locations, this LED is optimal for use in security lighting. The LED runs on 24 watts while generating 1600 lumens. With a 5 year limited warranty, this LED has a lifespan of 100,000 hours, and has a 3000K color temperature. Features: Replaces 75 Watt halogens UL listed for wet locations Design Lights Consortium listed RoHS compliant Construction: Die cast aluminum body Superior heat sinking with external air-flow fins Black finish Heavy duty mounting arm with "O" ring seal 24 Watts - 120V - 3000K - 1600 Lumens RAB Lighitng - BULLET2X12YB - LED Bullet Flood Kit | 3000 | 83 | 1600 | 66.6667 | 100000 | 24 | 1 | 168.81 | 168.81 | 198.3583 | 2020Q2 | https://www.energyavenue.com/RAB-Lighting/BULLET2X12YB | Energy Avenue | 2020 | No
LED Lighting | Downlight | RAB Lighting |  |  | LED |  |  | Manufacturer's NumberENTRA12ENTRA12NENTRA12NWENTRA12WENTRA12YUPC Number019813107059GTIN00019813107059Lumens1284Lumens Per Watt89Color Temp.5000KBulb ColorCool WhiteCRI70FinishBronze Product Description The ENTRA12 LED doorway light from RAB is a must get for anyone looking to upgrade to low maintenance LED's. Suitable for wet locations as a downlight, this LED is idealy mounted for heights up to 10 feet. The LED runs on 12 watts while generating 1284 lumens. With a 5 year limited warranty, this LED has a lifespan of 100,000 hours, and has a 5000K color temperature. This Energy Star qualifed fixture is a replacement for 70 watt high pressure sodium lamps. Features: Replaces 70 Watt high pressure sodiums UL listed for wet locations as downlight Save over $700 in energy costs over lifetime RoHS compliant Construction: Die cast aluminum Bronze finish Alternate Product Versions $153.33 add RAB Lighitng - ENTRA12N - LED Doorway Light 12 Watts - 120/277V - 4000K - 982 Lumens $153.33 add RAB Lighitng - ENTRA12NW - LED Doorway Light 12 Watts - 120/277V - 4000K - 982 Lumens $111.51 add RAB Lighitng - ENTRA12W - LED Doorway Light 12 Watts - 120/277V - 5000K - 1284 Lumens $153.33 add RAB Lighitng - ENTRA12Y - LED Doorway Light 12 Watts - 120/277V - 3000K - 876 Lumens Heavy die cast aluminum with 1/2" back knockout and 12 Watts - 120/277V - 5000K - 1284 Lumens RAB Lighitng - ENTRA12 - LED Doorway Light | 5000 | 70 | 1284 | 107 | 100000 | 12 | 1 | 111.51 | 111.51 | 131.0286 | 2020Q2 | https://www.energyavenue.com/RAB-Lighting/ENTRA12 | Energy Avenue | 2020 | Yes
LED Lighting | Downlight | RAB Lighting |  |  | LED |  |  | Manufacturer's NumberENTRA12ENTRA12NENTRA12NWENTRA12WENTRA12YUPC Number019813107134GTIN00019813107134Lumens982Lumens Per Watt71Color Temp.4000KBulb ColorCool WhiteCRI88FinishBronze NOTICE: This Product Has Been DiscontinuedProduct Description The ENTRA12N LED doorway light from RAB is a must get for anyone looking to upgrade to low maintenance LED's. Suitable for wet locations as a downlight, this LED is idealy mounted for heights up to 10 feet. The LED runs on 12 watts while generating 982 lumens. With a 5 year limited warranty, this LED has a lifespan of 100,000 hours, and has a 4000K color temperature. This Energy Star qualifed fixture is a replacement for 70 watt high pressure sodium lamps. Features: Replaces 70 Watt high pressure sodiums UL listed for wet locations as downlight Save over $700 in energy costs over lifetime RoHS compliant Construction: Die cast aluminum Bronze finish Alternate Product Versions $111.51 add RAB Lighitng - ENTRA12 - LED Doorway Light 12 Watts - 120/277V - 5000K - 1284 Lumens $153.33 add RAB Lighitng - ENTRA12NW - LED Doorway Light 12 Watts - 120/277V - 4000K - 982 Lumens $111.51 add RAB Lighitng - ENTRA12W - LED Doorway Light 12 Watts - 120/277V - 5000K - 1284 Lumens $153.33 add RAB Lighitng - ENTRA12Y - LED Doorway Light 12 Watts - 120/277V - 3000K - 876 Lumens Heavy die cast aluminum with 1/2" back knockout and 12 Watts - 120/277V - 4000K - 982 Lumens RAB Lighitng - ENTRA12N - LED Doorway Light | 4000 | 88 | 982 | 81.8333 | 100000 | 12 | 1 | 111.51 | 111.51 | 131.0286 | 2020Q2 | https://www.energyavenue.com/RAB-Lighting/ENTRA12N | Energy Avenue | 2020 | Yes
LED Lighting | Downlight | RAB Lighting |  |  | LED |  |  | Manufacturer's NumberENTRA12ENTRA12NENTRA12NWENTRA12WENTRA12YUPC Number019813107158GTIN00019813107158Lumens982Lumens Per Watt71Color Temp.4000KBulb ColorCool WhiteCRI88FinishWhite NOTICE: This Product Has Been DiscontinuedProduct Description The ENTRA12NW LED doorway light from RAB is a must get for anyone looking to upgrade to low maintenance LED's. Suitable for wet locations as a downlight, this LED is idealy mounted for heights up to 10 feet. The LED runs on 12 watts while generating 982 lumens. With a 5 year limited warranty, this LED has a lifespan of 100,000 hours, and has a 4000K color temperature. This Energy Star qualifed fixture is a replacement for 70 watt high pressure sodium lamps. Features: Replaces 70 Watt high pressure sodiums UL listed for wet locations as downlight Save over $700 in energy costs over lifetime RoHS compliant Construction: Die cast aluminum White finish Alternate Product Versions $111.51 add RAB Lighitng - ENTRA12 - LED Doorway Light 12 Watts - 120/277V - 5000K - 1284 Lumens $153.33 add RAB Lighitng - ENTRA12N - LED Doorway Light 12 Watts - 120/277V - 4000K - 982 Lumens $111.51 add RAB Lighitng - ENTRA12W - LED Doorway Light 12 Watts - 120/277V - 5000K - 1284 Lumens $153.33 add RAB Lighitng - ENTRA12Y - LED Doorway Light 12 Watts - 120/277V - 3000K - 876 Lumens Heavy die cast aluminum with 1/2" back knockout and 12 Watts - 120/277V - 4000K - 982 Lumens RAB Lighitng - ENTRA12NW - LED Doorway Light | 4000 | 88 | 982 | 81.8333 | 100000 | 12 | 1 | 111.51 | 111.51 | 131.0286 | 2020Q2 | https://www.energyavenue.com/RAB-Lighting/ENTRA12NW | Energy Avenue | 2020 | Yes
LED Lighting | Downlight | RAB Lighting |  |  | LED |  |  | Manufacturer's NumberENTRA12ENTRA12NENTRA12NWENTRA12WENTRA12YUPC Number019813107073GTIN00019813107073Lumens1284Lumens Per Watt89Color Temp.5000KBulb ColorCool WhiteCRI70FinishWhite Product Description The ENTRA12W LED doorway light from RAB is a must get for anyone looking to upgrade to low maintenance LED's. Suitable for wet locations as a downlight, this LED is idealy mounted for heights up to 10 feet. The LED runs on 12 watts while generating 1284 lumens. With a 5 year limited warranty, this LED has a lifespan of 100,000 hours, and has a 5000K color temperature. This Energy Star qualifed fixture is a replacement for 70 watt high pressure sodium lamps. Features: Replaces 70 Watt high pressure sodiums UL listed for wet locations as downlight Save over $700 in energy costs over lifetime RoHS compliant Construction: Die cast aluminum White finish Alternate Product Versions $111.51 add RAB Lighitng - ENTRA12 - LED Doorway Light 12 Watts - 120/277V - 5000K - 1284 Lumens $153.33 add RAB Lighitng - ENTRA12N - LED Doorway Light 12 Watts - 120/277V - 4000K - 982 Lumens $153.33 add RAB Lighitng - ENTRA12NW - LED Doorway Light 12 Watts - 120/277V - 4000K - 982 Lumens $153.33 add RAB Lighitng - ENTRA12Y - LED Doorway Light 12 Watts - 120/277V - 3000K - 876 Lumens Heavy die cast aluminum with 1/2" back knockout and 12 Watts - 120/277V - 5000K - 1284 Lumens RAB Lighitng - ENTRA12W - LED Doorway Light | 5000 | 70 | 1284 | 107 | 100000 | 12 | 1 | 111.51 | 111.51 | 131.0286 | 2020Q2 | https://www.energyavenue.com/RAB-Lighting/ENTRA12W | Energy Avenue | 2020 | Yes
LED Lighting | Downlight | RAB Lighting |  |  | LED |  |  | Manufacturer's NumberENTRA12ENTRA12NENTRA12NWENTRA12WENTRA12YUPC Number019813107127GTIN00019813107127Lumens876Lumens Per Watt62Color Temp.3000KBulb ColorWarm WhiteCRI84FinishBronze Product Description The ENTRA12Y LED doorway light from RAB is a must get for anyone looking to upgrade to low maintenance LED's. Suitable for wet locations as a downlight, this LED is idealy mounted for heights up to 10 feet. The LED runs on 12 watts while generating 876 lumens. With a 5 year limited warranty, this LED has a lifespan of 100,000 hours, and has a 3000K color temperature. This Energy Star qualifed fixture is a replacement for 70 watt high pressure sodium lamps. Features: Replaces 70 Watt high pressure sodiums UL listed for wet locations as downlight Save over $700 in energy costs over lifetime RoHS compliant Construction: Die cast aluminum Bronze finish Alternate Product Versions $111.51 add RAB Lighitng - ENTRA12 - LED Doorway Light 12 Watts - 120/277V - 5000K - 1284 Lumens $153.33 add RAB Lighitng - ENTRA12N - LED Doorway Light 12 Watts - 120/277V - 4000K - 982 Lumens $153.33 add RAB Lighitng - ENTRA12NW - LED Doorway Light 12 Watts - 120/277V - 4000K - 982 Lumens $111.51 add RAB Lighitng - ENTRA12W - LED Doorway Light 12 Watts - 120/277V - 5000K - 1284 Lumens Heavy die cast aluminum with 1/2" back knockout and 12 Watts - 120/277V - 3000K - 876 Lumens RAB Lighitng - ENTRA12Y - LED Doorway Light | 3000 | 84 | 876 | 73 | 100000 | 12 | 1 | 153.33 | 153.33 | 180.1687 | 2020Q2 | https://www.energyavenue.com/RAB-Lighting/ENTRA12Y | Energy Avenue | 2020 | Yes
LED Lighting | Reflector | RAB Lighting |  |  | LED | BR30 |  | Product Description With the adjustable two 12W LED flood lights and the sensor with 180° detection pattern at up to 30 ft, the SMSBULLET2X12NA LED Bullet Flood from RAB is a must have for your security lighting needs. The LED runs on 24 watts while generating 2,528 lumens. Comes with a 5 year limited warranty, this LED has a lifespan of 100,000 hours and has a 4000K color temperature. Rab Lighting SMSBULLET2X12NA Features: Replaces 2 x 75W BR30/halogen/wide floods Motion sensor with 180 degree detection pattern at up to 30 ft. UL listed for wet locations Design Lights Consortium listed RoHS compliant Construction: Die cast aluminum body Superior heat sinking with external air-flow fins Bronze finish Rab Lighting SMSBULLET2X12NA Application: Security lighting Landscape lighting Suitable for wet locations, wall mount only Heavy duty mounting arm with "O" ring seal 4000K - Two 12W Adjustable Bullets - 84 CRI - 2,528 Lumens - 120V RAB Lighitng SMSBULLET2X12NA - 24W LED Flood Lights | 4000 | 84 | 2528 | 105.3333 | 100000 | 24 | 1 | 256.65 | 256.65 | 301.5737 | 2020Q2 | https://www.energyavenue.com/RAB-Lighting/SMSBULLET2X12NA | Energy Avenue | 2020 | No
LED Lighting | Reflector | RAB Lighting |  |  | LED | BR30 |  | Product Description The SMSBULLET2X12NW LED Bullet Flood from RAB is a must have for your security lighting needs. Suitable for wet locations, this LED is optimal for use in security lighting. The LED runs on 24 watts while generating 1664 lumens. With a 5 year limited warranty, this LED has a lifespan of 100,000 hours, and has a 4000K color temperature. Features: Replaces 75 Watt halogens UL listed for wet locations Design Lights Consortium listed RoHS compliant Construction: Die cast aluminum body Superior heat sinking with external air-flow fins White finish Heavy duty mounting arm with "O" ring seal 24 Watts - 120V - 4000K - 1664 Lumens RAB Lighitng - SMSBULLET2X12NW - LED Bullet Flood Kit | 4000 | 84 | 1664 | 69.3333 | 100000 | 24 | 1 | 256.65 | 256.65 | 301.5737 | 2020Q2 | https://www.energyavenue.com/RAB-Lighting/SMSBULLET2X12NW | Energy Avenue | 2020 | No
LED Lighting | Downlight | RAB Lighting | False |  | LED | T8 | Fa8 | Color Temp.3000K3500K4000K5000K Product Description SOLD IN CASE QUANTITY OF 10 The Rab Lighting T8-43-96G-FA8-830-DE-BYP is a great low energy replacement for a T8 fluorescent tube. This LED T8 provides a warm white light with its 3000K color temperature. These tubes are designed to last up to 50,000 hours and come equipped with a five-year warranty. The LED T8 tubes use up to 43W of power and provide a 240-degree beam angle for extended coverage. These tubes are designed to be used with both shunted and non-shunted sockets. Rab Lighting T8-43-96G-FA8-830-DE-BYP Features: Double-ended wiring 82 CRI Rab Lighting T8-43-96G-FA8-830-DE-BYP Applications: Downlighting Warehouse lighting Alternate Product Versions $25.96 add RAB T8-43-96G-FA8-840-DE-BYP - 43W LED T8 - 4000K 8 Foot - 5500 Lumens - 82 CRI - 120-277V - SOLD IN CASE QUANTITY OF 10 $25.96 add RAB T8-43-96G-FA8-835-DE-BYP - 43W LED T8 - 3500K 8 Foot - 5000 Lumens - 82 CRI - 120-277V - SOLD IN CASE QUANTITY OF 10 $25.96 EACASE of 10EA add RAB T8-43-96G-FA8-850-DE-BYP - 43W LED T8 - 5000K 8 Foot - 5500 Lumens - 82 CRI - 120-277V - SOLD IN CASE QUANTITY OF 10 8 Foot - 5000 Lumens - 82 CRI - 120-277V - SOLD IN CASE QUANTITY OF 10 RAB T8-43-96G-FA8-830-DE-BYP - 43W LED T8 - 3000K | 3000 | 82 | 5000 | 116.2791 | 50000 | 43 | 10 | 259.6 | 25.96 | 30.504 | 2020Q2 | https://www.energyavenue.com/RAB-Lighting/T8-43-96G-FA8-830-DE-BYP | Energy Avenue | 2020 | No
LED Lighting | Reflector | Satco | True |  |  |  |  | Product Description The Satco 62/1039 LED Ceiling Light does more than offer 3000K soft white radiance. It has a dimming feature, so creating the perfect ambiance in any room is possible. The Glamour Linear close-to-ceiling light fixture has an acrylic-made shade and a brushed nickel finish to create a decorative transitional style. Satco 62/1039 Features: 30,000 life hours Connector base 3-year warranty Satco 62/1039 Applications: Indoor use Dry locations Damp locations 2,080 Lumens - 90 CRI - 120V Satco 62/1039 - 26W LED Ceiling Light - 3000K | 3000 | 90 | 2080 | 80 | 30000 | 26 | 3 | 247.5 | 82.5 | 96.9407 | 2020Q2 | https://www.energyavenue.com/Satco/621039 | Energy Avenue | 2020 | Yes
LED Lighting | Reflector | Satco | True |  |  |  |  | Product Description Energy savings never looked better than this 25W LED ceiling light from the Satco-Nuvo Glamour Series. Installing this close-mount fixture allows you to enjoy 3000K of warm white light for 30,000 hours of normal use without flickering or slow starts. Product Features: Replaces traditional incandescent and CFL bulbs Close-to-ceiling placement Opaque white glass with brass trim, enhances any decor while reducing glare Color accuracy of 90 CRI RoHS compliant 2125 lumen output Lifespan of up to 30,000 Three-year limited warranty Applications: Commercial Residential Hospitality Offices Retail 2,125 Lumens - 90 CRI - 120V Satco-Nuvo 62/1437 - 25W LED Ceiling Light - 3000K | 3000 | 90 | 2125 | 85 | 30000 | 25 | 4 | 245 | 61.25 | 71.9711 | 2020Q2 | https://www.energyavenue.com/Satco/621437 | Energy Avenue | 2020 | Yes
LED Lighting | Reflector | Satco | True |  |  |  |  | Product Description The Satco 62/1439 LED Ceiling Light shines a very bright 3000K warm white radiance, and it will continue to shine for 30,000 life hours. While it is not an Energy Star product, the close-to-ceiling light does have energy-saving benefits. The black-finished LED Glamour light does come with a limited warranty just in case. Satco 62/1439 Features: Glass tube construction Dimming option 3-year warranty Satco 62/1439 Applications: Indoor use Dry locations Commercial use 2,210 Lumens - 90 CRI - 120V Satco 62/1439 - 26W LED Ceiling Light - 3000K | 3000 | 90 | 2210 | 85 | 30000 | 26 | 3 | 247.5 | 82.5 | 96.9407 | 2020Q2 | https://www.energyavenue.com/Satco/621439 | Energy Avenue | 2020 | Yes
LED Lighting | Reflector | Satco | True |  | LED | PAR20 | Medium (E26) | Color Temp.3000K4000K Product Description The Satco S12210 LED PAR20 reflector replacement lamp is a 65W incandescent equivalent. The solid-state LED lighting illuminates 3000K soft white radiance at a 40-degree beam angle. It also has a traditional lens, a dimming feature, and an E26 base. Expect a long life with this bulb. Satco S12210 Features: 11,000 life hours Medium base 3-year warranty Satco S12210 Applications: Enclosed fixtures Dry and wet locations Indoor and outdoor use Alternate Product Versions $2.24 EACASE of 6EA add Satco S12211 - 6W LED PAR20 Bulb - 4000K 600 Lumens - 80 CRI - 65W Incandescent Equivalent - 40° - 120V 500 Lumens - 80 CRI - 65W Incandescent Equivalent - 40° - 120V Satco S12210 - 6W LED PAR20 Bulb - 3000K | 3000 | 80 | 500 | 83.3333 | 11000 | 6 | 24 | 53.76 | 2.24 | 2.6321 | 2020Q2 | https://www.energyavenue.com/Satco/S12210 | Energy Avenue | 2020 | Yes
LED Lighting | Downlight | Satco | True |  | LED | PAR20 | Medium (E26) | Color Temp.3000K4000K Product Description You'll get solid state performance while saving money on your energy bill when you choose this 6W LED PAR20 lamp from Satco. This product emits 4000K of cool white light for up to 11,000 hours, and it's suitable for use in wet locations. Product Features: Direct replacement for 60W incandescent bulbs with a PAR20 form factor Compatible with E26 medium base fixtures Dimmable to 10 percent Rated for use in wet locations Safe for enclosed fixtures Color accuracy of 80 CRI Lifespan of up to 11,000 hours Three-year warranty Applications: Recessed downlights Wall washes Flood lights Task lighting Track lights Alternate Product Versions $2.24 EACASE of 6EA add Satco S12210 - 6W LED PAR20 Bulb - 3000K 500 Lumens - 80 CRI - 65W Incandescent Equivalent - 40° - 120V 600 Lumens - 80 CRI - 65W Incandescent Equivalent - 40° - 120V Satco S12211 - 6W LED PAR20 Bulb - 4000K | 4000 | 80 | 600 | 100 | 11000 | 6 | 24 | 53.76 | 2.24 | 2.6321 | 2020Q2 | https://www.energyavenue.com/Satco/S12211 | Energy Avenue | 2020 | No
LED Lighting | Reflector | Satco | True |  | LED | PAR30 | Medium (E26) | Color Temp.3000K4000K Product Description The Satco S12212 LED PAR30 reflector replacement lamp presents itself as a bulb made for long life. Its traditional lens radiates 3000K soft white illumination once on. The 75W incandescent equivalent bulb has a standard E26 base, a dimming option, and a 3-year warranty. Satco S12212 Features: Solid-state LED lighting 40-degree beam angle 11,000 life hours Satco S12212 Applications: Indoor and outdoor use Dry and wet locations Open and enclosed fixtures Alternate Product Versions $3.61 EACASE of 6EA add Satco S12213 - 9W LED Short Neck PAR30 Bulb - 4000K 700 Lumens - 80 CRI - 75W Incandescent Equivalent - 40° - 120V 700 Lumens - 80 CRI - 75W Incandescent Equivalent - 40° - 120V Satco S12212 - 9W LED Short Neck PAR30 Bulb - 3000K | 3000 | 80 | 700 | 77.7778 | 11000 | 9 | 24 | 86.64 | 3.61 | 4.2419 | 2020Q2 | https://www.energyavenue.com/Satco/S12212 | Energy Avenue | 2020 | Yes
LED Lighting |  | Satco | True |  | LED | PAR30 | Medium (E26) | Color Temp.3000K4000K Product Description For all of your indoor and outdoor lighting needs, turn to your friends at Satco. For example, this short neck 9W LED PAR30 offers an alternative for high-consumption incandescent lamps with a PAR30 form factor. You'll enjoy 4000K of cool white light, and it's suitable for use in wet locations. Satco S12213 Features: Replacement for 75W incandescent bulbs with a PAR30 form factor Rated for use in wet locations Dimmable up to 10 percent Suitable for use in enclosed fixtures Compatible with most E26 medium base fixtures Color accuracy of 80 CRI 40-degree beam angle Lifespan of up to 11,000 hours Three-year warranty Satco S12213 Applications: Flood lights Landscape lighting Task lights Track lights Spot lights Wall washes Alternate Product Versions $3.61 EACASE of 6EA add Satco S12212 - 9W LED Short Neck PAR30 Bulb - 3000K 700 Lumens - 80 CRI - 75W Incandescent Equivalent - 40° - 120V 700 Lumens - 80 CRI - 75W Incandescent Equivalent - 40° - 120V Satco S12213 - 9W LED Short Neck PAR30 Bulb - 4000K | 4000 | 80 | 700 | 77.7778 | 11000 | 9 | 24 | 86.64 | 3.61 | 4.2419 | 2020Q2 | https://www.energyavenue.com/Satco/S12213 | Energy Avenue | 2020 | Yes
LED Lighting | Reflector | Satco | True |  | LED | PAR30 | Medium (E26) | Color Temp.3000K4000K Product Description The long neck Satco S12214 LED PAR30 reflector replacement lamp is a long-lasting bulb. Its solid-state LED lighting illuminates 3000K soft white radiance at a 40-degree beam angle for 11,000 life hours. Along with a dimming feature, the reflector replacement lamp has a 3-year warranty in case of defects. Satco S12214 Features: 75W incandescent equivalent Traditional lens E26 medium base Satco S12214 Applications: Open and enclosed fixtures Indoor and outdoor use Dry and wet locations Alternate Product Versions $3.61 EACASE of 6EA add Satco S12215 - 9W LED Long Neck PAR30 Bulb - 4000K 700 Lumens - 80 CRI - 75W Incandescent Equivalent - 40° - 120V 700 Lumens - 80 CRI - 75W Incandescent Equivalent - 40° - 120V Satco S12214 - 9W LED Long Neck PAR30 Bulb - 3000K | 3000 | 80 | 700 | 77.7778 | 11000 | 9 | 24 | 86.64 | 3.61 | 4.2419 | 2020Q2 | https://www.energyavenue.com/Satco/S12214 | Energy Avenue | 2020 | Yes
LED Lighting |  | Satco | True |  | LED | PAR30 | Medium (E26) | Color Temp.3000K4000K Product Description Put a spot of cool white light wherever you need it, inside or out, with this 9W long neck LED PAR30 lamp from Satco. With a color temperature of 4000K and up to 11,000 hours of solid performance, you'll save money without losing a quality. Satco S12215 Features: Directly replaces 75W incandescent bulbs Color accuracy of 80 CRI Dimmable to 10 percent Compatible with most E26 medium base fixtures Rated for use in wet locations Safe to use in enclosed fixtures 40-degree beam angle Lifespan of up to 11,000 hours Three-year warranty Satco S12215 Applications: Landscape lighting Track lighting Task lights Wall washes Spot light Flood light Alternate Product Versions $3.61 EACASE of 6EA add Satco S12214 - 9W LED Long Neck PAR30 Bulb - 3000K 700 Lumens - 80 CRI - 75W Incandescent Equivalent - 40° - 120V 700 Lumens - 80 CRI - 75W Incandescent Equivalent - 40° - 120V Satco S12215 - 9W LED Long Neck PAR30 Bulb - 4000K | 4000 | 80 | 700 | 77.7778 | 11000 | 9 | 24 | 86.64 | 3.61 | 4.2419 | 2020Q2 | https://www.energyavenue.com/Satco/S12215 | Energy Avenue | 2020 | Yes
LED Lighting | A-Type | Sylvania | True | Daylighting/Photocell, | General Purpose Replacement | A19 | E26 (Medium) | Damp Location Rated Damp Location Rated Home / Light Bulbs / LED / Sylvania - 78113 - LED10A19/DIM/O/950/U/B Approved for Totally Enclosed Fixtures; Frosted Plastic; Indoor/Outdoor Damp Rated; Omnidirectional; CEC and JA8 Compliant 10W A19 LED Lamp - Universal - 800 Lumens - Daylight (5000K) - 93 CRI - 25000 Hours - E26 (Medium) - 120 to 130V - Frost Sylvania - 78113 - LED10A19/DIM/O/950/U/B | 5000 | 96 | 800 | 80 | 25000 | 10 | 1 | 4.98 | 4.98 | 5.8517 | 2020Q3 | https://shop.regencylighting.com/lamps/led/led10a19-dim-o-950-u-b-78113.html | Regency Lighting | 2020 | Yes
LED Lighting | Reflector | Soraa | True |  | LED | MR16 | GU5.3 | Product Description The Soraa 00925 SM16-07-10D-940-03S MR16 is a high end LED lamp. This lamp is 85% more efficient than standard halogen lamps. UL listed, this LED can be used in enclosed fixtures. Running on 7.5 watts, this cool white 4000KLED is dimmable down to 20%, and has a 10 degree beam angle. Soraa SM16-07-10D-940-03S 00925 Features: Suitable for damp locations 95 CRI Typical payback of one year or less Compatible with Soraa Snap System 50 Watt Halogen Equivalent - 12V - GU5.3 Base - 430 Lumens - 95 CRI - 10 Degree Beam Angle - Dimmable Soraa 00925 - SM16-07-10D-940-03S - 7.5W MR16 LED - Vivid Series - 4000K | 4000 | 95 | 430 | 57.3333 | 35000 | 7.5 | 1 | 22.55 | 22.55 | 26.4971 | 2020Q2 | https://www.energyavenue.com/Soraa/00925 | Energy Avenue | 2020 | Yes
LED Lighting | Downlight | Soraa | True |  | LED | MR16 | GU5.3 | Color Temp.2700K-1800K3000K-1800KBeam Angle25°36° Product Description THIS ITEM IS NOT TITLE 20 COMPLIANT WE CAN NOT SHIP THIS TO CALIFORNIA Lend a little warmth and elegance with this 7.5 watt LED MR16 lamp from Soraa. This halogen replacement bulb from Vivid™ Warm Dim series emits a range of warm lighting from 1800K to 2700K. This Soraa 06619 SM16-07-25DM-927/918-01 is low flicker, with an adjustable beam angle, and up to 85 percent savings on your energy consumption. Soraa SM16-07-25DM-927/918-01 (06619) Features: Direct replacement for MR16 halogen bulbs with a standard GU5.3 base Enhanced Point Source Optics Color accuracy of 95 CRI Color temperature range of 2700K - 1800K Dimmable to 20 percent Lifespan of up to 35,000 hours Three-year manufacturer's warranty Soraa SM16-07-25DM-927/918-01 (06619) Applications: Suitable for fully enclosed fixtures Recessed downlights Track lights Accent lighting Alternate Product Versions $19.94 add Soraa 06621 - 7.5W LED MR16 - 2700K-1800K - GU5.3 Vivid™ Warm Dim SM16-07-36DM-927/918-01 - 410 Lumens - 95 CRI - 50W Halogen Equivalent - 36° - 12V $19.94 add Soraa 06623 - 7.5W LED MR16 - 3000K-1800K - GU5.3 Vivid™ Warm Dim SM16-07-25DM-930/918-01 - 430 Lumens - 95 CRI - 50W Halogen Equivalent - 25° - 12V $19.94 add Soraa 06625 - 7.5W LED MR16 - 3000K-1800K - GU5.3 Vivid™ Warm Dim SM16-07-36DM-930/918-01 - 430 Lumens - 95 CRI - 50W Haogen Equivalent - 36° - 12V Vivid™ Warm Dim SM16-07-25DM-927/918-01 - 410 Lumens - 95 CRI - 50W Halogen Equivalent - 25° - 12V - NOT TITLE 20 COMPLIANT, CAN NOT SHIP THIS TO CALIFORNIA Soraa 06619 - 7.5W LED MR16 - 2700K-1800K - GU5.3 | 2700 | 95 | 410 | 54.6667 | 25000 | 7.5 | 1 | 19.94 | 19.94 | 23.4303 | 2020Q2 | https://www.energyavenue.com/Soraa/06619 | Energy Avenue | 2020 | No
LED Lighting | Downlight | Soraa | True |  | LED | MR16 | GU5.3 | Color Temp.2700K-1800K3000K-1800KBeam Angle25°36° Product Description When you're looking for flexibility, elegance, and energy savings, turn to Soraa. Introducing their new Vivid™ Warm Dim series. This 7.5 watt MR16 LED bulb is a direct replacement for halogen bulbs with a standard GU5.3 base. With Soraa 06621 SM16-07-36DM-927/918-01, you'll enjoy its warm dimming capabilities of 1800K to 2700K color temperature. Soraa SM16-07-36DM-927/918-01 (06621) Features: Halogen replacement for indoor and outdoor applications Color range 2700K - 1800K Color accuracy of 95 CRI Dimmable to 20 percent Suitable for fully enclosed fixtures Lifespan of up to 35,000 hours Three-year warranty Soraa SM16-07-36DM-927/918-01 (06621) Applications: Recessed downlights Track lights Accent lighting Alternate Product Versions $19.94 add Soraa 06619 - 7.5W LED MR16 - 2700K-1800K - GU5.3 Vivid™ Warm Dim SM16-07-25DM-927/918-01 - 410 Lumens - 95 CRI - 50W Halogen Equivalent - 25° - 12V - NOT TITLE 20 COMPLIANT, CAN NOT SHIP THIS TO CALIFORNIA $19.94 add Soraa 06623 - 7.5W LED MR16 - 3000K-1800K - GU5.3 Vivid™ Warm Dim SM16-07-25DM-930/918-01 - 430 Lumens - 95 CRI - 50W Halogen Equivalent - 25° - 12V $19.94 add Soraa 06625 - 7.5W LED MR16 - 3000K-1800K - GU5.3 Vivid™ Warm Dim SM16-07-36DM-930/918-01 - 430 Lumens - 95 CRI - 50W Haogen Equivalent - 36° - 12V Vivid™ Warm Dim SM16-07-36DM-927/918-01 - 410 Lumens - 95 CRI - 50W Halogen Equivalent - 36° - 12V Soraa 06621 - 7.5W LED MR16 - 2700K-1800K - GU5.3 | 2700 | 95 | 410 | 54.6667 | 25000 | 7.5 | 1 | 19.94 | 19.94 | 23.4303 | 2020Q2 | https://www.energyavenue.com/Soraa/06621 | Energy Avenue | 2020 | No
LED Lighting | Downlight | Soraa | True |  | LED | MR16 | GU5.3 | Color Temp.2700K-1800K3000K-1800KBeam Angle25°36° Product Description Up to 35,000 hours lifespan of warm ambient lighting are yours with this Soraa MR16 LED lamp from their new Vivid™ Warm Dim series. This halogen replacement is suitable for fully enclose indoor or outdoor fixtures. Emiting a range of warm white light from 1800K to 3000K. With this high-quality lamp, you'll enjoy dimming capabilities while conserving up to 85 percent of your energy consumption. Soraa SM16-07-25DM-930/918-01 (06623) Features: Outputs 7.5 watts; direct replacement for any MR16 75 watt halogen bulb Suitable for fully enclosed fixtures Dimmable to 20 percent Color temperature range of 3000K - 1800K Color accuracy of 95 CRI Three-year warranty Soraa SM16-07-25DM-930/918-01 (06623) Applications: Accent and spot lighting indoors or out Recessed downlights Track lights Alternate Product Versions $19.94 add Soraa 06619 - 7.5W LED MR16 - 2700K-1800K - GU5.3 Vivid™ Warm Dim SM16-07-25DM-927/918-01 - 410 Lumens - 95 CRI - 50W Halogen Equivalent - 25° - 12V - NOT TITLE 20 COMPLIANT, CAN NOT SHIP THIS TO CALIFORNIA $19.94 add Soraa 06621 - 7.5W LED MR16 - 2700K-1800K - GU5.3 Vivid™ Warm Dim SM16-07-36DM-927/918-01 - 410 Lumens - 95 CRI - 50W Halogen Equivalent - 36° - 12V $19.94 add Soraa 06625 - 7.5W LED MR16 - 3000K-1800K - GU5.3 Vivid™ Warm Dim SM16-07-36DM-930/918-01 - 430 Lumens - 95 CRI - 50W Haogen Equivalent - 36° - 12V Vivid™ Warm Dim SM16-07-25DM-930/918-01 - 430 Lumens - 95 CRI - 50W Halogen Equivalent - 25° - 12V Soraa 06623 - 7.5W LED MR16 - 3000K-1800K - GU5.3 | 3000 | 95 | 430 | 57.3333 | 25000 | 7.5 | 1 | 19.94 | 19.94 | 23.4303 | 2020Q2 | https://www.energyavenue.com/Soraa/06623 | Energy Avenue | 2020 | No
LED Lighting | Reflector | Soraa | True |  | LED | MR16 | GU5.3 | Color Temp.2700K-1800K3000K-1800KBeam Angle25°36° Product Description Lend an air of coziness and warmth to your interior spaces with this Soraa Vivid™ Warm Dim lamp. This SM16-07-36DM-930/918-01 06625 is a low flicker 7.5W MR16 LED that is a great halogen replacement that features an adjustable color temperature of 1800K to 3000K. With this product, you'll enjoy ambiance and long life without sacrificing performance. Soraa SM16-07-36DM-930/918-01 (06625) Features: Output of 7.5 watts; directly replaces 50 watt halogen lamps Dimmable to 20 percent Color temperature range of 3000K-1800K Color accuracy of 95 CRI Up to 85 percent energy savings Lifespan of up to 35,000 hours Three-year warranty Soraa SM16-07-36DM-930/918-01 (06625) Applications: Suitable for fully enclosed fixtures Indoor or outdoor accent lighting Alternate Product Versions $19.94 add Soraa 06619 - 7.5W LED MR16 - 2700K-1800K - GU5.3 Vivid™ Warm Dim SM16-07-25DM-927/918-01 - 410 Lumens - 95 CRI - 50W Halogen Equivalent - 25° - 12V - NOT TITLE 20 COMPLIANT, CAN NOT SHIP THIS TO CALIFORNIA $19.94 add Soraa 06621 - 7.5W LED MR16 - 2700K-1800K - GU5.3 Vivid™ Warm Dim SM16-07-36DM-927/918-01 - 410 Lumens - 95 CRI - 50W Halogen Equivalent - 36° - 12V $19.94 add Soraa 06623 - 7.5W LED MR16 - 3000K-1800K - GU5.3 Vivid™ Warm Dim SM16-07-25DM-930/918-01 - 430 Lumens - 95 CRI - 50W Halogen Equivalent - 25° - 12V Vivid™ Warm Dim SM16-07-36DM-930/918-01 - 430 Lumens - 95 CRI - 50W Haogen Equivalent - 36° - 12V Soraa 06625 - 7.5W LED MR16 - 3000K-1800K - GU5.3 | 3000 | 95 | 430 | 57.3333 | 25000 | 7.5 | 1 | 19.94 | 19.94 | 23.4303 | 2020Q2 | https://www.energyavenue.com/Soraa/06625 | Energy Avenue | 2020 | Yes
LED Lighting |  | Soraa | True |  |  |  |  | Color Temp.2700K3000K4000KBeam Angle15°36°FinishWhiteTrack CompatibilityHalo StyleJuno Style Product Description 2 WEEKS LEAD TIME MADE TO ORDER ITEM - NO RETURN OR REPLACEMENT The Soraa 04075 LED track light is a great low energy lighting solution that is compatible with Soraa's SNAP System. This user-friendly led track spot light can be dimmed down to 10% and gives off a soft white light with its 3000K color temperature. It comes integrated with an electronic constant current driver and uses up to 18W. Equipped with a 5-year warranty, the track light is designed to last for many years. Soraa ART50-15D-930-U-J-W - 930 (04075) Features: Dimmer switch compatible Arc and SNAP system compatible Soraa ART50-15D-930-U-J-W - 930 (04075) Applications: Hospitality Retail Residential Alternate Product Versions $168.75 add Soraa 04059 - 18W LED Track Light - 2700K - White Arc™ ART50-15D-927-U-H-W - 880 Lumens - 95 CRI - 15° Beam Angle - Halo Style Track Compatibility - 120-277V - 2 WEEKS LEAD TIME - MADE TO ORDER ITEM - NO RETURN OR REPLACEMENT $162.50 add Soraa 04061 - 18W LED Track Light - 2700K - White Arc™ ART50-36D-927-U-H-W - 950 Lumens - 95 CRI - 36° Beam Angle - Halo Style Track Compatibility - 120-277V - 2 WEEKS LEAD TIME - MADE TO ORDER ITEM - NO RETURN OR REPLACEMENT $168.75 add Soraa 04063 - 18W LED Track Light - 3000K- White Arc™ ART50-15D-930-U-H-W - 930 Lumens - 95 CRI - 15° Beam Angle - Halo Style Track Compatibility - 120-277V - 2 WEEKS LEAD TIME - MADE TO ORDER ITEM - NO RETURN OR REPLACEMENT $168.75 add Soraa 04071 - 18W LED Track Light - 2700K - White Arc™ ART50-15D-927-U-J-W - 880 Lumens - 95 CRI - 15° Beam Angle - Juno Style Track Compatibility - 120-277V - 2 WEEKS LEAD TIME - MADE TO ORDER ITEM - NO RETURN OR REPLACEMENT $162.50 add Soraa 04077 - 18W LED Track Light - 3000K - White Arc™ ART50-36D-930-U-J-W - 1,000 Lumens - 95 CRI - 36° Beam Angle - Juno Style Track Compatibility - 120-277V - 2 WEEKS LEAD TIME - MADE TO ORDER ITEM - NO RETURN OR REPLACEMENT $162.50 add Soraa 04073 - 18W LED Track Light - 2700K - White Arc™ ART50-36D-927-U-J-W - 950 Lumens - 95 CRI - 36° Beam Angle - Juno Style Track Compatibility - 120-277V - 2 WEEKS LEAD TIME - MADE TO ORDER ITEM - NO RETURN OR REPLACEMENT $162.50 add Soraa 04065 - 18W LED Track Light - 3000K - White Arc™ ART50-36D-930-U-H-W - 1,000 Lumens - 95 CRI - 36° Beam Angle - Halo Style Track Compatibility - 120-277V - 2 WEEKS LEAD TIME - MADE TO ORDER ITEM - NO RETURN OR REPLACEMENT $150.00 add Soraa 04094 - 11W LED Track Light - 2700K - Black Arc™ ART50-10D-927-U-H-B - 505 Lumens - 95 CRI - 10° Beam Angle - Halo Style Track Compatibility - 120-277V - 2 WEEKS LEAD TIME - MADE TO ORDER ITEM - NO RETURN OR REPLACEMENT $162.50 add Soraa 04116 - 18W LED Track Light - 4000K - Black Arc™ ART50-25D-940-U-J-B - 1,040 Lumens - 95 CRI - 25° Beam Angle - Juno Style Track Compatibility - 120-277V - 2 WEEKS LEAD TIME - 2 WEEKS LEAD TIME MADE TO ORDER ITEM - NO RETURN OR REPLACEMENT $168.75 add Soraa 08047 - 18W LED Track Light - 3000K - White Arc™ ART50-15D-930-ULD-J-W - 930 Lumens - 95 CRI - 15° Beam Angle - Juno Style Track Compatibility - 120-277V - 2 WEEKS LEAD TIME - MADE TO ORDER ITEM - NO RETURN OR REPLACEMENT Arc™ ART50-15D-930-U-J-W - 930 Lumens - 95 CRI - 15° Beam Angle - Juno Style Track Compatibility - 120-277V - 2 WEEKS LEAD TIME - MADE TO ORDER ITEM - NO RETURN OR REPLACEMENT Soraa 04075 - 18W LED Track Light - 3000K - White | 3000 | 95 | 930 | 51.6667 |  | 18 | 1 | 168.75 | 168.75 | 198.2878 | 2020Q2 | https://www.energyavenue.com/Soraa/ART50-15D-930-U-J-W | Energy Avenue | 2020 | Yes
LED Lighting |  | Soraa | True |  |  |  |  | Color Temp.2700K3000K4000KBeam Angle10°15°25°36°FinishWhiteTrack CompatibilityHalo StyleJuno Style NOTICE: This Product Has Been DiscontinuedProduct Description 2 WEEKS LEAD TIME MADE TO ORDER ITEM - NO RETURN OR REPLACEMENT The Soraa ART50-15D-930-ULD-J-W 08047 LED Track Light can twist in a 160-degree angle and turn 350-degrees left or right to highlight precise areas. The track lighting LED fixture's white die-cast aluminum appearance is an elegant design that plays with neutral colors and balances bold shades. Turn it on and experience 3000K neutral white radiance. Soraa ART50-15D-930-ULD-J-W (08047) Features: Dims to 10% Even light distribution 5-year manufacturer's warranty Soraa ART50-15D-930-ULD-J-W (08047) Applications: Residential use Commercial use Indoor use Alternate Product Versions $168.75 add Soraa 04059 - 18W LED Track Light - 2700K - White Arc™ ART50-15D-927-U-H-W - 880 Lumens - 95 CRI - 15° Beam Angle - Halo Style Track Compatibility - 120-277V - 2 WEEKS LEAD TIME - MADE TO ORDER ITEM - NO RETURN OR REPLACEMENT $162.50 add Soraa 04061 - 18W LED Track Light - 2700K - White Arc™ ART50-36D-927-U-H-W - 950 Lumens - 95 CRI - 36° Beam Angle - Halo Style Track Compatibility - 120-277V - 2 WEEKS LEAD TIME - MADE TO ORDER ITEM - NO RETURN OR REPLACEMENT $168.75 add Soraa 04063 - 18W LED Track Light - 3000K- White Arc™ ART50-15D-930-U-H-W - 930 Lumens - 95 CRI - 15° Beam Angle - Halo Style Track Compatibility - 120-277V - 2 WEEKS LEAD TIME - MADE TO ORDER ITEM - NO RETURN OR REPLACEMENT $168.75 add Soraa 04071 - 18W LED Track Light - 2700K - White Arc™ ART50-15D-927-U-J-W - 880 Lumens - 95 CRI - 15° Beam Angle - Juno Style Track Compatibility - 120-277V - 2 WEEKS LEAD TIME - MADE TO ORDER ITEM - NO RETURN OR REPLACEMENT $168.75 add Soraa 04075 - 18W LED Track Light - 3000K - White Arc™ ART50-15D-930-U-J-W - 930 Lumens - 95 CRI - 15° Beam Angle - Juno Style Track Compatibility - 120-277V - 2 WEEKS LEAD TIME - MADE TO ORDER ITEM - NO RETURN OR REPLACEMENT $162.50 add Soraa 04077 - 18W LED Track Light - 3000K - White Arc™ ART50-36D-930-U-J-W - 1,000 Lumens - 95 CRI - 36° Beam Angle - Juno Style Track Compatibility - 120-277V - 2 WEEKS LEAD TIME - MADE TO ORDER ITEM - NO RETURN OR REPLACEMENT $162.50 add Soraa 04073 - 18W LED Track Light - 2700K - White Arc™ ART50-36D-927-U-J-W - 950 Lumens - 95 CRI - 36° Beam Angle - Juno Style Track Compatibility - 120-277V - 2 WEEKS LEAD TIME - MADE TO ORDER ITEM - NO RETURN OR REPLACEMENT $162.50 add Soraa 04065 - 18W LED Track Light - 3000K - White Arc™ ART50-36D-930-U-H-W - 1,000 Lumens - 95 CRI - 36° Beam Angle - Halo Style Track Compatibility - 120-277V - 2 WEEKS LEAD TIME - MADE TO ORDER ITEM - NO RETURN OR REPLACEMENT $150.00 add Soraa 04094 - 11W LED Track Light - 2700K - Black Arc™ ART50-10D-927-U-H-B - 505 Lumens - 95 CRI - 10° Beam Angle - Halo Style Track Compatibility - 120-277V - 2 WEEKS LEAD TIME - MADE TO ORDER ITEM - NO RETURN OR REPLACEMENT $162.50 add Soraa 04116 - 18W LED Track Light - 4000K - Black Arc™ ART50-25D-940-U-J-B - 1,040 Lumens - 95 CRI - 25° Beam Angle - Juno Style Track Compatibility - 120-277V - 2 WEEKS LEAD TIME - 2 WEEKS LEAD TIME MADE TO ORDER ITEM - NO RETURN OR REPLACEMENT Arc™ ART50-15D-930-ULD-J-W - 930 Lumens - 95 CRI - 15° Beam Angle - Juno Style Track Compatibility - 120-277V - 2 WEEKS LEAD TIME - MADE TO ORDER ITEM - NO RETURN OR REPLACEMENT Soraa 08047 - 18W LED Track Light - 3000K - White | 3000 | 95 | 930 | 51.6667 |  | 18 | 1 | 168.75 | 168.75 | 198.2878 | 2020Q2 | https://www.energyavenue.com/Soraa/ART50-15D-930-ULD-J-W | Energy Avenue | 2020 | Yes
LED Lighting |  | Soraa | True |  |  |  |  | Color Temp.2700K3000K4000KBeam Angle15°36°FinishWhiteTrack CompatibilityHalo StyleJuno Style Product Description 2 WEEKS LEAD TIME MADE TO ORDER ITEM - NO RETURN OR REPLACEMENT The Soraa 04077 LED track light is a great low energy lighting option for business and home applications. This 18W track light LED bulb provides a soft white light with its 3000K color temperature and can be dimmed down to 10%. Once mounted on the track, the light can be tilted up to 160-degrees and rotated up to 350-degrees. Each track light fixture comes equipped with a five-year manufacturer's warranty for added peace of mind. Soraa ART50-36D-930-U-J-W (04077) Features: Dimmer switch compatible Compatible with Soraa SNAP accessories Soraa ART50-36D-930-U-J-W (04077) Applications: Business lighting OFfice space Home/residential Alternate Product Versions $168.75 add Soraa 04059 - 18W LED Track Light - 2700K - White Arc™ ART50-15D-927-U-H-W - 880 Lumens - 95 CRI - 15° Beam Angle - Halo Style Track Compatibility - 120-277V - 2 WEEKS LEAD TIME - MADE TO ORDER ITEM - NO RETURN OR REPLACEMENT $162.50 add Soraa 04061 - 18W LED Track Light - 2700K - White Arc™ ART50-36D-927-U-H-W - 950 Lumens - 95 CRI - 36° Beam Angle - Halo Style Track Compatibility - 120-277V - 2 WEEKS LEAD TIME - MADE TO ORDER ITEM - NO RETURN OR REPLACEMENT $168.75 add Soraa 04063 - 18W LED Track Light - 3000K- White Arc™ ART50-15D-930-U-H-W - 930 Lumens - 95 CRI - 15° Beam Angle - Halo Style Track Compatibility - 120-277V - 2 WEEKS LEAD TIME - MADE TO ORDER ITEM - NO RETURN OR REPLACEMENT $168.75 add Soraa 04071 - 18W LED Track Light - 2700K - White Arc™ ART50-15D-927-U-J-W - 880 Lumens - 95 CRI - 15° Beam Angle - Juno Style Track Compatibility - 120-277V - 2 WEEKS LEAD TIME - MADE TO ORDER ITEM - NO RETURN OR REPLACEMENT $168.75 add Soraa 04075 - 18W LED Track Light - 3000K - White Arc™ ART50-15D-930-U-J-W - 930 Lumens - 95 CRI - 15° Beam Angle - Juno Style Track Compatibility - 120-277V - 2 WEEKS LEAD TIME - MADE TO ORDER ITEM - NO RETURN OR REPLACEMENT $162.50 add Soraa 04073 - 18W LED Track Light - 2700K - White Arc™ ART50-36D-927-U-J-W - 950 Lumens - 95 CRI - 36° Beam Angle - Juno Style Track Compatibility - 120-277V - 2 WEEKS LEAD TIME - MADE TO ORDER ITEM - NO RETURN OR REPLACEMENT $162.50 add Soraa 04065 - 18W LED Track Light - 3000K - White Arc™ ART50-36D-930-U-H-W - 1,000 Lumens - 95 CRI - 36° Beam Angle - Halo Style Track Compatibility - 120-277V - 2 WEEKS LEAD TIME - MADE TO ORDER ITEM - NO RETURN OR REPLACEMENT $150.00 add Soraa 04094 - 11W LED Track Light - 2700K - Black Arc™ ART50-10D-927-U-H-B - 505 Lumens - 95 CRI - 10° Beam Angle - Halo Style Track Compatibility - 120-277V - 2 WEEKS LEAD TIME - MADE TO ORDER ITEM - NO RETURN OR REPLACEMENT $162.50 add Soraa 04116 - 18W LED Track Light - 4000K - Black Arc™ ART50-25D-940-U-J-B - 1,040 Lumens - 95 CRI - 25° Beam Angle - Juno Style Track Compatibility - 120-277V - 2 WEEKS LEAD TIME - 2 WEEKS LEAD TIME MADE TO ORDER ITEM - NO RETURN OR REPLACEMENT $168.75 add Soraa 08047 - 18W LED Track Light - 3000K - White Arc™ ART50-15D-930-ULD-J-W - 930 Lumens - 95 CRI - 15° Beam Angle - Juno Style Track Compatibility - 120-277V - 2 WEEKS LEAD TIME - MADE TO ORDER ITEM - NO RETURN OR REPLACEMENT Arc™ ART50-36D-930-U-J-W - 1,000 Lumens - 95 CRI - 36° Beam Angle - Juno Style Track Compatibility - 120-277V - 2 WEEKS LEAD TIME - MADE TO ORDER ITEM - NO RETURN OR REPLACEMENT Soraa 04077 - 18W LED Track Light - 3000K - White | 3000 | 95 | 1000 | 55.5556 |  | 18 | 1 | 162.5 | 162.5 | 190.9438 | 2020Q2 | https://www.energyavenue.com/Soraa/ART50-36D-930-U-J-W | Energy Avenue | 2020 | Yes
LED Lighting |  | Soraa | True | Daylighting/Photocell, | LED | MR16 | GU5.3 | Product Description When you cannot afford to compromise, use the Soraa 00917. Your guests, friends, and clients will be amazed by how vibrant and bright your colors will be! Soraa employs innovative VP3 Vivid Color, Point Source Optics, and GaN on GaN lighting technology, makes for smooth beams of light and an extensive color range while using only 7.5 watts. This MR16 LED will save you over 85 percent energy consumption compared to standard halogen lamps and with an amazing 3 year warranty; you can expect quality for over 35,000 hours of use. Other Features Include: Pure nitride substrate for a better beam and color rendering 1,000 times more accurate than other LED lamps High CRI of 95 36-degree beam angle Soraa snap system accessories available (Sold Seperately) 35,000 life hours Suitable for fully enclosed fixtures Dimmable down to 20% of full light levels Ideal Applications: Dimmable Applications Track Lighting for MR16 lamp with a GU 5.3 base type Restaurants lighting and jewelry displays Full-spectrum lighting for video and photography areas Excellent for indoor workplace, study and hobby rooms 10-Degree Beam Angle - Snap System Compatible - 7.5 Watt - 12 Volt - GU5.3 Base - 80 CRI - Dimmable - 2700K Warm White Soraa - 00917 - SM16-07-10D-827-03 - Brilliant Series - MR16 LED - 50 Watt Halogen Equivalent | 2700 | 80 | 475 | 63.3333 | 35000 | 7.5 | 1 | 17.25 | 17.25 | 20.2694 | 2020Q2 | https://www.energyavenue.com/Soraa/SM16-07-10D-827-03 | Energy Avenue | 2020 | Yes
LED Lighting |  | Soraa | True | Daylighting/Photocell, | LED | MR16 | GU5.3 | Product Description When you cannot afford to compromise, use the Soraa 00921. Your guests, friends, and clients will be amazed by how vibrant and bright your colors will be! Soraa employs innovative VP3 Vivid Color, Point Source Optics, and GaN on GaN lighting technology, makes for smooth beams of light and an extensive color range while using only 9 watts. This MR16 LED will save you over 85 percent energy consumption compared to standard halogen lamps and with an amazing 3 year warranty; you can expect quality for over 35,000 hours of use. Other Features Include: Pure nitride substrate for a better beam and color rendering 1,000 times more accurate than other LED lamps High CRI of 95 10-degree beam angle 3000K, warm white brilliance Soraa snap system accessories available (Sold Seperately) Suitable for fully enclosed fixtures Dimmable down to 20% of full light levels Ideal Applications: Dimmable Applications Track Lighting for MR16 lamp with a GU 5.3 base type Restaurant lighting Full-spectrum lighting for gallery and photography areas 10-Degree Beam Angle - Snap System Compatible - 7.5 Watt - 12 Volt - GU5.3 Base - 80 CRI - Dimmable - 3000KWarm White Soraa - 00921 - SM16-07-10D-830-03 - Brilliant Series - MR16 LED - 65 Watt Halogen Equivalent | 3000 | 80 | 500 | 66.6667 | 35000 | 7.5 | 1 | 15.94 | 15.94 | 18.7301 | 2020Q2 | https://www.energyavenue.com/Soraa/SM16-07-10D-830-03 | Energy Avenue | 2020 | Yes
LED Lighting | Reflector | Soraa | True |  | LED | MR16 | GU5.3 | Product Description The Soraa 00919 VIVID Series MR16 LED lamp operates at 7.5 Watts and 12 Volts. This LED has a high 95 CRI, and is equivalent to a 50 watt halogen light bulb. This VIVID Series LED has a GU5.3 Base, 10 Degree Beam Angle, and a Color Temperature (CCT) of 2700K. Soraa VIVID Series lamps deliver a 40% increase in light output from the first generation, and emit a perfect spectrum of light. Soraa's LED's deliver unprecedented performance and light quality, and is ideal for applications that require very high light output from tiny form factors such as MR16 lamps. Features: Suitable for enclosed fixtures Applicable for both indoor and outdoor applications 10-Degree Beam Angle - 7.5 Watt - 12 Volt - 95 CRI - Dimmable - 2700K - 50 Watt Equal Soraa - 00919 - SM16-07-10D-927-03 - Vivid Series - MR16 LED | 2700 | 95 | 390 | 52 | 35000 | 7.5 | 1 | 22.55 | 22.55 | 26.4971 | 2020Q2 | https://www.energyavenue.com/Soraa/SM16-07-10D-927-03 | Energy Avenue | 2020 | Yes
LED Lighting | Reflector | Soraa | True |  | LED | MR16 | GU5.3 | Product Description The Soraa 00923 SM16-07-10D-930-03 is a MR16 LED Vivid Series, which is one of the most sought after LEDs on the market. This 7.5 watt MR16 produces a high end 95 CRI with a warm white 3000Kcolor temperature, at a 10 degree beam angle. With a 3 year warranty and a life expectancy of 35,000 hours, this is a long lasting LED lamp. Soraa SM16-07-10D-930-03 00923 Features: 85% more efficient that halogen lamps UL/CUL Class 2 and non-Class 2 Listed, RoHS compliant Use for recessed downlighitng and track lights 50 Watt Equivalent - 12V - 430 Lumens - 10 Degree Beam Angle - 95 CRI - Dimmable Soraa - 00923 - SM16-07-10D-930-03 - 7.5W Vivid Series MR16 LED - 3000K | 3000 | 95 | 430 | 57.3333 | 35000 | 7.5 | 1 | 21.65 | 21.65 | 25.4396 | 2020Q2 | https://www.energyavenue.com/Soraa/SM16-07-10D-930-03 | Energy Avenue | 2020 | Yes
LED Lighting | Downlight | Soraa | True |  | LED | MR16 | GU5.3 | Product Description The Soraa 00929 Brilliant Series MR16 LED lamp operates at 7.5 Watts and 12 Volts. This LED has an 85 CRI, and is equivalent to a 65 watt halogen light bulb. This Brilliant Series LED has a GU5.3 Base, 25 Degree Beam Angle, and a Color Temperature (CCT) of 2700K. This Soraa LED lamp is 85% more efficient than your standard halogen, and has a typical payback of less than one year. Intended for use in MR16 compatible recessed downlights. Features: Dimmable Suitable for enclosed fixtures Applicable for both indoor and outdoor applications 25-Degree Beam Angle - 7.5 Watt - 12 Volt - 85 CRI - Dimmable - 2700K - 65 Watt Equal Soraa - 00929 - SM16-07-25D-827-03 - Brilliant Series - MR16 LED | 2700 | 85 | 500 | 66.6667 | 35000 | 7.5 | 1 | 13.27 | 13.27 | 15.5928 | 2020Q2 | https://www.energyavenue.com/Soraa/SM16-07-25D-827-03 | Energy Avenue | 2020 | No
LED Lighting |  | Soraa | True | Daylighting/Photocell, | LED | MR16 | GU5.3 | Product Description When you cannot afford to compromise, use the Soraa 00931. Your guests, friends, and clients will be amazed by how vibrant and bright your colors will be! Soraa employs innovative VP3 Vivid Color, Point Source Optics, and GaN on GaN lighting technology, makes for smooth beams of light and an extensive color range while using only 9 watts. This MR16 LED will save you over 85 percent energy consumption compared to standard halogen lamps and with an amazing 3 year warranty; you can expect quality for over 35,000 hours of use. Other Features Include: Pure nitride substrate for a better beam and color rendering 1,000 times more accurate than other LED lamps High CRI of 95 25-degree beam angle Soraa snap system accessories available (Sold Seperately) 2700K, warm white brilliance Suitable for fully enclosed fixtures Dimmable down to 20% of full light levels Ideal Applications: Dimmable Applications Track Lighting for MR16 lamp with a GU 5.3 base type Restaurant lighting Full-spectrum lighting for gallery and photography areas 25-Degree Beam Angle - 7.5 Watt - 12 Volt - GU5.3 Base - 95 CRI - Dimmable - 2700K Warm White - 50 Watt Equal Soraa - 00931 - SM16-07-25D-927-03 - Vivid Series - MR16 LED | 2700 | 95 | 410 | 54.6667 | 35000 | 7.5 | 1 | 19.9 | 19.9 | 23.3833 | 2020Q2 | https://www.energyavenue.com/Soraa/SM16-07-25D-927-03 | Energy Avenue | 2020 | Yes
LED Lighting |  | Soraa | True |  | LED | MR16 | GU5.3 | Product Description As a replacement for 50-watt halogen incandescent bulbs, Soraa's 7.5-watt lamp provides brightness at a fraction of the cost. With a 35,000-hour lifespan, this bulb not only saves you on your energy bill (an 80 percent difference, but on maintenance costs as well. The lamp also offers a 25-degree beam angle, making it an excellent flood light for indoor and outdoor applications or track lighting.Other features include: 4000Kcolor temperature CRI of 95 for high color definition Dimmable down to 20 percent Three-year warranty Compatible with standard fixtures 25-Degree Beam Angle - 7.5 Watt - 12 Volt - GU5.3 Base - 95 CRI - Dimmable - 4000KCool White Soraa - 00937 - SM16-07-25D-940-03 - Vivid Series - MR16 LED - 50 Watt Halogen Equivalent | 4000 | 95 | 455 | 60.6667 | 35000 | 7.5 | 1 | 19.9 | 19.9 | 23.3833 | 2020Q2 | https://www.energyavenue.com/Soraa/SM16-07-25D-940-03 | Energy Avenue | 2020 | Yes
LED Lighting | Downlight | Soraa | True |  | LED | MR16 | GU5.3 | Product Description The Soraa 00941 Brilliant Series MR16 LED lamp operates at 7.5 Watts and 12 Volts. This LED has an 85 CRI, and is equivalent to a 50 watt halogen light bulb. This Brilliant Series LED has a GU5.3 Base, 36 Degree Beam Angle, and a Color Temperature (CCT) of 2700K. This Soraa LED lamp is 85% more efficient than your standard halogen, and has a typical payback of less than one year. Intended for use in MR16 compatible recessed downlights. Features: Dimmable Suitable for enclosed fixtures Applicable for both indoor and outdoor applications 36-Degree Beam Angle - 7.5 Watt - 12 Volt - 85 CRI - Dimmable - 2700K - 50 Watt Equal Soraa - 00941 - SM16-07-36D-827-03 - Brilliant Series - MR16 LED | 2700 | 85 | 500 | 66.6667 | 35000 | 7.5 | 1 | 13.27 | 13.27 | 15.5928 | 2020Q2 | https://www.energyavenue.com/Soraa/SM16-07-36D-827-03 | Energy Avenue | 2020 | No
LED Lighting |  | Soraa | True | Daylighting/Photocell, | LED | MR16 | GU5.3 | Product Description When you cannot afford to compromise, use the Soraa 00943. Your guests, friends, and clients will be amazed by how vibrant and bright your colors will be! Soraa employs innovative VP3 Vivid Color, Point Source Optics, and GaN on GaN lighting technology, makes for smooth beams of light and an extensive color range while using only 9 watts. This MR16 LED will save you over 85 percent energy consumption compared to standard halogen lamps and with an amazing 3 year warranty; you can expect quality for over 35,000 hours of use. Other Features Include: Pure nitride substrate for a better beam and color rendering 1,000 times more accurate than other LED lamps High CRI of 95 36-degree beam angle Soraa snap system accessories available (Sold Seperately) 2700K, warm white brilliance Suitable for fully enclosed fixtures Dimmable down to 20% of full light levels Ideal Applications: Dimmable Applications Track Lighting for MR16 lamp with a GU5.3 base type Restaurant lighting Full-spectrum lighting for gallery and photography areas 36-Degree Beam Angle - 7.5 Watt - 12 Volt - GU5.3 Base - 95 CRI - Dimmable - 2700K Warm White Soraa - 00943 - SM16-07-36D-927-03 - Vivid Series - MR16 LED - 50 Watt Halogen Equal | 2700 | 95 | 410 | 54.6667 | 35000 | 7.5 | 1 | 19.9 | 19.9 | 23.3833 | 2020Q2 | https://www.energyavenue.com/Soraa/SM16-07-36D-927-03 | Energy Avenue | 2020 | Yes
LED Lighting |  | Soraa | True |  | LED | MR16 | GU5.3 | Product Description Soraa LED MR16 GU5.3 base Vivid Series lamps are a replacement for 50-watt halogen incandescent bulbs, Soraa's 00949, 7.5-watt lamp provides brightness at a fraction of the cost. With a 35,000-hour lifespan, this bulb not only saves you on your energy bill (an 80 percent difference, but on maintenance costs as well. The lamp also offers a 36-degree beam angle, making it an excellent flood light for indoor and outdoor applications or track lighting.Other features include: 4000Kcolor temperature CRI of 95 for high color definition Dimmable down to 20 percent Three-year warranty Compatible with standard fixtures 36-Degree Beam Angle - 7.5 Watt - 12 Volt - GU5.3 Base - 95 CRI - Dimmable - 4000KCool White Soraa - 00949 - SM16-07-36D-940-03 - Vivid Series - MR16 - 50 Watt Halogen Equivalent | 4000 | 95 | 455 | 60.6667 | 35000 | 7.5 | 1 | 19.9 | 19.9 | 23.3833 | 2020Q2 | https://www.energyavenue.com/Soraa/SM16-07-36D-940-03 | Energy Avenue | 2020 | Yes
LED Lighting |  | Soraa | True | Daylighting/Photocell, | LED | MR16 | GU5.3 | Product Description When you cannot afford to compromise, use the Soraa 00953. Soraa employs innovative VP3 Vivid Color, Point Source Optics, and GaN on GaN lighting technology, makes for smooth beams of light and an extensive color range while using only 9 watts. Your guests, friends, and clients will be amazed by how vibrant and bright your colors will be! This MR16 LED will save you over 85 percent energy consumption compared to standard halogen lamps and with an amazing 3 year warranty; you can expect quality for over 35,000 hours of use. Other Features Include: Pure nitride substrate for a better beam and color rendering 1,000 times more accurate than other LED lamps High CRI of 95 25-degree beam angle Soraa snap system accessories available (Sold Seperately) 2700K, warm white brilliance Suitable for fully enclosed fixtures Dimmable down to 20% of full light levels Ideal Applications: Dimmable Applications Track Lighting for MR16 lamp with a GU 5.3 base type Restaurant lighting Full-spectrum lighting for gallery and photography areas 25-Degree Beam Angle - 9 Watt - 12 Volt - GU5.3 Base - 80 CRI - Dimmable - 2700K Warm White Soraa - 00953 - SM16-09-25D-827-03 - Brilliant Series - MR16 LED - 75 Watt Halogen Equivalent | 2700 | 80 | 560 | 62.2222 | 35000 | 9 | 1 | 15.94 | 15.94 | 18.7301 | 2020Q2 | https://www.energyavenue.com/Soraa/SM16-09-25D-827-03 | Energy Avenue | 2020 | Yes
LED Lighting | Downlight | Soraa | True |  | LED | MR16 | GU5.3 | Wattage7.5 Watt9 WattColor Temp.2700K3000KBeam Angle25°36°60°Base TypeGU10GU5.3 Product Description The Soraa 08734 LED MR16 is a great low energy replacement option for 75W halogen lamps. Each LED provides a soft white light with its 2700K color temperature. The Soraa LED lamps can be used with both 12V AC magnetic and electronic transformers for a wide range of applications. Its 25-degree beam angle enables you to focus the beam in a uniform manner and is designed to last up to 35,000 hours. Soraa SM16-09-25D-827-H1 (08734) Features: Dimmer switch compatible Flicker-free in dimmed/undimmed modes Soraa SM16-09-25D-827-H1 (08734) Applications: Track lights Downlights Indoor lighting Alternate Product Versions $13.55 add Soraa 08724 - 7.5W LED MR16 - 2700K - GU5.3 Brilliant™ HL SM16-07-25D-827-H1 - 600 Lumens - 90 CRI - 75W Halogen Equivalent - 25° - 12V $13.55 add Soraa 08726 - 7.5W LED MR16 - 2700K - GU5.3 Brilliant™ HL SM16-07-36D-827-H1 - 600 Lumens - 90 CRI - 75W Halogen Equivalent - 36° - 12V $13.55 add Soraa 08730 - 7.5W LED MR16 - 3000K - GU5.3 Brilliant™ HL SM16-07-25D-830-H1 - 630 Lumens - 90 CRI - 75W Halogen Equivalent - 25° - 12V $13.55 add Soraa 08732 - 7.5W LED MR16 - 3000K - GU5.3 Brilliant™ HL SM16-07-36D-830-H1 - 630 Lumens - 90 CRI - 75W Halogen Equivalent - 36° - 12V $16.05 add Soraa 08736 - 9W LED MR16 - 2700K - GU5.3 Brilliant™ HL SM16-09-36D-827-H1 - 690 Lumens - 90 CRI - 75W Halogen Equivalent - 36° - 12V $16.05 add Soraa 08738 - 9W LED MR16 - 3000K - GU5.3 Brilliant™ HL SM16-09-25D-830-H1 - 725 Lumens - 90 CRI - 75W Halogen Equivalent - 25° - 12V $16.05 add Soraa 08740 - 9W LED MR16 - 3000K - GU5.3 Brilliant™ HL SM16-09-36D-830-H1 - 725 Lumens - 90 CRI - 75W Halogen Equivalent - 36° - 12V $14.98 add Soraa 08744 - 7.5W LED MR16 - 2700K - GU10 Brilliant™ HL SM16GA-07-25D-827-H1 - 600 Lumens - 90 CRI - 65W Halogen Equivalent - 25° - 120V $14.98 add Soraa 08746 - 7.5W LED MR16 - 2700K - GU10 Brilliant™ HL SM16GA-07-36D-827-H1 - 600 Lumens - 90 CRI - 65W Halogen Equivalent - 36° - 120V $14.98 add Soraa 08748 - 7.5W LED MR16 - 2700K - GU10 Brilliant™ HL SM16GA-07-60D-827-H1 - 600 Lumens - 90 CRI - 65W Halogen Equivalent - 60° - 120V $14.98 add Soraa 08752 - 7.5W LED MR16 - 3000K - GU10 Brilliant™ HL SM16GA-07-25D-830-H1 - 630 Lumens - 90 CRI - 65W Halogen Equivalent - 25° - 120V $14.98 add Soraa 08754 - 7.5W LED MR16 - 3000K - GU10 Brilliant™ HL SM16GA-07-36D-830-H1 - 630 Lumens - 90 CRI - 65W Halogen Equivalent - 36° - 120V $14.98 add Soraa 08756 - 7.5W LED MR16 - 3000K - GU10 Brilliant™ HL SM16GA-07-60D-830-H1 - 630 Lumens - 90 CRI - 65W Halogen Equivalent - 60° - 120V $17.48 add Soraa 08758 - 9W LED MR16 - 2700K - GU10 Brilliant™ HL SM16GA-09-25D-827-H1 - 630 Lumens - 90 CRI - 75W Halogen Equivalent - 25° - 120V $17.48 add Soraa 08760 - 9W LED MR16 - 2700K - GU10 Brilliant™ HL SM16GA-09-36D-827-H1 - 630 Lumens - 90 CRI - 75W Halogen Equivalent - 36° - 120V $17.48 add Soraa 08762 - 9W LED MR16 - 2700K - GU10 Brilliant™ HL SM16GA-09-60D-827-H1 - 630 Lumens - 90 CRI - 75W Halogen Equivalent - 60° - 120V $17.48 add Soraa 08764 - 9W LED MR16 - 3000K - GU10 Brilliant™ HL SM16GA-09-25D-830-H1 - 725 Lumens - 90 CRI - 75W Halogen Equivalent - 25° - 120V $17.48 add Soraa 08766 - 9W LED MR16 - 3000K - GU10 Brilliant™ HL SM16GA-09-36D-830-H1 - 725 Lumens - 90 CRI - 75W Halogen Equivalent - 36° - 120V $17.48 add Soraa 08768 - 9W LED MR16 - 3000K - GU10 Brilliant™ HL - SM16GA-09-60D-830-H1 - 725 Lumens - 90 CRI - 75W Halogen Equivalent - 60° - 120V $13.55 add Soraa 08722 - 7.5W MR16 - 2700K - GU5.3 Brilliant™ HL SM16-07-10D-827-H1 - 75 Halogen Equivalent - 575 Lumens - 90 CRI - 10 Degree Beam Angle - Title 20 Compliant Brilliant™ HL SM16-09-25D-827-H1 - 690 Lumens - 90 CRI - 75W Halogen Equivalent - 25° - 12V Soraa 08734 - 9W LED MR16 - 2700K - GU5.3 | 2700 | 90 | 690 | 76.6667 | 35000 | 9 | 1 | 16.05 | 16.05 | 18.8594 | 2020Q2 | https://www.energyavenue.com/Soraa/SM16-09-25D-827-H1 | Energy Avenue | 2020 | No
LED Lighting | Downlight | Soraa | True |  | LED | MR16 | GU5.3 | Wattage7.5 Watt9 WattColor Temp.2700K3000KBeam Angle25°36°60°Base TypeGU10GU5.3 Product Description The Soraa 08738 LED MR16 provides you with a compact but controlled 25-degree beam angle with its design. Each 9W LED can replace a 75W halogen lamp and provides soft white light with its 3000K color temperature. In addition to being compatible with trailing and leading edge phase-cut dimmers, you'll find that the LEDs are flicker free in both lighting states. Soraa SM16-09-25D-830-H1 (08738) Features: Smooth uniform beams and crisp shadows Low level of flickering 35,000-hour rated life 3-year or 25,000-hour warranty Suitable for damp locations Soraa SM16-09-25D-830-H1 (08738) Applications: Track lighting Indoor lighting applications Recessed downlighting Alternate Product Versions $13.55 add Soraa 08724 - 7.5W LED MR16 - 2700K - GU5.3 Brilliant™ HL SM16-07-25D-827-H1 - 600 Lumens - 90 CRI - 75W Halogen Equivalent - 25° - 12V $13.55 add Soraa 08726 - 7.5W LED MR16 - 2700K - GU5.3 Brilliant™ HL SM16-07-36D-827-H1 - 600 Lumens - 90 CRI - 75W Halogen Equivalent - 36° - 12V $13.55 add Soraa 08730 - 7.5W LED MR16 - 3000K - GU5.3 Brilliant™ HL SM16-07-25D-830-H1 - 630 Lumens - 90 CRI - 75W Halogen Equivalent - 25° - 12V $13.55 add Soraa 08732 - 7.5W LED MR16 - 3000K - GU5.3 Brilliant™ HL SM16-07-36D-830-H1 - 630 Lumens - 90 CRI - 75W Halogen Equivalent - 36° - 12V $16.05 add Soraa 08734 - 9W LED MR16 - 2700K - GU5.3 Brilliant™ HL SM16-09-25D-827-H1 - 690 Lumens - 90 CRI - 75W Halogen Equivalent - 25° - 12V $16.05 add Soraa 08736 - 9W LED MR16 - 2700K - GU5.3 Brilliant™ HL SM16-09-36D-827-H1 - 690 Lumens - 90 CRI - 75W Halogen Equivalent - 36° - 12V $16.05 add Soraa 08740 - 9W LED MR16 - 3000K - GU5.3 Brilliant™ HL SM16-09-36D-830-H1 - 725 Lumens - 90 CRI - 75W Halogen Equivalent - 36° - 12V $14.98 add Soraa 08744 - 7.5W LED MR16 - 2700K - GU10 Brilliant™ HL SM16GA-07-25D-827-H1 - 600 Lumens - 90 CRI - 65W Halogen Equivalent - 25° - 120V $14.98 add Soraa 08746 - 7.5W LED MR16 - 2700K - GU10 Brilliant™ HL SM16GA-07-36D-827-H1 - 600 Lumens - 90 CRI - 65W Halogen Equivalent - 36° - 120V $14.98 add Soraa 08748 - 7.5W LED MR16 - 2700K - GU10 Brilliant™ HL SM16GA-07-60D-827-H1 - 600 Lumens - 90 CRI - 65W Halogen Equivalent - 60° - 120V $14.98 add Soraa 08752 - 7.5W LED MR16 - 3000K - GU10 Brilliant™ HL SM16GA-07-25D-830-H1 - 630 Lumens - 90 CRI - 65W Halogen Equivalent - 25° - 120V $14.98 add Soraa 08754 - 7.5W LED MR16 - 3000K - GU10 Brilliant™ HL SM16GA-07-36D-830-H1 - 630 Lumens - 90 CRI - 65W Halogen Equivalent - 36° - 120V $14.98 add Soraa 08756 - 7.5W LED MR16 - 3000K - GU10 Brilliant™ HL SM16GA-07-60D-830-H1 - 630 Lumens - 90 CRI - 65W Halogen Equivalent - 60° - 120V $17.48 add Soraa 08758 - 9W LED MR16 - 2700K - GU10 Brilliant™ HL SM16GA-09-25D-827-H1 - 630 Lumens - 90 CRI - 75W Halogen Equivalent - 25° - 120V $17.48 add Soraa 08760 - 9W LED MR16 - 2700K - GU10 Brilliant™ HL SM16GA-09-36D-827-H1 - 630 Lumens - 90 CRI - 75W Halogen Equivalent - 36° - 120V $17.48 add Soraa 08762 - 9W LED MR16 - 2700K - GU10 Brilliant™ HL SM16GA-09-60D-827-H1 - 630 Lumens - 90 CRI - 75W Halogen Equivalent - 60° - 120V $17.48 add Soraa 08764 - 9W LED MR16 - 3000K - GU10 Brilliant™ HL SM16GA-09-25D-830-H1 - 725 Lumens - 90 CRI - 75W Halogen Equivalent - 25° - 120V $17.48 add Soraa 08766 - 9W LED MR16 - 3000K - GU10 Brilliant™ HL SM16GA-09-36D-830-H1 - 725 Lumens - 90 CRI - 75W Halogen Equivalent - 36° - 120V $17.48 add Soraa 08768 - 9W LED MR16 - 3000K - GU10 Brilliant™ HL - SM16GA-09-60D-830-H1 - 725 Lumens - 90 CRI - 75W Halogen Equivalent - 60° - 120V $13.55 add Soraa 08722 - 7.5W MR16 - 2700K - GU5.3 Brilliant™ HL SM16-07-10D-827-H1 - 75 Halogen Equivalent - 575 Lumens - 90 CRI - 10 Degree Beam Angle - Title 20 Compliant Brilliant™ HL SM16-09-25D-830-H1 - 725 Lumens - 90 CRI - 75W Halogen Equivalent - 25° - 12V Soraa 08738 - 9W LED MR16 - 3000K - GU5.3 | 3000 | 90 | 725 | 80.5556 | 35000 | 9 | 1 | 16.05 | 16.05 | 18.8594 | 2020Q2 | https://www.energyavenue.com/Soraa/SM16-09-25D-830-H1 | Energy Avenue | 2020 | No
LED Lighting |  | Soraa | True | Daylighting/Photocell, | LED | MR16 | GU5.3 | Product Description When you cannot afford to compromise, use the Soraa 00959. Your guests, friends, and clients will be amazed by how vibrant and bright your colors will be! Soraa employs innovative VP3 Vivid Color, Point Source Optics, and GaN on GaN lighting technology, makes for smooth beams of light and an extensive color range while using only 9 watts. This MR16 LED will save you over 85 percent energy consumption compared to standard halogen lamps and with an amazing 3 year warranty; you can expect quality for over 35,000 hours of use. Other Features Include: Pure nitride substrate for a better beam and color rendering 1,000 times more accurate than other LED lamps High CRI of 95 25-degree beam angle Soraa snap system accessories available (Sold Seperately) 3000K, warm white brilliance Suitable for fully enclosed fixtures Dimmable down to 20% of full light levels Ideal Applications: Dimmable Applications Track Lighting for MR16 lamp with a GU 5.3 base type Restaurant lighting Full-spectrum lighting for gallery and photography areas 25-Degree Beam Angle - 9 Watt - 12 Volt - GU5.3 Base - 95 CRI - Dimmable - 3000KWarm White Soraa - 00959 - SM16-09-25D-930-03 - Vivid Series - MR16 LED - 60 Watt Halogen Equivalent | 3000 | 95 | 490 | 54.4444 | 35000 | 9 | 1 | 22.55 | 22.55 | 26.4971 | 2020Q2 | https://www.energyavenue.com/Soraa/SM16-09-25D-930-03 | Energy Avenue | 2020 | Yes
LED Lighting |  | Soraa | True | Daylighting/Photocell, | LED | MR16 | GU5.3 | Product Description When you cannot afford to compromise, use the Soraa 00961. Soraa employs innovative VP3 Vivid Color, Point Source Optics, and GaN on GaN lighting technology, makes for smooth beams of light and an extensive color range while using only 9 watts. Your guests, friends, and clients will be amazed by how vibrant and bright your colors will be! This MR16 LED will save you over 85 percent energy consumption compared to standard halogen lamps and with an amazing 3 year warranty; you can expect quality for over 35,000 hours of use. Other Features Include: Pure nitride substrate for a better beam and color rendering 1,000 times more accurate than other LED lamps High CRI of 95 36-degree beam angle Soraa snap system accessories available (Sold Seperately) 2700K, warm white brilliance Suitable for fully enclosed fixtures Dimmable down to 20% of full light levels Ideal Applications: Dimmable Applications Track Lighting for MR16 lamp with a GU 5.3 base type Restaurant lighting Full-spectrum lighting for gallery and photography areas 36-Degree Beam Angle - 9 Watt - 12 Volt - GU5.3 Base - 80 CRI - Dimmable - 2700K Warm White Soraa - 00961 - SM16-09-36D-827-03 - Brilliant Series - MR16 - 75 Watt Halogen Equivalent | 2700 | 80 | 560 | 62.2222 | 35000 | 9 | 1 | 17.25 | 17.25 | 20.2694 | 2020Q2 | https://www.energyavenue.com/Soraa/SM16-09-36D-827-03 | Energy Avenue | 2020 | Yes
LED Lighting |  | Soraa | True | Daylighting/Photocell, | LED | MR16 | GU5.3 | Product Description When you cannot afford to compromise, use the Soraa 00963. Your guests, friends, and clients will be amazed by how vibrant and bright your colors will be! Soraa employs innovative VP3 Vivid Color, Point Source Optics, and GaN on GaN lighting technology, makes for smooth beams of light and an extensive color range while using only 9 watts. This MR16 LED will save you over 85 percent energy consumption compared to standard halogen lamps and with an amazing 3 year warranty; you can expect quality for over 35,000 hours of use. Other Features Include: Pure nitride substrate for a better beam and color rendering 1,000 times more accurate than other LED lamps High CRI of 95 36-degree beam angle 2700K, warm white brilliance Suitable for fully enclosed fixtures Dimmable down to 20% of full light levels Ideal Applications: Dimmable Applications Track Lighting for MR16 lamp with a GU 5.3 base type Restaurant lighting Full-spectrum lighting for gallery and photography areas 36-Degree Beam Angle - 9 Watt - 12 Volt - GU5.3 Base - 95 CRI - Dimmable - 2700K Warm White Soraa - 00963 - SM16-09-36D-927-03 - Vivid Series - MR16 LED - 60 Watt Halogen Equivalent | 2700 | 95 | 465 | 51.6667 | 35000 | 9 | 1 | 22.55 | 22.55 | 26.4971 | 2020Q2 | https://www.energyavenue.com/Soraa/SM16-09-36D-927-03 | Energy Avenue | 2020 | Yes
LED Lighting |  | Soraa | True | Daylighting/Photocell, | LED | MR16 | GU5.3 | Product Description When you cannot afford to compromise, use the Soraa 00967. Your guests, friends, and clients will be amazed by how vibrant and bright your colors will be! Soraa employs innovative VP3 Vivid Color, Point Source Optics, and GaN on GaN lighting technology, makes for smooth beams of light and an extensive color range while using only 9 watts. This MR16 LED will save you over 85 percent energy consumption compared to standard halogen lamps and with an amazing 3 year warranty; you can expect quality for over 35,000 hours of use. Other Features Include: Pure nitride substrate for a better beam and color rendering 1,000 times more accurate than other LED lamps High CRI of 95 36-degree beam angle Soraa snap system accessories available (Sold Seperately) 3000K, warm white brilliance Suitable for fully enclosed fixtures Dimmable down to 20% of full light levels Ideal Applications: Dimmable Applications Track Lighting for MR16 lamp with a GU 5.3 base type Restaurant lighting Full-spectrum lighting for gallery and photography areas 36-Degree Beam Angle - 9 Watt - 12 Volt - GU5.3 Base - 95 CRI - Dimmable - 3000KWarm White Soraa - 00967 - SM16-09-36D-930-03 - Vivid Series - MR16 - 60 Watt Halogen Equivalent | 3000 | 95 | 490 | 54.4444 | 35000 | 9 | 1 | 22.55 | 22.55 | 26.4971 | 2020Q2 | https://www.energyavenue.com/Soraa/SM16-09-36D-930-03 | Energy Avenue | 2020 | Yes
LED Lighting | Downlight | Soraa | True |  | LED | MR16 | GU10 | Product Description Perfect for most homes, offices or businesses, Soraa's 7.5 watt LED provides crisp and bright light, and is an ideal flood lamp, providing a wide beam of light. This versatile LED beautifully illuminates many indoor and outdoor settings from living rooms to bathrooms, landscapes and galleries. As a replacement for 50-watt halogen bulbs, this lamp puts out very little heat and saves money on your energy bill. And, with a 35,000-hour life, it also saves on maintenance and replacement costs.Features: 2700K color temperature High CRI Dimmable down to 20 percent Three-year warranty Applications: Recessed Downlights Track Lighting Indoor or Outdoor 10-Degree Beam Angle - 7.5 Watt - 120 Volt - GU10 Base - 95 CRI - Dimmable - 2700K Warm White Soraa - 01111 - SM16GA-07-10D-927-03 - Vivid LED - MR16 - 50 Watt Halogen Equivalent | 2700 | 95 | 390 | 52 | 35000 | 7.5 | 1 | 23.75 | 23.75 | 27.9072 | 2020Q2 | https://www.energyavenue.com/Soraa/SM16GA-07-10D-927-03 | Energy Avenue | 2020 | No
LED Lighting | Downlight | Soraa | True |  | LED | MR16 | GU10 | Product Description Perfect for most homes, offices or businesses, Soraa's 7.5 watt LED provides crisp and bright light, and is an ideal flood lamp, providing a wide beam of light. This versatile LED beautifully illuminates many indoor and outdoor settings from living rooms to bathrooms, landscapes and galleries. As a replacement for 50-watt halogen bulbs, this lamp puts out very little heat and saves money on your energy bill. And, with a 35,000-hour life, it also saves on maintenance and replacement costs.Features: 3000Kcolor temperature High CRI Dimmable down to 20 percent Three-year warranty Applications: Recessed Downlights Track Lighting Indoor or Outdoor 10-Degree Beam Angle - 7.5 Watt - 120 Volt - GU10 Base - 95 CRI - Dimmable - 3000KWarm White Soraa - 01115 - SM16GA-07-10D-930-03 - Vivid LED - MR16 - 50 Watt Halogen Equivalent | 3000 | 95 | 410 | 54.6667 | 35000 | 7.5 | 1 | 23.75 | 23.75 | 27.9072 | 2020Q2 | https://www.energyavenue.com/Soraa/SM16GA-07-10D-930-03 | Energy Avenue | 2020 | No
LED Lighting | Reflector | Soraa | True |  | LED | MR16 | GU10 | Wattage7.5 Watt9 WattColor Temp.2700K3000KBeam Angle10°25°36°60°Base TypeGU10GU5.3 Product Description The Soraa 08744 SM16GA-07-25D-827-H1 LED MR16 light bulb is a 65W energy-saving halogen replacement bulb. The Soraa Brillant HL light illuminates 2700K warm white radiance with low flickering for 25,000-35,000 life hours. The low flickering remains solid in dim mode down to 20%. Included with the bulb is a 3-year warranty. Soraa SM16GA-07-25D-827-H1 (08744) Features: 85% more energy efficient than standard halogen lamps High CRI of 95 with 25 degree beam angle Low levels of flickering Soraa SM16GA-07-25D-827-H1 (08744) Applications: Indoor use Enclosed fixtures Dry and damp locations Alternate Product Versions $13.55 add Soraa 08724 - 7.5W LED MR16 - 2700K - GU5.3 Brilliant™ HL SM16-07-25D-827-H1 - 600 Lumens - 90 CRI - 75W Halogen Equivalent - 25° - 12V $13.55 add Soraa 08726 - 7.5W LED MR16 - 2700K - GU5.3 Brilliant™ HL SM16-07-36D-827-H1 - 600 Lumens - 90 CRI - 75W Halogen Equivalent - 36° - 12V $13.55 add Soraa 08730 - 7.5W LED MR16 - 3000K - GU5.3 Brilliant™ HL SM16-07-25D-830-H1 - 630 Lumens - 90 CRI - 75W Halogen Equivalent - 25° - 12V $13.55 add Soraa 08732 - 7.5W LED MR16 - 3000K - GU5.3 Brilliant™ HL SM16-07-36D-830-H1 - 630 Lumens - 90 CRI - 75W Halogen Equivalent - 36° - 12V $16.05 add Soraa 08734 - 9W LED MR16 - 2700K - GU5.3 Brilliant™ HL SM16-09-25D-827-H1 - 690 Lumens - 90 CRI - 75W Halogen Equivalent - 25° - 12V $16.05 add Soraa 08736 - 9W LED MR16 - 2700K - GU5.3 Brilliant™ HL SM16-09-36D-827-H1 - 690 Lumens - 90 CRI - 75W Halogen Equivalent - 36° - 12V $16.05 add Soraa 08738 - 9W LED MR16 - 3000K - GU5.3 Brilliant™ HL SM16-09-25D-830-H1 - 725 Lumens - 90 CRI - 75W Halogen Equivalent - 25° - 12V $16.05 add Soraa 08740 - 9W LED MR16 - 3000K - GU5.3 Brilliant™ HL SM16-09-36D-830-H1 - 725 Lumens - 90 CRI - 75W Halogen Equivalent - 36° - 12V $14.98 add Soraa 08746 - 7.5W LED MR16 - 2700K - GU10 Brilliant™ HL SM16GA-07-36D-827-H1 - 600 Lumens - 90 CRI - 65W Halogen Equivalent - 36° - 120V $14.98 add Soraa 08748 - 7.5W LED MR16 - 2700K - GU10 Brilliant™ HL SM16GA-07-60D-827-H1 - 600 Lumens - 90 CRI - 65W Halogen Equivalent - 60° - 120V $14.98 add Soraa 08752 - 7.5W LED MR16 - 3000K - GU10 Brilliant™ HL SM16GA-07-25D-830-H1 - 630 Lumens - 90 CRI - 65W Halogen Equivalent - 25° - 120V $14.98 add Soraa 08754 - 7.5W LED MR16 - 3000K - GU10 Brilliant™ HL SM16GA-07-36D-830-H1 - 630 Lumens - 90 CRI - 65W Halogen Equivalent - 36° - 120V $14.98 add Soraa 08756 - 7.5W LED MR16 - 3000K - GU10 Brilliant™ HL SM16GA-07-60D-830-H1 - 630 Lumens - 90 CRI - 65W Halogen Equivalent - 60° - 120V $17.48 add Soraa 08758 - 9W LED MR16 - 2700K - GU10 Brilliant™ HL SM16GA-09-25D-827-H1 - 630 Lumens - 90 CRI - 75W Halogen Equivalent - 25° - 120V $17.48 add Soraa 08760 - 9W LED MR16 - 2700K - GU10 Brilliant™ HL SM16GA-09-36D-827-H1 - 630 Lumens - 90 CRI - 75W Halogen Equivalent - 36° - 120V $17.48 add Soraa 08762 - 9W LED MR16 - 2700K - GU10 Brilliant™ HL SM16GA-09-60D-827-H1 - 630 Lumens - 90 CRI - 75W Halogen Equivalent - 60° - 120V $17.48 add Soraa 08764 - 9W LED MR16 - 3000K - GU10 Brilliant™ HL SM16GA-09-25D-830-H1 - 725 Lumens - 90 CRI - 75W Halogen Equivalent - 25° - 120V $17.48 add Soraa 08766 - 9W LED MR16 - 3000K - GU10 Brilliant™ HL SM16GA-09-36D-830-H1 - 725 Lumens - 90 CRI - 75W Halogen Equivalent - 36° - 120V $17.48 add Soraa 08768 - 9W LED MR16 - 3000K - GU10 Brilliant™ HL - SM16GA-09-60D-830-H1 - 725 Lumens - 90 CRI - 75W Halogen Equivalent - 60° - 120V $13.55 add Soraa 08722 - 7.5W MR16 - 2700K - GU5.3 Brilliant™ HL SM16-07-10D-827-H1 - 75 Halogen Equivalent - 575 Lumens - 90 CRI - 10 Degree Beam Angle - Title 20 Compliant Brilliant™ HL SM16GA-07-25D-827-H1 - 600 Lumens - 90 CRI - 65W Halogen Equivalent - 25° - 120V Soraa 08744 - 7.5W LED MR16 - 2700K - GU10 | 2700 | 90 | 600 | 80 | 35000 | 7.5 | 1 | 14.98 | 14.98 | 17.6021 | 2020Q2 | https://www.energyavenue.com/Soraa/SM16GA-07-25D-827-H1 | Energy Avenue | 2020 | Yes
LED Lighting | Reflector | Soraa | True |  | LED | MR16 | GU10 | Wattage7.5 Watt9 WattColor Temp.2700K3000KBeam Angle25°36°60°Base TypeGU10GU5.3 Product Description The Soraa SM16GA-07-25D-830-H1 LED MR16 Brilliant HL offers a uniform, crisp, controlled, and flicker-free beam, illumination, and dimming (down to 20%). The 65W halogen replacement bulb includes a 40-degree field angle, 85% energy efficiency, and 35,000 rated life hours. It operates in indoor and outdoor enclosed fixtures. Soraa SM16GA-07-25D-830-H1 (08752) Features: 25-degree beam angle 3000K neutral white light 3-year warranty Soraa SM16GA-07-60D-827-H1 (08752) Applications: Residential use Commercial use Dry and damp locations Alternate Product Versions $13.55 add Soraa 08724 - 7.5W LED MR16 - 2700K - GU5.3 Brilliant™ HL SM16-07-25D-827-H1 - 600 Lumens - 90 CRI - 75W Halogen Equivalent - 25° - 12V $13.55 add Soraa 08726 - 7.5W LED MR16 - 2700K - GU5.3 Brilliant™ HL SM16-07-36D-827-H1 - 600 Lumens - 90 CRI - 75W Halogen Equivalent - 36° - 12V $13.55 add Soraa 08730 - 7.5W LED MR16 - 3000K - GU5.3 Brilliant™ HL SM16-07-25D-830-H1 - 630 Lumens - 90 CRI - 75W Halogen Equivalent - 25° - 12V $13.55 add Soraa 08732 - 7.5W LED MR16 - 3000K - GU5.3 Brilliant™ HL SM16-07-36D-830-H1 - 630 Lumens - 90 CRI - 75W Halogen Equivalent - 36° - 12V $16.05 add Soraa 08734 - 9W LED MR16 - 2700K - GU5.3 Brilliant™ HL SM16-09-25D-827-H1 - 690 Lumens - 90 CRI - 75W Halogen Equivalent - 25° - 12V $16.05 add Soraa 08736 - 9W LED MR16 - 2700K - GU5.3 Brilliant™ HL SM16-09-36D-827-H1 - 690 Lumens - 90 CRI - 75W Halogen Equivalent - 36° - 12V $16.05 add Soraa 08738 - 9W LED MR16 - 3000K - GU5.3 Brilliant™ HL SM16-09-25D-830-H1 - 725 Lumens - 90 CRI - 75W Halogen Equivalent - 25° - 12V $16.05 add Soraa 08740 - 9W LED MR16 - 3000K - GU5.3 Brilliant™ HL SM16-09-36D-830-H1 - 725 Lumens - 90 CRI - 75W Halogen Equivalent - 36° - 12V $14.98 add Soraa 08744 - 7.5W LED MR16 - 2700K - GU10 Brilliant™ HL SM16GA-07-25D-827-H1 - 600 Lumens - 90 CRI - 65W Halogen Equivalent - 25° - 120V $14.98 add Soraa 08746 - 7.5W LED MR16 - 2700K - GU10 Brilliant™ HL SM16GA-07-36D-827-H1 - 600 Lumens - 90 CRI - 65W Halogen Equivalent - 36° - 120V $14.98 add Soraa 08748 - 7.5W LED MR16 - 2700K - GU10 Brilliant™ HL SM16GA-07-60D-827-H1 - 600 Lumens - 90 CRI - 65W Halogen Equivalent - 60° - 120V $14.98 add Soraa 08754 - 7.5W LED MR16 - 3000K - GU10 Brilliant™ HL SM16GA-07-36D-830-H1 - 630 Lumens - 90 CRI - 65W Halogen Equivalent - 36° - 120V $14.98 add Soraa 08756 - 7.5W LED MR16 - 3000K - GU10 Brilliant™ HL SM16GA-07-60D-830-H1 - 630 Lumens - 90 CRI - 65W Halogen Equivalent - 60° - 120V $17.48 add Soraa 08758 - 9W LED MR16 - 2700K - GU10 Brilliant™ HL SM16GA-09-25D-827-H1 - 630 Lumens - 90 CRI - 75W Halogen Equivalent - 25° - 120V $17.48 add Soraa 08760 - 9W LED MR16 - 2700K - GU10 Brilliant™ HL SM16GA-09-36D-827-H1 - 630 Lumens - 90 CRI - 75W Halogen Equivalent - 36° - 120V $17.48 add Soraa 08762 - 9W LED MR16 - 2700K - GU10 Brilliant™ HL SM16GA-09-60D-827-H1 - 630 Lumens - 90 CRI - 75W Halogen Equivalent - 60° - 120V $17.48 add Soraa 08764 - 9W LED MR16 - 3000K - GU10 Brilliant™ HL SM16GA-09-25D-830-H1 - 725 Lumens - 90 CRI - 75W Halogen Equivalent - 25° - 120V $17.48 add Soraa 08766 - 9W LED MR16 - 3000K - GU10 Brilliant™ HL SM16GA-09-36D-830-H1 - 725 Lumens - 90 CRI - 75W Halogen Equivalent - 36° - 120V $17.48 add Soraa 08768 - 9W LED MR16 - 3000K - GU10 Brilliant™ HL - SM16GA-09-60D-830-H1 - 725 Lumens - 90 CRI - 75W Halogen Equivalent - 60° - 120V $13.55 add Soraa 08722 - 7.5W MR16 - 2700K - GU5.3 Brilliant™ HL SM16-07-10D-827-H1 - 75 Halogen Equivalent - 575 Lumens - 90 CRI - 10 Degree Beam Angle - Title 20 Compliant Brilliant™ HL SM16GA-07-25D-830-H1 - 630 Lumens - 90 CRI - 65W Halogen Equivalent - 25° - 120V Soraa 08752 - 7.5W LED MR16 - 3000K - GU10 | 3000 | 90 | 630 | 84 | 35000 | 7.5 | 1 | 14.98 | 14.98 | 17.6021 | 2020Q2 | https://www.energyavenue.com/Soraa/SM16GA-07-25D-830-H1 | Energy Avenue | 2020 | Yes
LED Lighting | Reflector | Soraa | True |  | LED | MR16 | GU10 | Product Description Perfect for most homes, offices or businesses, Soraa's 7.5 watt LED provides crisp and bright light, and is an ideal flood lamp, providing a wide beam of light. This versatile LED beautifully illuminates many indoor and outdoor settings from living rooms to bathrooms, landscapes and galleries. As a replacement for 50-watt halogen bulbs, this lamp puts out very little heat and saves money on your energy bill. And, with a 35,000-hour life, it also saves on maintenance and replacement costs.Other features include: 2700K color temperature Fits well in track lighting Dimmable down to 20 percent Three-year warranty 25-Degree Beam Angle - 7.5 Watt - 120 Volt - GU10 Base - 95 CRI - Dimmable - 2700K Warm White Soraa - 01123 - SM16GA-07-25D-927-03 - Vivid 2 LED - MR16 - 50 Watt Halogen Equivalent | 2700 | 95 | 410 | 54.6667 | 35000 | 7.5 | 1 | 21.15 | 21.15 | 24.8521 | 2020Q2 | https://www.energyavenue.com/Soraa/SM16GA-07-25D-927-03 | Energy Avenue | 2020 | Yes
LED Lighting | Reflector | Soraa | True |  | LED | MR16 | GU10 | Product Description Perfect for most homes, offices or businesses, Soraa's 7.5 watt LED provides crisp and bright light, and is an ideal flood lamp, providing a wide beam of light. This versatile LED beautifully illuminates many indoor and outdoor settings from living rooms to bathrooms, landscapes and galleries. As a replacement for 50-watt halogen bulbs, this lamp puts out very little heat and saves money on your energy bill. And, with a 35,000-hour life, it also saves on maintenance and replacement costs.Other features include: 3000Kcolor temperature Fits well in track lighting Dimmable down to 20 percent Three-year warranty 25-Degree Beam Angle - 7.5 Watt - 120 Volt - GU10 Base - 95 CRI - Dimmable - 3000KWarm White Soraa - 01127 - SM16GA-07-25D-930-03 - Vivid 2 LED - MR16 - 50 Watt Halogen Equivalent | 3000 | 95 | 435 | 58 | 35000 | 7.5 | 1 | 21.2 | 21.2 | 24.9108 | 2020Q2 | https://www.energyavenue.com/Soraa/SM16GA-07-25D-930-03 | Energy Avenue | 2020 | Yes
LED Lighting | Downlight | Soraa | True |  | LED | MR16 | GU10 | Wattage7.5 Watt9 WattColor Temp.2700K3000KBeam Angle10°25°36°60°Base TypeGU10GU5.3 Product Description The Soraa SM16GA-07-36D-827-H1 Brilliant HL radiates 2700K warm white illumination in indoor and outdoor dry and damp locations. The optics in the LED MR16 light are a 36-degree beam angle and a 57-degree field angle, resulting in controlled, uniform, and crisp beams. With a 3-year warranty, the Brilliant HL is the energy-saving replacement for 65W halogen bulbs. Soraa SM16GA-07-36D-827-H1 (08746) Features: Flicker-free beam Dims down to 20% 35,000 hours rated lifetime Soraa SM16GA-07-36D-827-H1 (08746) Applications: Recessed downlights Track lighting Enclosed fixtures Alternate Product Versions $13.55 add Soraa 08724 - 7.5W LED MR16 - 2700K - GU5.3 Brilliant™ HL SM16-07-25D-827-H1 - 600 Lumens - 90 CRI - 75W Halogen Equivalent - 25° - 12V $13.55 add Soraa 08726 - 7.5W LED MR16 - 2700K - GU5.3 Brilliant™ HL SM16-07-36D-827-H1 - 600 Lumens - 90 CRI - 75W Halogen Equivalent - 36° - 12V $13.55 add Soraa 08730 - 7.5W LED MR16 - 3000K - GU5.3 Brilliant™ HL SM16-07-25D-830-H1 - 630 Lumens - 90 CRI - 75W Halogen Equivalent - 25° - 12V $13.55 add Soraa 08732 - 7.5W LED MR16 - 3000K - GU5.3 Brilliant™ HL SM16-07-36D-830-H1 - 630 Lumens - 90 CRI - 75W Halogen Equivalent - 36° - 12V $16.05 add Soraa 08734 - 9W LED MR16 - 2700K - GU5.3 Brilliant™ HL SM16-09-25D-827-H1 - 690 Lumens - 90 CRI - 75W Halogen Equivalent - 25° - 12V $16.05 add Soraa 08736 - 9W LED MR16 - 2700K - GU5.3 Brilliant™ HL SM16-09-36D-827-H1 - 690 Lumens - 90 CRI - 75W Halogen Equivalent - 36° - 12V $16.05 add Soraa 08738 - 9W LED MR16 - 3000K - GU5.3 Brilliant™ HL SM16-09-25D-830-H1 - 725 Lumens - 90 CRI - 75W Halogen Equivalent - 25° - 12V $16.05 add Soraa 08740 - 9W LED MR16 - 3000K - GU5.3 Brilliant™ HL SM16-09-36D-830-H1 - 725 Lumens - 90 CRI - 75W Halogen Equivalent - 36° - 12V $14.98 add Soraa 08744 - 7.5W LED MR16 - 2700K - GU10 Brilliant™ HL SM16GA-07-25D-827-H1 - 600 Lumens - 90 CRI - 65W Halogen Equivalent - 25° - 120V $14.98 add Soraa 08748 - 7.5W LED MR16 - 2700K - GU10 Brilliant™ HL SM16GA-07-60D-827-H1 - 600 Lumens - 90 CRI - 65W Halogen Equivalent - 60° - 120V $14.98 add Soraa 08752 - 7.5W LED MR16 - 3000K - GU10 Brilliant™ HL SM16GA-07-25D-830-H1 - 630 Lumens - 90 CRI - 65W Halogen Equivalent - 25° - 120V $14.98 add Soraa 08754 - 7.5W LED MR16 - 3000K - GU10 Brilliant™ HL SM16GA-07-36D-830-H1 - 630 Lumens - 90 CRI - 65W Halogen Equivalent - 36° - 120V $14.98 add Soraa 08756 - 7.5W LED MR16 - 3000K - GU10 Brilliant™ HL SM16GA-07-60D-830-H1 - 630 Lumens - 90 CRI - 65W Halogen Equivalent - 60° - 120V $17.48 add Soraa 08758 - 9W LED MR16 - 2700K - GU10 Brilliant™ HL SM16GA-09-25D-827-H1 - 630 Lumens - 90 CRI - 75W Halogen Equivalent - 25° - 120V $17.48 add Soraa 08760 - 9W LED MR16 - 2700K - GU10 Brilliant™ HL SM16GA-09-36D-827-H1 - 630 Lumens - 90 CRI - 75W Halogen Equivalent - 36° - 120V $17.48 add Soraa 08762 - 9W LED MR16 - 2700K - GU10 Brilliant™ HL SM16GA-09-60D-827-H1 - 630 Lumens - 90 CRI - 75W Halogen Equivalent - 60° - 120V $17.48 add Soraa 08764 - 9W LED MR16 - 3000K - GU10 Brilliant™ HL SM16GA-09-25D-830-H1 - 725 Lumens - 90 CRI - 75W Halogen Equivalent - 25° - 120V $17.48 add Soraa 08766 - 9W LED MR16 - 3000K - GU10 Brilliant™ HL SM16GA-09-36D-830-H1 - 725 Lumens - 90 CRI - 75W Halogen Equivalent - 36° - 120V $17.48 add Soraa 08768 - 9W LED MR16 - 3000K - GU10 Brilliant™ HL - SM16GA-09-60D-830-H1 - 725 Lumens - 90 CRI - 75W Halogen Equivalent - 60° - 120V $13.55 add Soraa 08722 - 7.5W MR16 - 2700K - GU5.3 Brilliant™ HL SM16-07-10D-827-H1 - 75 Halogen Equivalent - 575 Lumens - 90 CRI - 10 Degree Beam Angle - Title 20 Compliant Brilliant™ HL SM16GA-07-36D-827-H1 - 600 Lumens - 90 CRI - 65W Halogen Equivalent - 36° - 120V Soraa 08746 - 7.5W LED MR16 - 2700K - GU10 | 2700 | 90 | 600 | 80 | 35000 | 7.5 | 1 | 14.98 | 14.98 | 17.6021 | 2020Q2 | https://www.energyavenue.com/Soraa/SM16GA-07-36D-827-H1 | Energy Avenue | 2020 | No
LED Lighting | Downlight | Soraa | True |  | LED | MR16 | GU10 | Wattage7.5 Watt9 WattColor Temp.2700K3000KBeam Angle25°36°60°Base TypeGU10GU5.3 Product Description The Soraa SM16GA-07-36D-830-H1 LED MR16 bulb is jam-packed with features. It radiates 3000K neutral white illumination, dims to 20%, and a 36-degree beam angle. Expect crisp, controlled, and uniform beams. Brilliant HL bulb lasts for 35,000 life hours and comes with 3-year manufacturer's warranty. Soraa SM16GA-07-36D-830-H1 (08754) Features: 65W halogen replacement bulb 85% energy savings Flicker-free illumination and dimming Soraa SM16GA-07-36D-830-H1 (08754) Applications: Track lighting Enclosed fixtures Recessed downlights Alternate Product Versions $13.55 add Soraa 08724 - 7.5W LED MR16 - 2700K - GU5.3 Brilliant™ HL SM16-07-25D-827-H1 - 600 Lumens - 90 CRI - 75W Halogen Equivalent - 25° - 12V $13.55 add Soraa 08726 - 7.5W LED MR16 - 2700K - GU5.3 Brilliant™ HL SM16-07-36D-827-H1 - 600 Lumens - 90 CRI - 75W Halogen Equivalent - 36° - 12V $13.55 add Soraa 08730 - 7.5W LED MR16 - 3000K - GU5.3 Brilliant™ HL SM16-07-25D-830-H1 - 630 Lumens - 90 CRI - 75W Halogen Equivalent - 25° - 12V $13.55 add Soraa 08732 - 7.5W LED MR16 - 3000K - GU5.3 Brilliant™ HL SM16-07-36D-830-H1 - 630 Lumens - 90 CRI - 75W Halogen Equivalent - 36° - 12V $16.05 add Soraa 08734 - 9W LED MR16 - 2700K - GU5.3 Brilliant™ HL SM16-09-25D-827-H1 - 690 Lumens - 90 CRI - 75W Halogen Equivalent - 25° - 12V $16.05 add Soraa 08736 - 9W LED MR16 - 2700K - GU5.3 Brilliant™ HL SM16-09-36D-827-H1 - 690 Lumens - 90 CRI - 75W Halogen Equivalent - 36° - 12V $16.05 add Soraa 08738 - 9W LED MR16 - 3000K - GU5.3 Brilliant™ HL SM16-09-25D-830-H1 - 725 Lumens - 90 CRI - 75W Halogen Equivalent - 25° - 12V $16.05 add Soraa 08740 - 9W LED MR16 - 3000K - GU5.3 Brilliant™ HL SM16-09-36D-830-H1 - 725 Lumens - 90 CRI - 75W Halogen Equivalent - 36° - 12V $14.98 add Soraa 08744 - 7.5W LED MR16 - 2700K - GU10 Brilliant™ HL SM16GA-07-25D-827-H1 - 600 Lumens - 90 CRI - 65W Halogen Equivalent - 25° - 120V $14.98 add Soraa 08746 - 7.5W LED MR16 - 2700K - GU10 Brilliant™ HL SM16GA-07-36D-827-H1 - 600 Lumens - 90 CRI - 65W Halogen Equivalent - 36° - 120V $14.98 add Soraa 08748 - 7.5W LED MR16 - 2700K - GU10 Brilliant™ HL SM16GA-07-60D-827-H1 - 600 Lumens - 90 CRI - 65W Halogen Equivalent - 60° - 120V $14.98 add Soraa 08752 - 7.5W LED MR16 - 3000K - GU10 Brilliant™ HL SM16GA-07-25D-830-H1 - 630 Lumens - 90 CRI - 65W Halogen Equivalent - 25° - 120V $14.98 add Soraa 08756 - 7.5W LED MR16 - 3000K - GU10 Brilliant™ HL SM16GA-07-60D-830-H1 - 630 Lumens - 90 CRI - 65W Halogen Equivalent - 60° - 120V $17.48 add Soraa 08758 - 9W LED MR16 - 2700K - GU10 Brilliant™ HL SM16GA-09-25D-827-H1 - 630 Lumens - 90 CRI - 75W Halogen Equivalent - 25° - 120V $17.48 add Soraa 08760 - 9W LED MR16 - 2700K - GU10 Brilliant™ HL SM16GA-09-36D-827-H1 - 630 Lumens - 90 CRI - 75W Halogen Equivalent - 36° - 120V $17.48 add Soraa 08762 - 9W LED MR16 - 2700K - GU10 Brilliant™ HL SM16GA-09-60D-827-H1 - 630 Lumens - 90 CRI - 75W Halogen Equivalent - 60° - 120V $17.48 add Soraa 08764 - 9W LED MR16 - 3000K - GU10 Brilliant™ HL SM16GA-09-25D-830-H1 - 725 Lumens - 90 CRI - 75W Halogen Equivalent - 25° - 120V $17.48 add Soraa 08766 - 9W LED MR16 - 3000K - GU10 Brilliant™ HL SM16GA-09-36D-830-H1 - 725 Lumens - 90 CRI - 75W Halogen Equivalent - 36° - 120V $17.48 add Soraa 08768 - 9W LED MR16 - 3000K - GU10 Brilliant™ HL - SM16GA-09-60D-830-H1 - 725 Lumens - 90 CRI - 75W Halogen Equivalent - 60° - 120V $13.55 add Soraa 08722 - 7.5W MR16 - 2700K - GU5.3 Brilliant™ HL SM16-07-10D-827-H1 - 75 Halogen Equivalent - 575 Lumens - 90 CRI - 10 Degree Beam Angle - Title 20 Compliant Brilliant™ HL SM16GA-07-36D-830-H1 - 630 Lumens - 90 CRI - 65W Halogen Equivalent - 36° - 120V Soraa 08754 - 7.5W LED MR16 - 3000K - GU10 | 3000 | 90 | 630 | 84 | 35000 | 7.5 | 1 | 14.98 | 14.98 | 17.6021 | 2020Q2 | https://www.energyavenue.com/Soraa/SM16GA-07-36D-830-H1 | Energy Avenue | 2020 | No
LED Lighting | Reflector | Soraa | True |  | LED | MR16 | GU10 | Product Description Perfect for most homes, offices or businesses, Soraa's 7.5 watt LED provides crisp and bright light, and is an ideal flood lamp, providing a wide beam of light. This versatile LED beautifully illuminates many indoor and outdoor settings from living rooms to bathrooms, landscapes and galleries. As a replacement for 50-watt halogen bulbs, this lamp puts out very little heat and saves money on your energy bill. And, with a 35,000-hour life, it also saves on maintenance and replacement costs.Other features include: 2700K color temperature Fits well in track lighting Dimmable down to 20 percent Three-year warranty 36 Degree Beam Angle - 7.5 Watt - 120 Volt - GU10 Base - 95 CRI - Dimmable - 2700K Warm White Soraa - 01135 - SM16GA-07-36D-927-03 - Vivid 2 LED - MR16 - 50 Watt Halogen Equivalent | 2700 | 95 | 410 | 54.6667 | 35000 | 7.5 | 1 | 21.15 | 21.15 | 24.8521 | 2020Q2 | https://www.energyavenue.com/Soraa/SM16GA-07-36D-927-03 | Energy Avenue | 2020 | Yes
LED Lighting | Reflector | Soraa | True |  | LED | MR16 | GU10 | Product Description Perfect for most homes, offices or businesses, Soraa's 7.5 watt LED provides crisp and bright light, and is an ideal flood lamp, providing a wide beam of light. This versatile LED beautifully illuminates many indoor and outdoor settings from living rooms to bathrooms, landscapes and galleries. As a replacement for 50-watt halogen bulbs, this lamp puts out very little heat and saves money on your energy bill. And, with a 35,000-hour life, it also saves on maintenance and replacement costs.Other features include: 3000Kcolor temperature Fits well in track lighting Dimmable down to 20 percent Three-year warranty 36 Degree Beam Angle - 7.5 Watt - 120 Volt - GU10 Base - 95 CRI - Dimmable - 3000KWarm White Soraa - 01139 - SM16GA-07-36D-930-03 - Vivid 2 LED - MR16 - 50 Watt Halogen Equivalent | 3000 | 95 | 435 | 58 | 35000 | 7.5 | 1 | 21.2 | 21.2 | 24.9108 | 2020Q2 | https://www.energyavenue.com/Soraa/SM16GA-07-36D-930-03 | Energy Avenue | 2020 | Yes
LED Lighting | Reflector | Soraa | True |  | LED | MR16 | GU10 | Product Description Perfect for most homes, offices or businesses, Soraa's 7.5 watt LED provides crisp and bright light, and is an ideal flood lamp, providing a wide beam of light. This versatile LED beautifully illuminates many indoor and outdoor settings from living rooms to bathrooms, landscapes and galleries. As a replacement for 50-watt halogen bulbs, this lamp puts out very little heat and saves money on your energy bill. And, with a 35,000-hour life, it also saves on maintenance and replacement costs.Other features include: 4000Kcolor temperature Fits well in track lighting Dimmable down to 20 percent Three-year warranty 36 Degree Beam Angle - 7.5 Watt - 120 Volt - GU10 Base - 95 CRI - Dimmable - 4000KCool White Soraa - 01141 - SM16GA-07-36D-940-03 - Vivid 2 LED - MR16 - 50 Watt Halogen Equivalent | 4000 | 95 | 455 | 60.6667 | 35000 | 7.5 | 1 | 21.15 | 21.15 | 24.8521 | 2020Q2 | https://www.energyavenue.com/Soraa/SM16GA-07-36D-940-03 | Energy Avenue | 2020 | Yes
LED Lighting | Reflector | Soraa | True |  | LED | MR16 | GU10 | Wattage7.5 Watt9 WattColor Temp.2700K3000KBeam Angle10°25°36°60°Base TypeGU10 Product Description A 65W halogen bulb replacement, the Soraa SM16GA-07-60D-827-H1 Brilliant HL bulb controls its 60-degree beam angle using the latest optic technology. Turn it on and experience flicker-free 2700K warm white light for 35,000 hours with 3-year manufacturer's warranty. If the LED MR16 is too bright, dim it down to 20%. Soraa SM16GA-07-60D-827-H1 (08748) Features: 84-degree field angle Flicker-free dimming Operates in dry/damp locations Soraa SM16GA-07-60D-827-H1 (08748) Applications: Residential use Commercial use Indoor/outdoor use Alternate Product Versions $13.55 add Soraa 08724 - 7.5W LED MR16 - 2700K - GU5.3 Brilliant™ HL SM16-07-25D-827-H1 - 600 Lumens - 90 CRI - 75W Halogen Equivalent - 25° - 12V $13.55 add Soraa 08726 - 7.5W LED MR16 - 2700K - GU5.3 Brilliant™ HL SM16-07-36D-827-H1 - 600 Lumens - 90 CRI - 75W Halogen Equivalent - 36° - 12V $13.55 add Soraa 08730 - 7.5W LED MR16 - 3000K - GU5.3 Brilliant™ HL SM16-07-25D-830-H1 - 630 Lumens - 90 CRI - 75W Halogen Equivalent - 25° - 12V $13.55 add Soraa 08732 - 7.5W LED MR16 - 3000K - GU5.3 Brilliant™ HL SM16-07-36D-830-H1 - 630 Lumens - 90 CRI - 75W Halogen Equivalent - 36° - 12V $16.05 add Soraa 08734 - 9W LED MR16 - 2700K - GU5.3 Brilliant™ HL SM16-09-25D-827-H1 - 690 Lumens - 90 CRI - 75W Halogen Equivalent - 25° - 12V $16.05 add Soraa 08736 - 9W LED MR16 - 2700K - GU5.3 Brilliant™ HL SM16-09-36D-827-H1 - 690 Lumens - 90 CRI - 75W Halogen Equivalent - 36° - 12V $16.05 add Soraa 08738 - 9W LED MR16 - 3000K - GU5.3 Brilliant™ HL SM16-09-25D-830-H1 - 725 Lumens - 90 CRI - 75W Halogen Equivalent - 25° - 12V $16.05 add Soraa 08740 - 9W LED MR16 - 3000K - GU5.3 Brilliant™ HL SM16-09-36D-830-H1 - 725 Lumens - 90 CRI - 75W Halogen Equivalent - 36° - 12V $14.98 add Soraa 08744 - 7.5W LED MR16 - 2700K - GU10 Brilliant™ HL SM16GA-07-25D-827-H1 - 600 Lumens - 90 CRI - 65W Halogen Equivalent - 25° - 120V $14.98 add Soraa 08746 - 7.5W LED MR16 - 2700K - GU10 Brilliant™ HL SM16GA-07-36D-827-H1 - 600 Lumens - 90 CRI - 65W Halogen Equivalent - 36° - 120V $14.98 add Soraa 08752 - 7.5W LED MR16 - 3000K - GU10 Brilliant™ HL SM16GA-07-25D-830-H1 - 630 Lumens - 90 CRI - 65W Halogen Equivalent - 25° - 120V $14.98 add Soraa 08754 - 7.5W LED MR16 - 3000K - GU10 Brilliant™ HL SM16GA-07-36D-830-H1 - 630 Lumens - 90 CRI - 65W Halogen Equivalent - 36° - 120V $14.98 add Soraa 08756 - 7.5W LED MR16 - 3000K - GU10 Brilliant™ HL SM16GA-07-60D-830-H1 - 630 Lumens - 90 CRI - 65W Halogen Equivalent - 60° - 120V $17.48 add Soraa 08758 - 9W LED MR16 - 2700K - GU10 Brilliant™ HL SM16GA-09-25D-827-H1 - 630 Lumens - 90 CRI - 75W Halogen Equivalent - 25° - 120V $17.48 add Soraa 08760 - 9W LED MR16 - 2700K - GU10 Brilliant™ HL SM16GA-09-36D-827-H1 - 630 Lumens - 90 CRI - 75W Halogen Equivalent - 36° - 120V $17.48 add Soraa 08762 - 9W LED MR16 - 2700K - GU10 Brilliant™ HL SM16GA-09-60D-827-H1 - 630 Lumens - 90 CRI - 75W Halogen Equivalent - 60° - 120V $17.48 add Soraa 08764 - 9W LED MR16 - 3000K - GU10 Brilliant™ HL SM16GA-09-25D-830-H1 - 725 Lumens - 90 CRI - 75W Halogen Equivalent - 25° - 120V $17.48 add Soraa 08766 - 9W LED MR16 - 3000K - GU10 Brilliant™ HL SM16GA-09-36D-830-H1 - 725 Lumens - 90 CRI - 75W Halogen Equivalent - 36° - 120V $17.48 add Soraa 08768 - 9W LED MR16 - 3000K - GU10 Brilliant™ HL - SM16GA-09-60D-830-H1 - 725 Lumens - 90 CRI - 75W Halogen Equivalent - 60° - 120V $13.55 add Soraa 08722 - 7.5W MR16 - 2700K - GU5.3 Brilliant™ HL SM16-07-10D-827-H1 - 75 Halogen Equivalent - 575 Lumens - 90 CRI - 10 Degree Beam Angle - Title 20 Compliant Brilliant™ HL SM16GA-07-60D-827-H1 - 600 Lumens - 90 CRI - 65W Halogen Equivalent - 60° - 120V Soraa 08748 - 7.5W LED MR16 - 2700K - GU10 | 2700 | 90 | 600 | 80 | 35000 | 7.5 | 1 | 14.98 | 14.98 | 17.6021 | 2020Q2 | https://www.energyavenue.com/Soraa/SM16GA-07-60D-827-H1 | Energy Avenue | 2020 | Yes
LED Lighting | Reflector | Soraa | True |  | LED | MR16 | GU10 | Wattage7.5 Watt9 WattColor Temp.2700K3000KBeam Angle25°36°60°Base TypeGU10 Product Description The Soraa 08756 SM16GA-07-60D-830-H1 Brilliant HL light bulb illuminates 3000K neutral white radiance on both a 60-degree beam angle and an 84-degree field angle. This is because Soraa's latest optic technology offers smooth, crisp, controlled, and low flicker beam angles. Additionally, the LED MR16 offers a low flicker dimming option. Soraa SM16GA-07-60D-830-H1 (08756) Features: 60W halogen equivalent replacement bulb Dims brightness down to 20% 3 years or 25,000-35,000 lifespan Soraa SM16GA-07-60D-830-H1 (08756) Applications: Indoor/outdoor use Dry/damp locations Standard fixtures Alternate Product Versions $13.55 add Soraa 08724 - 7.5W LED MR16 - 2700K - GU5.3 Brilliant™ HL SM16-07-25D-827-H1 - 600 Lumens - 90 CRI - 75W Halogen Equivalent - 25° - 12V $13.55 add Soraa 08726 - 7.5W LED MR16 - 2700K - GU5.3 Brilliant™ HL SM16-07-36D-827-H1 - 600 Lumens - 90 CRI - 75W Halogen Equivalent - 36° - 12V $13.55 add Soraa 08730 - 7.5W LED MR16 - 3000K - GU5.3 Brilliant™ HL SM16-07-25D-830-H1 - 630 Lumens - 90 CRI - 75W Halogen Equivalent - 25° - 12V $13.55 add Soraa 08732 - 7.5W LED MR16 - 3000K - GU5.3 Brilliant™ HL SM16-07-36D-830-H1 - 630 Lumens - 90 CRI - 75W Halogen Equivalent - 36° - 12V $16.05 add Soraa 08734 - 9W LED MR16 - 2700K - GU5.3 Brilliant™ HL SM16-09-25D-827-H1 - 690 Lumens - 90 CRI - 75W Halogen Equivalent - 25° - 12V $16.05 add Soraa 08736 - 9W LED MR16 - 2700K - GU5.3 Brilliant™ HL SM16-09-36D-827-H1 - 690 Lumens - 90 CRI - 75W Halogen Equivalent - 36° - 12V $16.05 add Soraa 08738 - 9W LED MR16 - 3000K - GU5.3 Brilliant™ HL SM16-09-25D-830-H1 - 725 Lumens - 90 CRI - 75W Halogen Equivalent - 25° - 12V $16.05 add Soraa 08740 - 9W LED MR16 - 3000K - GU5.3 Brilliant™ HL SM16-09-36D-830-H1 - 725 Lumens - 90 CRI - 75W Halogen Equivalent - 36° - 12V $14.98 add Soraa 08744 - 7.5W LED MR16 - 2700K - GU10 Brilliant™ HL SM16GA-07-25D-827-H1 - 600 Lumens - 90 CRI - 65W Halogen Equivalent - 25° - 120V $14.98 add Soraa 08746 - 7.5W LED MR16 - 2700K - GU10 Brilliant™ HL SM16GA-07-36D-827-H1 - 600 Lumens - 90 CRI - 65W Halogen Equivalent - 36° - 120V $14.98 add Soraa 08748 - 7.5W LED MR16 - 2700K - GU10 Brilliant™ HL SM16GA-07-60D-827-H1 - 600 Lumens - 90 CRI - 65W Halogen Equivalent - 60° - 120V $14.98 add Soraa 08752 - 7.5W LED MR16 - 3000K - GU10 Brilliant™ HL SM16GA-07-25D-830-H1 - 630 Lumens - 90 CRI - 65W Halogen Equivalent - 25° - 120V $14.98 add Soraa 08754 - 7.5W LED MR16 - 3000K - GU10 Brilliant™ HL SM16GA-07-36D-830-H1 - 630 Lumens - 90 CRI - 65W Halogen Equivalent - 36° - 120V $17.48 add Soraa 08758 - 9W LED MR16 - 2700K - GU10 Brilliant™ HL SM16GA-09-25D-827-H1 - 630 Lumens - 90 CRI - 75W Halogen Equivalent - 25° - 120V $17.48 add Soraa 08760 - 9W LED MR16 - 2700K - GU10 Brilliant™ HL SM16GA-09-36D-827-H1 - 630 Lumens - 90 CRI - 75W Halogen Equivalent - 36° - 120V $17.48 add Soraa 08762 - 9W LED MR16 - 2700K - GU10 Brilliant™ HL SM16GA-09-60D-827-H1 - 630 Lumens - 90 CRI - 75W Halogen Equivalent - 60° - 120V $17.48 add Soraa 08764 - 9W LED MR16 - 3000K - GU10 Brilliant™ HL SM16GA-09-25D-830-H1 - 725 Lumens - 90 CRI - 75W Halogen Equivalent - 25° - 120V $17.48 add Soraa 08766 - 9W LED MR16 - 3000K - GU10 Brilliant™ HL SM16GA-09-36D-830-H1 - 725 Lumens - 90 CRI - 75W Halogen Equivalent - 36° - 120V $17.48 add Soraa 08768 - 9W LED MR16 - 3000K - GU10 Brilliant™ HL - SM16GA-09-60D-830-H1 - 725 Lumens - 90 CRI - 75W Halogen Equivalent - 60° - 120V $13.55 add Soraa 08722 - 7.5W MR16 - 2700K - GU5.3 Brilliant™ HL SM16-07-10D-827-H1 - 75 Halogen Equivalent - 575 Lumens - 90 CRI - 10 Degree Beam Angle - Title 20 Compliant Brilliant™ HL SM16GA-07-60D-830-H1 - 630 Lumens - 90 CRI - 65W Halogen Equivalent - 60° - 120V Soraa 08756 - 7.5W LED MR16 - 3000K - GU10 | 3000 | 90 | 630 | 84 | 35000 | 7.5 | 1 | 14.98 | 14.98 | 17.6021 | 2020Q2 | https://www.energyavenue.com/Soraa/SM16GA-07-60D-830-H1 | Energy Avenue | 2020 | Yes
LED Lighting | Reflector | Soraa | True |  | LED | MR16 | GU10 | Product Description Perfect for most homes, offices or businesses, Soraa's 7.5 watt LED provides crisp and bright light, and is an ideal flood lamp, providing a wide beam of light. This versatile LED beautifully illuminates many indoor and outdoor settings from living rooms to bathrooms, landscapes and galleries. As a replacement for 50-watt halogen bulbs, this lamp puts out very little heat and saves money on your energy bill. And, with a 35,000-hour life, it also saves on maintenance and replacement costs.Other features include: 3000Kcolor temperature Fits well in track lighting Dimmable down to 20 percent Three-year warranty 60-Degree Beam Angle - 7.5 Watt - 120 Volt - GU10 Base - 95 CRI - Dimmable - 2700K Warm White Soraa - 01573 - SM16GA-07-60D-927-03 - Vivid Series - MR16 LED - 50 Watt Halogen Equivalent | 2700 | 95 | 410 | 54.6667 | 35000 | 7.5 | 1 | 21.2 | 21.2 | 24.9108 | 2020Q2 | https://www.energyavenue.com/Soraa/SM16GA-07-60D-927-03 | Energy Avenue | 2020 | Yes
LED Lighting | Downlight | Soraa | True |  | LED | MR16 | GU10 | Wattage7.5 Watt9 WattColor Temp.2700K3000KBeam Angle25°36°60°Base TypeGU10GU5.3 Product Description Bring your indoor lighting into the 21st century with this LED MR16 lamp from Soraa. This energy-saving bulb is a direct replacement for high-consumption 75-watt halogen bulbs for up to 35,000 hours of uniform, dependable illumination in your home or commercial space. It's rated for damp locations and enclosed fixtures anywhere you need 2700K of warm white light. Soraa SM16GA-09-25D-827-H1 (08758) Features: Direct replacement for 75-watt MR16 halogen bulbs with a GU10 base Rated for damp locations Suitable for fully enclosed fixtures Color accuracy of 90 CRI Single-source COB Sleek, modern design Single current driver Up to 85 percent energy savings Lifespan of up to 35,000 hours Three-year limited warranty Soraa SM16GA-09-25D-827-H1 (08758) Applications: Recessed downlights Displays Track lighting Wall washes and spotlighting Alternate Product Versions $13.55 add Soraa 08724 - 7.5W LED MR16 - 2700K - GU5.3 Brilliant™ HL SM16-07-25D-827-H1 - 600 Lumens - 90 CRI - 75W Halogen Equivalent - 25° - 12V $13.55 add Soraa 08726 - 7.5W LED MR16 - 2700K - GU5.3 Brilliant™ HL SM16-07-36D-827-H1 - 600 Lumens - 90 CRI - 75W Halogen Equivalent - 36° - 12V $13.55 add Soraa 08730 - 7.5W LED MR16 - 3000K - GU5.3 Brilliant™ HL SM16-07-25D-830-H1 - 630 Lumens - 90 CRI - 75W Halogen Equivalent - 25° - 12V $13.55 add Soraa 08732 - 7.5W LED MR16 - 3000K - GU5.3 Brilliant™ HL SM16-07-36D-830-H1 - 630 Lumens - 90 CRI - 75W Halogen Equivalent - 36° - 12V $16.05 add Soraa 08734 - 9W LED MR16 - 2700K - GU5.3 Brilliant™ HL SM16-09-25D-827-H1 - 690 Lumens - 90 CRI - 75W Halogen Equivalent - 25° - 12V $16.05 add Soraa 08736 - 9W LED MR16 - 2700K - GU5.3 Brilliant™ HL SM16-09-36D-827-H1 - 690 Lumens - 90 CRI - 75W Halogen Equivalent - 36° - 12V $16.05 add Soraa 08738 - 9W LED MR16 - 3000K - GU5.3 Brilliant™ HL SM16-09-25D-830-H1 - 725 Lumens - 90 CRI - 75W Halogen Equivalent - 25° - 12V $16.05 add Soraa 08740 - 9W LED MR16 - 3000K - GU5.3 Brilliant™ HL SM16-09-36D-830-H1 - 725 Lumens - 90 CRI - 75W Halogen Equivalent - 36° - 12V $14.98 add Soraa 08744 - 7.5W LED MR16 - 2700K - GU10 Brilliant™ HL SM16GA-07-25D-827-H1 - 600 Lumens - 90 CRI - 65W Halogen Equivalent - 25° - 120V $14.98 add Soraa 08746 - 7.5W LED MR16 - 2700K - GU10 Brilliant™ HL SM16GA-07-36D-827-H1 - 600 Lumens - 90 CRI - 65W Halogen Equivalent - 36° - 120V $14.98 add Soraa 08748 - 7.5W LED MR16 - 2700K - GU10 Brilliant™ HL SM16GA-07-60D-827-H1 - 600 Lumens - 90 CRI - 65W Halogen Equivalent - 60° - 120V $14.98 add Soraa 08752 - 7.5W LED MR16 - 3000K - GU10 Brilliant™ HL SM16GA-07-25D-830-H1 - 630 Lumens - 90 CRI - 65W Halogen Equivalent - 25° - 120V $14.98 add Soraa 08754 - 7.5W LED MR16 - 3000K - GU10 Brilliant™ HL SM16GA-07-36D-830-H1 - 630 Lumens - 90 CRI - 65W Halogen Equivalent - 36° - 120V $14.98 add Soraa 08756 - 7.5W LED MR16 - 3000K - GU10 Brilliant™ HL SM16GA-07-60D-830-H1 - 630 Lumens - 90 CRI - 65W Halogen Equivalent - 60° - 120V $17.48 add Soraa 08760 - 9W LED MR16 - 2700K - GU10 Brilliant™ HL SM16GA-09-36D-827-H1 - 630 Lumens - 90 CRI - 75W Halogen Equivalent - 36° - 120V $17.48 add Soraa 08762 - 9W LED MR16 - 2700K - GU10 Brilliant™ HL SM16GA-09-60D-827-H1 - 630 Lumens - 90 CRI - 75W Halogen Equivalent - 60° - 120V $17.48 add Soraa 08764 - 9W LED MR16 - 3000K - GU10 Brilliant™ HL SM16GA-09-25D-830-H1 - 725 Lumens - 90 CRI - 75W Halogen Equivalent - 25° - 120V $17.48 add Soraa 08766 - 9W LED MR16 - 3000K - GU10 Brilliant™ HL SM16GA-09-36D-830-H1 - 725 Lumens - 90 CRI - 75W Halogen Equivalent - 36° - 120V $17.48 add Soraa 08768 - 9W LED MR16 - 3000K - GU10 Brilliant™ HL - SM16GA-09-60D-830-H1 - 725 Lumens - 90 CRI - 75W Halogen Equivalent - 60° - 120V $13.55 add Soraa 08722 - 7.5W MR16 - 2700K - GU5.3 Brilliant™ HL SM16-07-10D-827-H1 - 75 Halogen Equivalent - 575 Lumens - 90 CRI - 10 Degree Beam Angle - Title 20 Compliant Brilliant™ HL SM16GA-09-25D-827-H1 - 630 Lumens - 90 CRI - 75W Halogen Equivalent - 25° - 120V Soraa 08758 - 9W LED MR16 - 2700K - GU10 | 2700 | 90 | 630 | 70 | 35000 | 9 | 1 | 17.48 | 17.48 | 20.5397 | 2020Q2 | https://www.energyavenue.com/Soraa/SM16GA-09-25D-827-H1 | Energy Avenue | 2020 | No
LED Lighting | Downlight | Soraa | True |  | LED | MR16 | GU10 | Beam Angle25°36°60°Color Temp.2700K3000K Product Description Perfect for most homes, offices or businesses, Soraa's 9 watt LED provides crisp and bright light, and is an ideal flood lamp, providing a wide beam of light. This versatile LED beautifully illuminates many indoor and outdoor settings from living rooms to bathrooms, landscapes and galleries. As a replacement for 65-watt halogen bulbs, this lamp puts out very little heat and saves money on your energy bill. And, with a 35,000-hour life, it also saves on maintenance and replacement costs.Features: 2700K color temperature High CRI Dimmable down to 20 percent Three-year warranty Applications: Recessed Downlights Track Lighting Indoor or Outdoor Alternate Product Versions $23.75 add Soraa - 02497 - SM16GA-09-36D-927-03 - Vivid LED - MR16 - 65 Watt Halogen Equivalent 36-Degree Beam Angle - 9 Watt - 120 Volt - GU10 Base - 95 CRI - Dimmable - 2700K Warm White $23.75 add Soraa - 02505 - SM16GA-09-60D-927-03 - Vivid LED - MR16 - 65 Watt Halogen Equivalent 60-Degree Beam Angle - 9 Watt - 120 Volt - GU10 Base - 95 CRI - Dimmable - 2700K Warm White $23.75 add Soraa - 02493 - SM16GA-09-25D-930-03 - Vivid LED - MR16 - 65 Watt Halogen Equivalent 25-Degree Beam Angle - 9 Watt - 120 Volt - GU10 Base - 95 CRI - Dimmable - 3000KWarm White $23.75 add Soraa - 02501 - SM16GA-09-36D-930-03 - Vivid LED - MR16 - 65 Watt Halogen Equivalent 36-Degree Beam Angle - 9 Watt - 120 Volt - GU10 Base - 95 CRI - Dimmable - 3000KWarm White $23.75 add Soraa - 02509 - SM16GA-09-60D-930-03 - Vivid LED - MR16 - 65 Watt Halogen Equivalent 60-Degree Beam Angle - 9 Watt - 120 Volt - GU10 Base - 95 CRI - Dimmable - 3000KWarm White 25-Degree Beam Angle - 9 Watt - 120 Volt - GU10 Base - 95 CRI - Dimmable - 2700K Warm White Soraa - 02489 - SM16GA-09-25D-927-03 - Vivid LED - MR16 - 65 Watt Halogen Equivalent | 2700 | 95 | 465 | 51.6667 | 35000 | 9 | 1 | 23.75 | 23.75 | 27.9072 | 2020Q2 | https://www.energyavenue.com/Soraa/SM16GA-09-25D-927-03 | Energy Avenue | 2020 | No
LED Lighting | Downlight | Soraa | True |  | LED | MR16 | GU10 | Beam Angle25°36°60°Color Temp.2700K3000K Product Description Perfect for most homes, offices or businesses, Soraa's 9 watt LED provides crisp and bright light, and is an ideal flood lamp, providing a wide beam of light. This versatile LED beautifully illuminates many indoor and outdoor settings from living rooms to bathrooms, landscapes and galleries. As a replacement for 65-watt halogen bulbs, this lamp puts out very little heat and saves money on your energy bill. And, with a 35,000-hour life, it also saves on maintenance and replacement costs.Features: 3000Kcolor temperature High CRI Dimmable down to 20 percent Three-year warranty Applications: Recessed Downlights Track Lighting Indoor or Outdoor Alternate Product Versions $23.75 add Soraa - 02489 - SM16GA-09-25D-927-03 - Vivid LED - MR16 - 65 Watt Halogen Equivalent 25-Degree Beam Angle - 9 Watt - 120 Volt - GU10 Base - 95 CRI - Dimmable - 2700K Warm White $23.75 add Soraa - 02497 - SM16GA-09-36D-927-03 - Vivid LED - MR16 - 65 Watt Halogen Equivalent 36-Degree Beam Angle - 9 Watt - 120 Volt - GU10 Base - 95 CRI - Dimmable - 2700K Warm White $23.75 add Soraa - 02505 - SM16GA-09-60D-927-03 - Vivid LED - MR16 - 65 Watt Halogen Equivalent 60-Degree Beam Angle - 9 Watt - 120 Volt - GU10 Base - 95 CRI - Dimmable - 2700K Warm White $23.75 add Soraa - 02501 - SM16GA-09-36D-930-03 - Vivid LED - MR16 - 65 Watt Halogen Equivalent 36-Degree Beam Angle - 9 Watt - 120 Volt - GU10 Base - 95 CRI - Dimmable - 3000KWarm White $23.75 add Soraa - 02509 - SM16GA-09-60D-930-03 - Vivid LED - MR16 - 65 Watt Halogen Equivalent 60-Degree Beam Angle - 9 Watt - 120 Volt - GU10 Base - 95 CRI - Dimmable - 3000KWarm White 25-Degree Beam Angle - 9 Watt - 120 Volt - GU10 Base - 95 CRI - Dimmable - 3000KWarm White Soraa - 02493 - SM16GA-09-25D-930-03 - Vivid LED - MR16 - 65 Watt Halogen Equivalent | 3000 | 95 | 490 | 54.4444 | 35000 | 9 | 1 | 23.75 | 23.75 | 27.9072 | 2020Q2 | https://www.energyavenue.com/Soraa/SM16GA-09-25D-930-03 | Energy Avenue | 2020 | No
LED Lighting | Downlight | Soraa | True |  | LED | MR16 | GU10 | Wattage7.5 Watt9 WattColor Temp.2700K3000KBeam Angle25°36°60°Base TypeGU10GU5.3 Product Description When you need a low energy replacement for 75W halogen lamps, the Soraa 08760 LED MR16 lamps use only 9W of power. With a soft white light, the LEDs have a 2700K color temperature. When you need to dim down the lights, the LEDs can be dimmed down to 20% and offer low flicker rates. For added peace of mind, the lamp has a three-year or 25,000-hour warranty. Soraa SM16GA-09-36D-827-H1 (08760) Features: 35,000 hour rated life Dimmer switch compatible 36-degree beam angle Soraa SM16GA-09-36D-827-H1 (08760) Applications: Indoor lighting LED track lighting Recessed downlighting Alternate Product Versions $13.55 add Soraa 08724 - 7.5W LED MR16 - 2700K - GU5.3 Brilliant™ HL SM16-07-25D-827-H1 - 600 Lumens - 90 CRI - 75W Halogen Equivalent - 25° - 12V $13.55 add Soraa 08726 - 7.5W LED MR16 - 2700K - GU5.3 Brilliant™ HL SM16-07-36D-827-H1 - 600 Lumens - 90 CRI - 75W Halogen Equivalent - 36° - 12V $13.55 add Soraa 08730 - 7.5W LED MR16 - 3000K - GU5.3 Brilliant™ HL SM16-07-25D-830-H1 - 630 Lumens - 90 CRI - 75W Halogen Equivalent - 25° - 12V $13.55 add Soraa 08732 - 7.5W LED MR16 - 3000K - GU5.3 Brilliant™ HL SM16-07-36D-830-H1 - 630 Lumens - 90 CRI - 75W Halogen Equivalent - 36° - 12V $16.05 add Soraa 08734 - 9W LED MR16 - 2700K - GU5.3 Brilliant™ HL SM16-09-25D-827-H1 - 690 Lumens - 90 CRI - 75W Halogen Equivalent - 25° - 12V $16.05 add Soraa 08736 - 9W LED MR16 - 2700K - GU5.3 Brilliant™ HL SM16-09-36D-827-H1 - 690 Lumens - 90 CRI - 75W Halogen Equivalent - 36° - 12V $16.05 add Soraa 08738 - 9W LED MR16 - 3000K - GU5.3 Brilliant™ HL SM16-09-25D-830-H1 - 725 Lumens - 90 CRI - 75W Halogen Equivalent - 25° - 12V $16.05 add Soraa 08740 - 9W LED MR16 - 3000K - GU5.3 Brilliant™ HL SM16-09-36D-830-H1 - 725 Lumens - 90 CRI - 75W Halogen Equivalent - 36° - 12V $14.98 add Soraa 08744 - 7.5W LED MR16 - 2700K - GU10 Brilliant™ HL SM16GA-07-25D-827-H1 - 600 Lumens - 90 CRI - 65W Halogen Equivalent - 25° - 120V $14.98 add Soraa 08746 - 7.5W LED MR16 - 2700K - GU10 Brilliant™ HL SM16GA-07-36D-827-H1 - 600 Lumens - 90 CRI - 65W Halogen Equivalent - 36° - 120V $14.98 add Soraa 08748 - 7.5W LED MR16 - 2700K - GU10 Brilliant™ HL SM16GA-07-60D-827-H1 - 600 Lumens - 90 CRI - 65W Halogen Equivalent - 60° - 120V $14.98 add Soraa 08752 - 7.5W LED MR16 - 3000K - GU10 Brilliant™ HL SM16GA-07-25D-830-H1 - 630 Lumens - 90 CRI - 65W Halogen Equivalent - 25° - 120V $14.98 add Soraa 08754 - 7.5W LED MR16 - 3000K - GU10 Brilliant™ HL SM16GA-07-36D-830-H1 - 630 Lumens - 90 CRI - 65W Halogen Equivalent - 36° - 120V $14.98 add Soraa 08756 - 7.5W LED MR16 - 3000K - GU10 Brilliant™ HL SM16GA-07-60D-830-H1 - 630 Lumens - 90 CRI - 65W Halogen Equivalent - 60° - 120V $17.48 add Soraa 08758 - 9W LED MR16 - 2700K - GU10 Brilliant™ HL SM16GA-09-25D-827-H1 - 630 Lumens - 90 CRI - 75W Halogen Equivalent - 25° - 120V $17.48 add Soraa 08762 - 9W LED MR16 - 2700K - GU10 Brilliant™ HL SM16GA-09-60D-827-H1 - 630 Lumens - 90 CRI - 75W Halogen Equivalent - 60° - 120V $17.48 add Soraa 08764 - 9W LED MR16 - 3000K - GU10 Brilliant™ HL SM16GA-09-25D-830-H1 - 725 Lumens - 90 CRI - 75W Halogen Equivalent - 25° - 120V $17.48 add Soraa 08766 - 9W LED MR16 - 3000K - GU10 Brilliant™ HL SM16GA-09-36D-830-H1 - 725 Lumens - 90 CRI - 75W Halogen Equivalent - 36° - 120V $17.48 add Soraa 08768 - 9W LED MR16 - 3000K - GU10 Brilliant™ HL - SM16GA-09-60D-830-H1 - 725 Lumens - 90 CRI - 75W Halogen Equivalent - 60° - 120V $13.55 add Soraa 08722 - 7.5W MR16 - 2700K - GU5.3 Brilliant™ HL SM16-07-10D-827-H1 - 75 Halogen Equivalent - 575 Lumens - 90 CRI - 10 Degree Beam Angle - Title 20 Compliant Brilliant™ HL SM16GA-09-36D-827-H1 - 630 Lumens - 90 CRI - 75W Halogen Equivalent - 36° - 120V Soraa 08760 - 9W LED MR16 - 2700K - GU10 | 2700 | 90 | 630 | 70 | 35000 | 9 | 1 | 17.48 | 17.48 | 20.5397 | 2020Q2 | https://www.energyavenue.com/Soraa/SM16GA-09-36D-827-H1 | Energy Avenue | 2020 | No
LED Lighting | Downlight | Soraa | True |  | LED | MR16 | GU10 | Beam Angle25°36°60°Color Temp.2700K3000K Product Description Perfect for most homes, offices or businesses, Soraa's 9 watt LED provides crisp and bright light, and is an ideal flood lamp, providing a wide beam of light. This versatile LED beautifully illuminates many indoor and outdoor settings from living rooms to bathrooms, landscapes and galleries. As a replacement for 65-watt halogen bulbs, this lamp puts out very little heat and saves money on your energy bill. And, with a 35,000-hour life, it also saves on maintenance and replacement costs.Features: 2700K color temperature High CRI Dimmable down to 20 percent Three-year warranty Applications: Recessed Downlights Track Lighting Indoor or Outdoor Alternate Product Versions $23.75 add Soraa - 02489 - SM16GA-09-25D-927-03 - Vivid LED - MR16 - 65 Watt Halogen Equivalent 25-Degree Beam Angle - 9 Watt - 120 Volt - GU10 Base - 95 CRI - Dimmable - 2700K Warm White $23.75 add Soraa - 02505 - SM16GA-09-60D-927-03 - Vivid LED - MR16 - 65 Watt Halogen Equivalent 60-Degree Beam Angle - 9 Watt - 120 Volt - GU10 Base - 95 CRI - Dimmable - 2700K Warm White $23.75 add Soraa - 02493 - SM16GA-09-25D-930-03 - Vivid LED - MR16 - 65 Watt Halogen Equivalent 25-Degree Beam Angle - 9 Watt - 120 Volt - GU10 Base - 95 CRI - Dimmable - 3000KWarm White $23.75 add Soraa - 02501 - SM16GA-09-36D-930-03 - Vivid LED - MR16 - 65 Watt Halogen Equivalent 36-Degree Beam Angle - 9 Watt - 120 Volt - GU10 Base - 95 CRI - Dimmable - 3000KWarm White $23.75 add Soraa - 02509 - SM16GA-09-60D-930-03 - Vivid LED - MR16 - 65 Watt Halogen Equivalent 60-Degree Beam Angle - 9 Watt - 120 Volt - GU10 Base - 95 CRI - Dimmable - 3000KWarm White 36-Degree Beam Angle - 9 Watt - 120 Volt - GU10 Base - 95 CRI - Dimmable - 2700K Warm White Soraa - 02497 - SM16GA-09-36D-927-03 - Vivid LED - MR16 - 65 Watt Halogen Equivalent | 2700 | 95 | 465 | 51.6667 | 35000 | 9 | 1 | 23.75 | 23.75 | 27.9072 | 2020Q2 | https://www.energyavenue.com/Soraa/SM16GA-09-36D-927-03 | Energy Avenue | 2020 | No
LED Lighting | Downlight | Soraa | True |  | LED | MR16 | GU10 | Beam Angle25°36°60°Color Temp.2700K3000K Product Description Perfect for most homes, offices or businesses, Soraa's 9 watt LED provides crisp and bright light, and is an ideal flood lamp, providing a wide beam of light. This versatile LED beautifully illuminates many indoor and outdoor settings from living rooms to bathrooms, landscapes and galleries. As a replacement for 65-watt halogen bulbs, this lamp puts out very little heat and saves money on your energy bill. And, with a 35,000-hour life, it also saves on maintenance and replacement costs.Features: 3000Kcolor temperature High CRI Dimmable down to 20 percent Three-year warranty Applications: Recessed Downlights Track Lighting Indoor or Outdoor Alternate Product Versions $23.75 add Soraa - 02489 - SM16GA-09-25D-927-03 - Vivid LED - MR16 - 65 Watt Halogen Equivalent 25-Degree Beam Angle - 9 Watt - 120 Volt - GU10 Base - 95 CRI - Dimmable - 2700K Warm White $23.75 add Soraa - 02497 - SM16GA-09-36D-927-03 - Vivid LED - MR16 - 65 Watt Halogen Equivalent 36-Degree Beam Angle - 9 Watt - 120 Volt - GU10 Base - 95 CRI - Dimmable - 2700K Warm White $23.75 add Soraa - 02505 - SM16GA-09-60D-927-03 - Vivid LED - MR16 - 65 Watt Halogen Equivalent 60-Degree Beam Angle - 9 Watt - 120 Volt - GU10 Base - 95 CRI - Dimmable - 2700K Warm White $23.75 add Soraa - 02493 - SM16GA-09-25D-930-03 - Vivid LED - MR16 - 65 Watt Halogen Equivalent 25-Degree Beam Angle - 9 Watt - 120 Volt - GU10 Base - 95 CRI - Dimmable - 3000KWarm White $23.75 add Soraa - 02509 - SM16GA-09-60D-930-03 - Vivid LED - MR16 - 65 Watt Halogen Equivalent 60-Degree Beam Angle - 9 Watt - 120 Volt - GU10 Base - 95 CRI - Dimmable - 3000KWarm White 36-Degree Beam Angle - 9 Watt - 120 Volt - GU10 Base - 95 CRI - Dimmable - 3000KWarm White Soraa - 02501 - SM16GA-09-36D-930-03 - Vivid LED - MR16 - 65 Watt Halogen Equivalent | 3000 | 95 | 490 | 54.4444 | 35000 | 9 | 1 | 23.75 | 23.75 | 27.9072 | 2020Q2 | https://www.energyavenue.com/Soraa/SM16GA-09-36D-930-03 | Energy Avenue | 2020 | No
LED Lighting | Reflector | Soraa | True |  | LED | MR16 | GU10 | Wattage7.5 Watt9 WattColor Temp.2700K3000KBeam Angle25°36°60°Base TypeGU10 Product Description The perfect replacement for 75W halogen light bulbs is the 9W Soraa SM16GA-09-60D-827-H1 Brilliant™ HL bulb. The energy-saving 9W LED MR16 bulb offers the latest optic technology, resulting in a smooth, crisp, and controlled 60-degree beam angle. Both illuminate 2700K warm white radiance for at least 25,000 hours. Soraa SM16GA-09-60D-827-H1 (08762) Features: Dims down to 20% Low flicker in illumination and dimming form Energy efficient Soraa SM16GA-09-60D-827-H1 (08762) Applications: Indoor use Standard fixtures Dry and damp locations Alternate Product Versions $13.55 add Soraa 08724 - 7.5W LED MR16 - 2700K - GU5.3 Brilliant™ HL SM16-07-25D-827-H1 - 600 Lumens - 90 CRI - 75W Halogen Equivalent - 25° - 12V $13.55 add Soraa 08726 - 7.5W LED MR16 - 2700K - GU5.3 Brilliant™ HL SM16-07-36D-827-H1 - 600 Lumens - 90 CRI - 75W Halogen Equivalent - 36° - 12V $13.55 add Soraa 08730 - 7.5W LED MR16 - 3000K - GU5.3 Brilliant™ HL SM16-07-25D-830-H1 - 630 Lumens - 90 CRI - 75W Halogen Equivalent - 25° - 12V $13.55 add Soraa 08732 - 7.5W LED MR16 - 3000K - GU5.3 Brilliant™ HL SM16-07-36D-830-H1 - 630 Lumens - 90 CRI - 75W Halogen Equivalent - 36° - 12V $16.05 add Soraa 08734 - 9W LED MR16 - 2700K - GU5.3 Brilliant™ HL SM16-09-25D-827-H1 - 690 Lumens - 90 CRI - 75W Halogen Equivalent - 25° - 12V $16.05 add Soraa 08736 - 9W LED MR16 - 2700K - GU5.3 Brilliant™ HL SM16-09-36D-827-H1 - 690 Lumens - 90 CRI - 75W Halogen Equivalent - 36° - 12V $16.05 add Soraa 08738 - 9W LED MR16 - 3000K - GU5.3 Brilliant™ HL SM16-09-25D-830-H1 - 725 Lumens - 90 CRI - 75W Halogen Equivalent - 25° - 12V $16.05 add Soraa 08740 - 9W LED MR16 - 3000K - GU5.3 Brilliant™ HL SM16-09-36D-830-H1 - 725 Lumens - 90 CRI - 75W Halogen Equivalent - 36° - 12V $14.98 add Soraa 08744 - 7.5W LED MR16 - 2700K - GU10 Brilliant™ HL SM16GA-07-25D-827-H1 - 600 Lumens - 90 CRI - 65W Halogen Equivalent - 25° - 120V $14.98 add Soraa 08746 - 7.5W LED MR16 - 2700K - GU10 Brilliant™ HL SM16GA-07-36D-827-H1 - 600 Lumens - 90 CRI - 65W Halogen Equivalent - 36° - 120V $14.98 add Soraa 08748 - 7.5W LED MR16 - 2700K - GU10 Brilliant™ HL SM16GA-07-60D-827-H1 - 600 Lumens - 90 CRI - 65W Halogen Equivalent - 60° - 120V $14.98 add Soraa 08752 - 7.5W LED MR16 - 3000K - GU10 Brilliant™ HL SM16GA-07-25D-830-H1 - 630 Lumens - 90 CRI - 65W Halogen Equivalent - 25° - 120V $14.98 add Soraa 08754 - 7.5W LED MR16 - 3000K - GU10 Brilliant™ HL SM16GA-07-36D-830-H1 - 630 Lumens - 90 CRI - 65W Halogen Equivalent - 36° - 120V $14.98 add Soraa 08756 - 7.5W LED MR16 - 3000K - GU10 Brilliant™ HL SM16GA-07-60D-830-H1 - 630 Lumens - 90 CRI - 65W Halogen Equivalent - 60° - 120V $17.48 add Soraa 08758 - 9W LED MR16 - 2700K - GU10 Brilliant™ HL SM16GA-09-25D-827-H1 - 630 Lumens - 90 CRI - 75W Halogen Equivalent - 25° - 120V $17.48 add Soraa 08760 - 9W LED MR16 - 2700K - GU10 Brilliant™ HL SM16GA-09-36D-827-H1 - 630 Lumens - 90 CRI - 75W Halogen Equivalent - 36° - 120V $17.48 add Soraa 08764 - 9W LED MR16 - 3000K - GU10 Brilliant™ HL SM16GA-09-25D-830-H1 - 725 Lumens - 90 CRI - 75W Halogen Equivalent - 25° - 120V $17.48 add Soraa 08766 - 9W LED MR16 - 3000K - GU10 Brilliant™ HL SM16GA-09-36D-830-H1 - 725 Lumens - 90 CRI - 75W Halogen Equivalent - 36° - 120V $17.48 add Soraa 08768 - 9W LED MR16 - 3000K - GU10 Brilliant™ HL - SM16GA-09-60D-830-H1 - 725 Lumens - 90 CRI - 75W Halogen Equivalent - 60° - 120V $13.55 add Soraa 08722 - 7.5W MR16 - 2700K - GU5.3 Brilliant™ HL SM16-07-10D-827-H1 - 75 Halogen Equivalent - 575 Lumens - 90 CRI - 10 Degree Beam Angle - Title 20 Compliant Brilliant™ HL SM16GA-09-60D-827-H1 - 630 Lumens - 90 CRI - 75W Halogen Equivalent - 60° - 120V Soraa 08762 - 9W LED MR16 - 2700K - GU10 | 2700 | 90 | 630 | 70 | 35000 | 9 | 1 | 17.48 | 17.48 | 20.5397 | 2020Q2 | https://www.energyavenue.com/Soraa/SM16GA-09-60D-827-H1 | Energy Avenue | 2020 | Yes
LED Lighting | Downlight | Soraa | True |  | LED | MR16 | GU10 | Wattage7.5 Watt9 WattColor Temp.2700K3000KBeam Angle25°36°60°Base TypeGU10 Product Description Soraa's SM16GA-09-60D-830-H1 LED MR16 Brilliant HL uses energy-saving optic technology for smooth, controlled, and crisp results. After installation, the bulb illuminates 3000K neutral white radiance with a low flicker for 25,000 to 35,000 life hours. It also dims up to 20%. Soraa SM16GA-09-60D-830-H1 (08768) Features: World-class optics design 60-degree beam angle 75W halogen equivalent replacement bulb Suitable for damp locations Soraa SM16GA-09-60D-830-H1 (08768) Applications: Indoor use Track lighting Recessed downlights Alternate Product Versions $13.55 add Soraa 08724 - 7.5W LED MR16 - 2700K - GU5.3 Brilliant™ HL SM16-07-25D-827-H1 - 600 Lumens - 90 CRI - 75W Halogen Equivalent - 25° - 12V $13.55 add Soraa 08726 - 7.5W LED MR16 - 2700K - GU5.3 Brilliant™ HL SM16-07-36D-827-H1 - 600 Lumens - 90 CRI - 75W Halogen Equivalent - 36° - 12V $13.55 add Soraa 08730 - 7.5W LED MR16 - 3000K - GU5.3 Brilliant™ HL SM16-07-25D-830-H1 - 630 Lumens - 90 CRI - 75W Halogen Equivalent - 25° - 12V $13.55 add Soraa 08732 - 7.5W LED MR16 - 3000K - GU5.3 Brilliant™ HL SM16-07-36D-830-H1 - 630 Lumens - 90 CRI - 75W Halogen Equivalent - 36° - 12V $16.05 add Soraa 08734 - 9W LED MR16 - 2700K - GU5.3 Brilliant™ HL SM16-09-25D-827-H1 - 690 Lumens - 90 CRI - 75W Halogen Equivalent - 25° - 12V $16.05 add Soraa 08736 - 9W LED MR16 - 2700K - GU5.3 Brilliant™ HL SM16-09-36D-827-H1 - 690 Lumens - 90 CRI - 75W Halogen Equivalent - 36° - 12V $16.05 add Soraa 08738 - 9W LED MR16 - 3000K - GU5.3 Brilliant™ HL SM16-09-25D-830-H1 - 725 Lumens - 90 CRI - 75W Halogen Equivalent - 25° - 12V $16.05 add Soraa 08740 - 9W LED MR16 - 3000K - GU5.3 Brilliant™ HL SM16-09-36D-830-H1 - 725 Lumens - 90 CRI - 75W Halogen Equivalent - 36° - 12V $14.98 add Soraa 08744 - 7.5W LED MR16 - 2700K - GU10 Brilliant™ HL SM16GA-07-25D-827-H1 - 600 Lumens - 90 CRI - 65W Halogen Equivalent - 25° - 120V $14.98 add Soraa 08746 - 7.5W LED MR16 - 2700K - GU10 Brilliant™ HL SM16GA-07-36D-827-H1 - 600 Lumens - 90 CRI - 65W Halogen Equivalent - 36° - 120V $14.98 add Soraa 08748 - 7.5W LED MR16 - 2700K - GU10 Brilliant™ HL SM16GA-07-60D-827-H1 - 600 Lumens - 90 CRI - 65W Halogen Equivalent - 60° - 120V $14.98 add Soraa 08752 - 7.5W LED MR16 - 3000K - GU10 Brilliant™ HL SM16GA-07-25D-830-H1 - 630 Lumens - 90 CRI - 65W Halogen Equivalent - 25° - 120V $14.98 add Soraa 08754 - 7.5W LED MR16 - 3000K - GU10 Brilliant™ HL SM16GA-07-36D-830-H1 - 630 Lumens - 90 CRI - 65W Halogen Equivalent - 36° - 120V $14.98 add Soraa 08756 - 7.5W LED MR16 - 3000K - GU10 Brilliant™ HL SM16GA-07-60D-830-H1 - 630 Lumens - 90 CRI - 65W Halogen Equivalent - 60° - 120V $17.48 add Soraa 08758 - 9W LED MR16 - 2700K - GU10 Brilliant™ HL SM16GA-09-25D-827-H1 - 630 Lumens - 90 CRI - 75W Halogen Equivalent - 25° - 120V $17.48 add Soraa 08760 - 9W LED MR16 - 2700K - GU10 Brilliant™ HL SM16GA-09-36D-827-H1 - 630 Lumens - 90 CRI - 75W Halogen Equivalent - 36° - 120V $17.48 add Soraa 08762 - 9W LED MR16 - 2700K - GU10 Brilliant™ HL SM16GA-09-60D-827-H1 - 630 Lumens - 90 CRI - 75W Halogen Equivalent - 60° - 120V $17.48 add Soraa 08764 - 9W LED MR16 - 3000K - GU10 Brilliant™ HL SM16GA-09-25D-830-H1 - 725 Lumens - 90 CRI - 75W Halogen Equivalent - 25° - 120V $17.48 add Soraa 08766 - 9W LED MR16 - 3000K - GU10 Brilliant™ HL SM16GA-09-36D-830-H1 - 725 Lumens - 90 CRI - 75W Halogen Equivalent - 36° - 120V $13.55 add Soraa 08722 - 7.5W MR16 - 2700K - GU5.3 Brilliant™ HL SM16-07-10D-827-H1 - 75 Halogen Equivalent - 575 Lumens - 90 CRI - 10 Degree Beam Angle - Title 20 Compliant Brilliant™ HL - SM16GA-09-60D-830-H1 - 725 Lumens - 90 CRI - 75W Halogen Equivalent - 60° - 120V Soraa 08768 - 9W LED MR16 - 3000K - GU10 | 3000 | 90 | 725 | 80.5556 | 35000 | 9 | 1 | 17.48 | 17.48 | 20.5397 | 2020Q2 | https://www.energyavenue.com/Soraa/SM16GA-09-60D-830-H1 | Energy Avenue | 2020 | No
LED Lighting | Downlight | Soraa | True |  | LED | MR16 | GU10 | Beam Angle25°36°60°Color Temp.2700K3000K Product Description Perfect for most homes, offices or businesses, Soraa's 9 watt LED provides crisp and bright light, and is an ideal flood lamp, providing a wide beam of light. This versatile LED beautifully illuminates many indoor and outdoor settings from living rooms to bathrooms, landscapes and galleries. As a replacement for 65-watt halogen bulbs, this lamp puts out very little heat and saves money on your energy bill. And, with a 35,000-hour life, it also saves on maintenance and replacement costs.Features: 2700K color temperature High CRI Dimmable down to 20 percent Three-year warranty Applications: Recessed Downlights Track Lighting Indoor or Outdoor Alternate Product Versions $23.75 add Soraa - 02489 - SM16GA-09-25D-927-03 - Vivid LED - MR16 - 65 Watt Halogen Equivalent 25-Degree Beam Angle - 9 Watt - 120 Volt - GU10 Base - 95 CRI - Dimmable - 2700K Warm White $23.75 add Soraa - 02497 - SM16GA-09-36D-927-03 - Vivid LED - MR16 - 65 Watt Halogen Equivalent 36-Degree Beam Angle - 9 Watt - 120 Volt - GU10 Base - 95 CRI - Dimmable - 2700K Warm White $23.75 add Soraa - 02493 - SM16GA-09-25D-930-03 - Vivid LED - MR16 - 65 Watt Halogen Equivalent 25-Degree Beam Angle - 9 Watt - 120 Volt - GU10 Base - 95 CRI - Dimmable - 3000KWarm White $23.75 add Soraa - 02501 - SM16GA-09-36D-930-03 - Vivid LED - MR16 - 65 Watt Halogen Equivalent 36-Degree Beam Angle - 9 Watt - 120 Volt - GU10 Base - 95 CRI - Dimmable - 3000KWarm White $23.75 add Soraa - 02509 - SM16GA-09-60D-930-03 - Vivid LED - MR16 - 65 Watt Halogen Equivalent 60-Degree Beam Angle - 9 Watt - 120 Volt - GU10 Base - 95 CRI - Dimmable - 3000KWarm White 60-Degree Beam Angle - 9 Watt - 120 Volt - GU10 Base - 95 CRI - Dimmable - 2700K Warm White Soraa - 02505 - SM16GA-09-60D-927-03 - Vivid LED - MR16 - 65 Watt Halogen Equivalent | 2700 | 95 | 465 | 51.6667 | 35000 | 9 | 1 | 23.75 | 23.75 | 27.9072 | 2020Q2 | https://www.energyavenue.com/Soraa/SM16GA-09-60D-927-03 | Energy Avenue | 2020 | No
LED Lighting | Downlight | Soraa | True |  | LED | MR16 | GU10 | Beam Angle25°36°60°Color Temp.2700K3000K Product Description Perfect for most homes, offices or businesses, Soraa's 9 watt LED provides crisp and bright light, and is an ideal flood lamp, providing a wide beam of light. This versatile LED beautifully illuminates many indoor and outdoor settings from living rooms to bathrooms, landscapes and galleries. As a replacement for 65-watt halogen bulbs, this lamp puts out very little heat and saves money on your energy bill. And, with a 35,000-hour life, it also saves on maintenance and replacement costs.Features: 3000Kcolor temperature High CRI Dimmable down to 20 percent Three-year warranty Applications: Recessed Downlights Track Lighting Indoor or Outdoor Alternate Product Versions $23.75 add Soraa - 02489 - SM16GA-09-25D-927-03 - Vivid LED - MR16 - 65 Watt Halogen Equivalent 25-Degree Beam Angle - 9 Watt - 120 Volt - GU10 Base - 95 CRI - Dimmable - 2700K Warm White $23.75 add Soraa - 02497 - SM16GA-09-36D-927-03 - Vivid LED - MR16 - 65 Watt Halogen Equivalent 36-Degree Beam Angle - 9 Watt - 120 Volt - GU10 Base - 95 CRI - Dimmable - 2700K Warm White $23.75 add Soraa - 02505 - SM16GA-09-60D-927-03 - Vivid LED - MR16 - 65 Watt Halogen Equivalent 60-Degree Beam Angle - 9 Watt - 120 Volt - GU10 Base - 95 CRI - Dimmable - 2700K Warm White $23.75 add Soraa - 02493 - SM16GA-09-25D-930-03 - Vivid LED - MR16 - 65 Watt Halogen Equivalent 25-Degree Beam Angle - 9 Watt - 120 Volt - GU10 Base - 95 CRI - Dimmable - 3000KWarm White $23.75 add Soraa - 02501 - SM16GA-09-36D-930-03 - Vivid LED - MR16 - 65 Watt Halogen Equivalent 36-Degree Beam Angle - 9 Watt - 120 Volt - GU10 Base - 95 CRI - Dimmable - 3000KWarm White 60-Degree Beam Angle - 9 Watt - 120 Volt - GU10 Base - 95 CRI - Dimmable - 3000KWarm White Soraa - 02509 - SM16GA-09-60D-930-03 - Vivid LED - MR16 - 65 Watt Halogen Equivalent | 3000 | 95 | 490 | 54.4444 | 35000 | 9 | 1 | 23.75 | 23.75 | 27.9072 | 2020Q2 | https://www.energyavenue.com/Soraa/SM16GA-09-60D-930-03 | Energy Avenue | 2020 | No
LED Lighting | Downlight | Soraa | True |  | LED | PAR30 | Medium (E26) | Product Description Soraa's VIVID LED PAR30 Long Neck 2700K 18.5 is made for indoor and outdoor lighting. It's a single light source that's compatible with long and narrow spotlight fixture set-ups. It offers a superior white light with varying beam angles of 9, 25, 36 and 60 degrees. This LED provides excellent color stability at a color temperature of 2,700K and Color Accuracy (CRI) of 95. The VIVD LED PAR30 is dimmable to 10 percent. It matches standard halogen and incandescent light bulbs, producing 80 percent higher energy efficiency than a standard halogen. It's eco-friendly and budget-friendly, paying for itself within one year. With a height of 4.45 inches and width of 3.78, this PAR30 lamp ideal for open or enclosed fixtures. Other Features Include: Spectral emission from 400 to 440 newton-meters Usable in damp environments 100 watt halogen equivalent 930 lumens Dimmable Ideal Applications: Narrow track lighting Recessed downlighting Halogen bulb replacement Soraa SNAP System compatible Trailing or leading edge phase cut dimmer capabilities 2700K - Dimmable - 930 Lumens - 9° beam angle - 18.5 Watt Soraa - 00763 - SP30L-18-09D-927-03 - Vivid LED - PAR30 Long Neck - 100 Watt Halogen Equivalent | 2700 | 95 | 930 | 50.2703 | 35000 | 18.5 | 1 | 57.25 | 57.25 | 67.271 | 2020Q2 | https://www.energyavenue.com/Soraa/SP30L-18-09D-927-03 | Energy Avenue | 2020 | No
LED Lighting | Downlight | Soraa | True |  | LED | PAR30 | Medium (E26) | Product Description Soraa's VIVID LED PAR30 Long Neck 3000K18.5 is made for indoor and outdoor lighting. It's a single light source that's compatible with long and narrow spotlight fixture set-ups. It offers a superior white light with varying beam angles of 9, 25, 36 and 60 degrees. This LED provides excellent color stability at a color temperature of 3,000Kand Color Accuracy (CRI) of 95. The VIVD LED PAR30 is dimmable to 10 percent. It matches standard halogen and incandescent light bulbs, producing 80 percent higher energy efficiency than a standard halogen. It's eco-friendly and budget-friendly, paying for itself within one year. With a height of 4.45 inches and width of 3.78, this PAR30 lamp ideal for open or enclosed fixtures. Other Features Include: Spectral emission from 400 to 440 newton-meters Usable in damp environments 100 watt halogen equivalent 1000 lumens Dimmable Ideal Applications: Narrow track lighting Recessed downlighting Halogen bulb replacement Soraa SNAP System compatible Trailing or leading edge phase cut dimmer capabilities 3000K - Dimmable - 1000 Lumens - 9° beam angle -18.5 Watt Soraa - 00779 - SP30L-18-09D-930-03 - Vivid LED - PAR30 Long Neck - 100 Watt Halogen Equivalent | 3000 | 95 | 1000 | 54.0541 | 35000 | 18.5 | 1 | 57.25 | 57.25 | 67.271 | 2020Q2 | https://www.energyavenue.com/Soraa/SP30L-18-09D-930-03 | Energy Avenue | 2020 | No
LED Lighting | Downlight | Soraa | True |  | LED | PAR30 | Medium (E26) | Product Description Call For Availability Soraa's VIVID LED PAR30 Long 2700K 18.5 is made for indoor and outdoor lighting. It's a single light source that's compatible with long and narrow spotlight fixture set-ups. It offers a superior white light with varying beam angles of 9, 25, 36 and 60 degrees. This LED provides excellent color stability at a color temperature of 2,700K and Color Accuracy (CRI) of 95. The VIVD LED PAR30 is dimmable to 10 percent. It matches standard halogen and incandescent light bulbs, producing 80 percent higher energy efficiency than a standard halogen. It's eco-friendly and budget-friendly, paying for itself within one year. With a height of 4.45 inches and width of 3.78, this PAR30 lamp ideal for open or enclosed fixtures. Other Features Include: Spectral emission from 400 to 440 newton-meters Usable in damp environments 100 watt halogen equivalent 930 lumens Dimmable Ideal Applications: Narrow track lighting Recessed downlighting Halogen bulb replacement Trailing or leading edge phase cut dimmer capabilities 2700K - Dimmable - 930 Lumens - 25° beam angle - 18.5 Watt Soraa - 00765 - SP30L-18-25D-927-03 - Vivid LED - PAR30 Long Neck - 100 Watt Halogen Equivalent | 2700 | 95 | 930 | 50.2703 | 35000 | 18.5 | 1 | 57.25 | 57.25 | 67.271 | 2020Q2 | https://www.energyavenue.com/Soraa/SP30L-18-25D-927-03 | Energy Avenue | 2020 | No
LED Lighting | Downlight | Soraa | True |  | LED | PAR30 | Medium (E26) | Product Description Soraa's VIVID LED PAR30 Long Neck 3000K18.5 is made for indoor and outdoor lighting. It's a single light source that's compatible with long and narrow spotlight fixture set-ups. It offers a superior white light with varying beam angles of 9, 25, 36 and 60 degrees. This LED provides excellent color stability at a color temperature of 3,000Kand Color Accuracy (CRI) of 95. The VIVD LED PAR30 is dimmable to 10 percent. It matches standard halogen and incandescent light bulbs, producing 80 percent higher energy efficiency than a standard halogen. It's eco-friendly and budget-friendly, paying for itself within one year. With a height of 4.45 inches and width of 3.78, this PAR30 lamp ideal for open or enclosed fixtures. Other Features Include: Spectral emission from 400 to 440 newton-meters Usable in damp environments 100 watt halogen equivalent 1000 lumens Dimmable Ideal Applications: Narrow track lighting Recessed downlighting Halogen bulb replacement Trailing or leading edge phase cut dimmer capabilities 3000K - Dimmable - 1000 Lumens - 25° beam angle - 18.5 Watt Soraa - 00781 - SP30L-18-25D-930-03 - Vivid LED - PAR 30 Long Neck - 100 Watt Halogen Equivalent | 3000 | 95 | 1000 | 54.0541 | 35000 | 18.5 | 1 | 57.25 | 57.25 | 67.271 | 2020Q2 | https://www.energyavenue.com/Soraa/SP30L-18-25D-930-03 | Energy Avenue | 2020 | No
LED Lighting | Downlight | Soraa | True |  | LED | PAR30 | Medium (E26) | Product Description Soraa's VIVID LED PAR30 Long Neck 2700K 18.5 is made for indoor and outdoor lighting. It's a single light source that's compatible with long and narrow spotlight fixture set-ups. It offers a superior white light with varying beam angles of 9, 25, 36 and 60 degrees. This LED provides excellent color stability at a color temperature of 2,700K and Color Accuracy (CRI) of 95. The VIVD LED PAR30 is dimmable to 10 percent. It matches standard halogen and incandescent light bulbs, producing 80 percent higher energy efficiency than a standard halogen. It's eco-friendly and budget-friendly, paying for itself within one year. With a height of 4.45 inches and width of 3.78, this PAR30 lamp ideal for open or enclosed fixtures. Other Features Include: Spectral emission from 400 to 440 newton-meters Usable in damp environments 100 Watt Halogen Equivalent 930 lumens Dimmable Ideal Applications: Narrow track lighting Recessed downlighting Halogen bulb replacement Trailing or leading edge phase cut dimmer capabilities 2700K - Dimmable - 930 Lumens - 36° beam angle - 18.5 Watt Soraa - 00767 - SP30L-18-36D-927-03 - Vivid LED - PAR30 Long Neck - 100 Watt Halogen Equivalent | 2700 | 95 | 930 | 50.2703 | 35000 | 18.5 | 1 | 59.9 | 59.9 | 70.3848 | 2020Q2 | https://www.energyavenue.com/Soraa/SP30L-18-36D-927-03 | Energy Avenue | 2020 | No
LED Lighting | Downlight | Soraa | True |  | LED | PAR30 | Medium (E26) | Product Description Soraa's VIVID LED PAR30 Long Neck 3000K18.5 is made for indoor and outdoor lighting. It's a single light source that's compatible with long and narrow spotlight fixture set-ups. It offers a superior white light with varying beam angles of 9, 25, 36 and 60 degrees. This LED provides excellent color stability at a color temperature of 3,000Kand Color Accuracy (CRI) of 95. The VIVD LED PAR30 is dimmable to 10 percent. It matches standard halogen and incandescent light bulbs, producing 80 percent higher energy efficiency than a standard halogen. It's eco-friendly and budget-friendly, paying for itself within one year. With a height of 4.45 inches and width of 3.78, this PAR30 lamp ideal for open or enclosed fixtures. Other Features Include: Spectral emission from 400 to 440 newton-meters Usable in damp environments 100 watt halogen equivalent 10000 lumens Dimmable Ideal Applications: Narrow track lighting Recessed downlighting Halogen bulb replacement Trailing or leading edge phase cut dimmer capabilities 3000K - Dimmable - 1000 Lumens - 36° beam angle - 18.5 Watt Soraa - 00783 - SP30L-18-36D-930-03 - Vivid LED - PAR30 Long Neck - 100 Watt Halogen Equivalent | 3000 | 95 | 1000 | 54.0541 | 35000 | 18.5 | 1 | 59.9 | 59.9 | 70.3848 | 2020Q2 | https://www.energyavenue.com/Soraa/SP30L-18-36D-930-03 | Energy Avenue | 2020 | No
LED Lighting | Reflector | Soraa | True |  | LED | PAR30LN | Medium (E26) | Product Description The 00769 Soraa Vivid Series PAR30 Long Neck's provides a 60 degree beam angle. This PAR30 LED is 85% more energy efficient than standard halogen lamps, while running on only 18.5 Watt. At 2700K, this Vivid Series lamp provides a warm white color temperature. These Soraa PAR30's are suitable for damp locations and compatable with the Soraa SNAP system. At 930 lumens his single light source creates a single crisp shadow. 60-Degree Beam Angle - 18.5 Watt - 120 Volt - 95 CRI - Dimmable - 2700K Warm White Soraa - 00769 - SP30L-18-60D-927-03 - Vivid Series - PAR30 Long Neck - 90 Watt Halogen Equivalent | 2700 | 95 | 930 | 50.2703 | 35000 | 18.5 | 1 | 59.9 | 59.9 | 70.3848 | 2020Q2 | https://www.energyavenue.com/Soraa/SP30L-18-60D-927-03 | Energy Avenue | 2020 | Yes
LED Lighting | Reflector | Soraa | True |  | LED | PAR30LN | Medium (E26) | Product Description LIMITED STOCK - CALL FOR AVAILABILITY The 00801 Soraa Vivid Series PAR30 Long Neck's provides a 60 degree beam angle. This PAR30 LED is 85% more energy efficient than standard halogen lamps, while running on only 18.5 Watt. At 4000K, this Vivid Series lamp provides a cool white color temperature. These Soraa PAR30's are suitable for damp locations and compatable with the Soraa SNAP system. At 1040 lumens his single light source creates a single crisp shadow. 60-Degree Beam Angle - 18.5 Watt - 120 Volt - 95 CRI - Dimmable - 4000K Cool White - LIMITED STOCK - CALL FOR AVAILABILITY Soraa - 00801 - SP30L-18-60D-940-03 - Vivid Series - PAR30 Long Neck - 90 Watt Halogen Equivalent | 4000 | 95 | 1040 | 56.2162 | 35000 | 18.5 | 1 | 32.27 | 32.27 | 37.9185 | 2020Q2 | https://www.energyavenue.com/Soraa/SP30L-18-60D-940-03 | Energy Avenue | 2020 | Yes
LED Lighting | Downlight | Soraa | True |  | LED | PAR30SN | Medium (E26) | Product Description Soraa's VIVID LED PAR30 Short Neck 2700K 18.5 is made for indoor and outdoor lighting. It's a single light source that's compatible with long and narrow spotlight fixture set-ups. It offers a superior white light with varying beam angles of 9, 25, 36 and 60 degrees. This LED provides excellent color stability at a color temperature of 2,700K and Color Accuracy (CRI) of 95. The VIVD LED PAR30 is dimmable to 10 percent. It matches standard halogen and incandescent light bulbs, producing 80 percent higher energy efficiency than a standard halogen. It's eco-friendly and budget-friendly, paying for itself within one year. With a height of 3.23 inches and width of 3.78, this PAR30 lamp ideal for open or enclosed fixtures. Other Features Include: Spectral emission from 400 to 440 newton-meters Usable in damp environments 100 Watt Halogen Equivalent 930 lumens Dimmable Ideal Applications: Narrow track lighting Recessed downlighting Halogen bulb replacement Soraa SNAP System compatible Trailing or leading edge phase cut dimmer capabilities 2700K - Dimmable - 930 Lumens - 9° beam angle - 18.5 Watt Soraa - 00821 - SP30S-18-09D-927-03 - Vivid LED - PAR30 Short Neck - 100 Watt Halogen Equivalent | 2700 | 95 | 930 | 50.2703 | 35000 | 18.5 | 1 | 58.58 | 58.58 | 68.8338 | 2020Q2 | https://www.energyavenue.com/Soraa/SP30S-18-09D-927-03 | Energy Avenue | 2020 | No
LED Lighting | Downlight | Soraa | True |  | LED | PAR30SN | Medium (E26) | Product Description Soraa's VIVID LED PAR30 Short Neck 3000K18.5 is made for indoor and outdoor lighting. It's a single light source that's compatible with long and narrow spotlight fixture set-ups. It offers a superior white light with varying beam angles of 9, 25, 36 and 60 degrees. This LED provides excellent color stability at a color temperature of 3,000Kand Color Accuracy (CRI) of 95. The VIVD LED PAR30 is dimmable to 10 percent. It matches standard halogen and incandescent light bulbs, producing 80 percent higher energy efficiency than a standard halogen. It's eco-friendly and budget-friendly, paying for itself within one year. With a height of 3.23 inches and width of 3.78, this PAR30 lamp ideal for open or enclosed fixtures. Other Features Include: Spectral emission from 400 to 440 newton-meters Usable in damp environments 100 Watt Halogen Equivalent 1000 lumens Dimmable Ideal Applications: Narrow track lighting Recessed downlighting Halogen bulb replacement Soraa SNAP System compatible Trailing or leading edge phase cut dimmer capabilities 3000K - Dimmable - 1000 Lumens - 9° beam angle - 18.5 Watt Soraa - 00837 - SP30S-18-09D-930-03 - Vivid LED - PAR30 Short Neck - 100 Watt Halogen Equivalent | 3000 | 95 | 1000 | 54.0541 | 35000 | 18.5 | 1 | 58.58 | 58.58 | 68.8338 | 2020Q2 | https://www.energyavenue.com/Soraa/SP30S-18-09D-930-03 | Energy Avenue | 2020 | No
LED Lighting | Downlight | Soraa | True |  | LED | PAR30SN | Medium (E26) | Product Description Soraa's VIVID LED PAR30 Short Neck 2700K 18.5 is made for indoor and outdoor lighting. It's a single light source that's compatible with long and narrow spotlight fixture set-ups. It offers a superior white light with varying beam angles of 9, 25, 36 and 60 degrees. This LED provides excellent color stability at a color temperature of 2,700K and Color Accuracy (CRI) of 95. The VIVD LED PAR30 is dimmable to 10 percent. It matches standard halogen and incandescent light bulbs, producing 80 percent higher energy efficiency than a standard halogen. It's eco-friendly and budget-friendly, paying for itself within one year. With a height of 3.23 inches and width of 3.78, this PAR30 lamp ideal for open or enclosed fixtures. Other Features Include: Spectral emission from 400 to 440 newton-meters Usable in damp environments 100 Watt Halogen Equivalent 930 lumens Dimmable Ideal Applications: Narrow track lighting Recessed downlighting Halogen bulb replacement Trailing or leading edge phase cut dimmer capabilities 2700K - Dimmable - 930 Lumens - 25° beam angle - 18.5 Watt Soraa - 00823 - SP30S-18-25D-927-03 - Vivid LED - PAR30 Short Neck - 100 Watt Halogen Equivalent | 2700 | 95 | 930 | 50.2703 | 35000 | 18.5 | 1 | 59.9 | 59.9 | 70.3848 | 2020Q2 | https://www.energyavenue.com/Soraa/SP30S-18-25D-927-03 | Energy Avenue | 2020 | No
LED Lighting | Downlight | Soraa | True |  | LED | PAR30SN | Medium (E26) | Product Description Soraa's VIVID LED PAR30 Short Neck 3000K18.5 is made for indoor and outdoor lighting. It's a single light source that's compatible with long and narrow spotlight fixture set-ups. It offers a superior white light with varying beam angles of 9, 25, 36 and 60 degrees. This LED provides excellent color stability at a color temperature of 3,000Kand Color Accuracy (CRI) of 95. The VIVD LED PAR30 is dimmable to 10 percent. It matches standard halogen and incandescent light bulbs, producing 80 percent higher energy efficiency than a standard halogen. It's eco-friendly and budget-friendly, paying for itself within one year. With a height of 3.23 inches and width of 3.78, this PAR30 lamp ideal for open or enclosed fixtures. Other Features Include: Spectral emission from 400 to 440 newton-meters Usable in damp environments 100 Watt Halogen Equivalent 1000 lumens Dimmable Ideal Applications: Narrow track lighting Recessed downlighting Halogen bulb replacement Trailing or leading edge phase cut dimmer capabilities 3000K - Dimmable - 1000 Lumens - 25° beam angle - 18.5 Watt Soraa - 00839 - SP30S-18-25D-930-03 - Vivid LED - PAR30 Short Neck - 100 Watt Halogen Equivalent | 3000 | 95 | 1000 | 54.0541 | 35000 | 18.5 | 1 | 59.9 | 59.9 | 70.3848 | 2020Q2 | https://www.energyavenue.com/Soraa/SP30S-18-25D-930-03 | Energy Avenue | 2020 | No
LED Lighting | Downlight | Soraa | True |  | LED | PAR30SN | Medium (E26) | Product Description Soraa's VIVID LED PAR30 Short Neck 2700K 18.5 is made for indoor and outdoor lighting. It's a single light source that's compatible with long and narrow spotlight fixture set-ups. It offers a superior white light with varying beam angles of 9, 25, 36 and 60 degrees. This LED provides excellent color stability at a color temperature of 2,700K and Color Accuracy (CRI) of 95. The VIVD LED PAR30 is dimmable to 10 percent. It matches standard halogen and incandescent light bulbs, producing 80 percent higher energy efficiency than a standard halogen. It's eco-friendly and budget-friendly, paying for itself within one year. With a height of 3.23 inches and width of 3.78, this PAR30 lamp ideal for open or enclosed fixtures. Other Features Include: Spectral emission from 400 to 440 newton-meters Usable in damp environments 100 Watt Halogen Equivalent 930 lumens Dimmable Ideal Applications: Narrow track lighting Recessed downlighting Halogen bulb replacement Trailing or leading edge phase cut dimmer capabilities 2700K - Dimmable - 930 Lumens - 36° beam angle - 18.5 Watt Soraa - 00825 - SP30S-18-36D-927-03 - Vivid LED - PAR30 Short Neck - 100 Watt Halogen Equivalent | 2700 | 95 | 930 | 50.2703 | 35000 | 18.5 | 1 | 59.9 | 59.9 | 70.3848 | 2020Q2 | https://www.energyavenue.com/Soraa/SP30S-18-36D-927-03 | Energy Avenue | 2020 | No
LED Lighting | Downlight | Soraa | True |  | LED | PAR30SN | Medium (E26) | Product Description Soraa's VIVID LED PAR30 Short Neck 3000K18.5 is made for indoor and outdoor lighting. It's a single light source that's compatible with long and narrow spotlight fixture set-ups. It offers a superior white light with varying beam angles of 9, 25, 36 and 60 degrees. This LED provides excellent color stability at a color temperature of 3,000Kand Color Accuracy (CRI) of 95. The VIVD LED PAR30 is dimmable to 10 percent. It matches standard halogen and incandescent light bulbs, producing 80 percent higher energy efficiency than a standard halogen. It's eco-friendly and budget-friendly, paying for itself within one year. With a height of 3.23 inches and width of 3.78, this PAR30 lamp ideal for open or enclosed fixtures. Other Features Include: Spectral emission from 400 to 440 newton-meters Usable in damp environments 100 Watt Halogen Equivalent 1000 lumens Dimmable Ideal Applications: Narrow track lighting Recessed downlighting Halogen bulb replacement Trailing or leading edge phase cut dimmer capabilities 3000K - Dimmable - 1000 Lumens - 36° beam angle - 18.5 Watt Soraa - 00841 - SP30S-18-36D-930-03 - Vivid LED - PAR30 Short Neck - 100 Watt Halogen Equivalent | 3000 | 95 | 1000 | 54.0541 | 35000 | 18.5 | 1 | 59.9 | 59.9 | 70.3848 | 2020Q2 | https://www.energyavenue.com/Soraa/SP30S-18-36D-930-03 | Energy Avenue | 2020 | No
LED Lighting | Reflector | Soraa | True |  | LED | PAR30 | Medium (E26) | Product Description The 00843 Soraa Vivid Series PAR30 Long Neck's provides a 60 degree beam angle. This PAR30 LED is 85% more energy efficient than standard halogen lamps, while running on only 18.5 Watt. At 3000K, this Vivid Series lamp provides a warm white color temperature. These Soraa PAR30's are suitable for damp locations and compatable with the Soraa SNAP system. At 1000 lumens This single light source creates a single crisp shadow. 60-Degree Beam Angle - 18.5 Watt - 120 Volt - 95 CRI - Dimmable - 3000KWarm White Soraa - 00843 - SP30S-18-60D-930-03 - Vivid Series - PAR30 Short Neck - 90 Watt Equivalent | 3000 | 95 | 1000 | 54.0541 | 35000 | 18.5 | 1 | 59.9 | 59.9 | 70.3848 | 2020Q2 | https://www.energyavenue.com/Soraa/SP30S-18-60D-930-03 | Energy Avenue | 2020 | Yes
LED Lighting | Downlight | Soraa | True |  | LED | PAR36 |  | Product Description LIMITED STOCK - CALL FOR AVAILABILITY Soraa's SP36-18-09D-927-03 PAR36 bulb operates at only 18.5 Watts, replacing 75 Watt halogen bulbs. Switch to this bulb now, and save up to 85% in energy costs in the process. If you are big on landsape or architectural lighting, this energy efficient LED PAR36 bulb is your best bet on savings and reliability. Features: Narrow spot compatible with Soraa Snap system accessories Suitable with fully enclosed fixtures Can be used with front glass cover Dimmable Single light source, single crisp shadow Applications: Landscape lighting Architectural accent lighting Museum lighting Track lighting Recessed downlights Low-heat medical spotlighting 18.5 Watt - 75 Watt Halogen Equal - 2700K - LIMITED STOCK - CALL FOR AVAILABILITY SORAA - 03357 - SP36-18-09D-927-03 - PAR36 LED Bulb | 2700 | 95 | 930 | 50.2703 | 35000 | 18.5 | 1 | 43.94 | 43.94 | 51.6312 | 2020Q2 | https://www.energyavenue.com/Soraa/SP36-18-09D-927-03 | Energy Avenue | 2020 | No
LED Lighting | Downlight | Soraa | True |  | LED | PAR36 |  | Product Description LIMITED STOCK - CALL FOR AVAILABILITY The Soraa SP36-18-09D-930-03 PAR36 LED lamps are ideal for use in a variety of indoor and outdoor applications. These 18.5 watt PAR36 floodlights provide crisp, white light due to their reduced power consumption and efficient use of lumens throughout the long life of each lamp. Enjoy savings of up to 85% with this energy efficient lamp. Features: Suitable for fully enclosed fixtures with front glass covers Compatible wtih standard fixtures Suitable for dry and damp locations Dimmable Applications: Recessed downlighting Track lighting Landscapes Low-heat medical spotlighting Architectural accent lighting Museum lighting 18.5 Watt - 75 Watt Halogen Equal - 3000K - LIMITED STOCK - CALL FOR AVAILABILITY SORAA - 03373 - SP36-18-09D-930-03 - PAR36 LED Bulb | 3000 | 95 | 1000 | 54.0541 | 35000 | 18.5 | 1 | 43.94 | 43.94 | 51.6312 | 2020Q2 | https://www.energyavenue.com/Soraa/SP36-18-09D-930-03 | Energy Avenue | 2020 | No
LED Lighting | Downlight | Soraa | True |  | LED | PAR36 |  | Product Description LIMITED STOCK - CALL FOR AVAILABILITY When switching to Soraa's SP36-18-09D-940-03 PAR36 LED lamps, you no longer have to worry about energy costs, as this bulb can yield up to 85% in savings. Operating at 18.5 watts makes this LED bulb more effiecient than its halogen equivalent. You also get a 35,000 hour life rating, with a 3 year or 25,000 hour warranty for reliability, along with better performance. Features: Dimmable Suitable for dry and damp locations Compatible with standard lighting fixtures Can be used with fully enclosed fixtures with front glass covers Applications: Architectural accent lighting Landscapes Security lighting Museum lighting Recessed downlights 18.5 Watt - 75 Watt Halogen Equal - 4000K - LIMITED STOCK - CALL FOR AVAILABILITY SORAA - 03389 - SP36-18-09D-940-03 - PAR36 LED Bulb | 3000 | 95 | 1040 | 56.2162 | 35000 | 18.5 | 1 | 43.94 | 43.94 | 51.6312 | 2020Q2 | https://www.energyavenue.com/Soraa/SP36-18-09D-940-03 | Energy Avenue | 2020 | No
LED Lighting | Downlight | Soraa | True |  | LED | PAR36 |  | Product Description LIMITED STOCK - CALL FOR AVAILABILITY The Soraa SP36-18-09D-930-03 PAR36 LED lamps are ideal for use in a variety of indoor and outdoor applications. These 18.5 watt PAR36 floodlights provide crisp, white light due to their reduced power consumption and efficient use of lumens throughout the long life of each lamp. Enjoy energy cost savings of up to 85% and a long 356,000 hour life rating with this energy efficient lamp. Features: Suitable for fully enclosed fixtures with front glass covers Compatible wtih standard fixtures Suitable for dry and damp locations Dimmable Applications: Recessed downlighting Track lighting Landscapes Low-heat medical spotlighting Architectural accent lighting Museum lighting 18.5 Watt - 75 Watt Halogen Equal - 3000K - LIMITED STOCK - CALL FOR AVAILABILITY SORAA - 03375 - SP36-18-25D-930-03 - PAR36 LED Bulb | 3000 | 95 | 1000 | 54.0541 | 35000 | 18.5 | 1 | 39.9 | 39.9 | 46.884 | 2020Q2 | https://www.energyavenue.com/Soraa/SP36-18-25D-930-03 | Energy Avenue | 2020 | No
LED Lighting | Downlight | Soraa | True |  | LED | PAR36 |  | Product Description LIMITED STOCK - CALL FOR AVAILABILITY Soraa's SP36-18-25D-940-03 PAR36 LED bulb operates at only 18.5 watts, making it more energy efficient than its 75 watt halogen equivalent. See savings of up to 85% in energy costs, with improved reliability and performance. This LED bulb is rated to last 35,000 hours with consistent ligh output, and offers a 3 year or 25,000 hour warranty. Features: Dimmable Compatible with standard light fixtures Can be used with fully enclosed fixtures with front glass cover Suitable for dry and damp locations Applications: Recessed downlights Track lighting Security lighting Landscapes Architectural accent lighting 18.5 Watt - 75 Watt Halogen Equal - 4000K - LIMITED STOCK - CALL FOR AVAILABILITY SORAA - 03391 - SP36-18-25D-940-03 - PAR36 LED Bulb | 4000 | 95 | 1040 | 56.2162 | 35000 | 18.5 | 1 | 39.9 | 39.9 | 46.884 | 2020Q2 | https://www.energyavenue.com/Soraa/SP36-18-25D-940-03 | Energy Avenue | 2020 | No
LED Lighting | Downlight | Soraa | True |  | LED | PAR36 |  | Product Description LIMITED STOCK - CALL FOR AVAILABILITY Soraa's SP36-18-36D-927-03 18.5 watt PAR36 LED bulbs replace 75 watt halogen equivalent bulbs for better better performance and reliability. You can also benefit by saving up to 85% in energy costs, and longevity with a 35,000 hour life rating. Features: Dimmable Narrow spot compatible with Soraa Snap System accessories Thermally and geometrically compatible with standard fixtures Suitable for dry and damp locations Can be used in fully enclosed fixtures with front glass cover Applications: Lanscapes Track lighting Architectural accent lighting Museum lighting Recessed downlights Low-heat medical spotlighting 18.5 Watt - 75 Watt Halogen Equal - 2700K - LIMITED STOCK - CALL FOR AVAILABILITY SORAA - 03361 - SP36-18-36D-927-03 - PAR36 LED Bulb | 2700 | 95 | 930 | 50.2703 | 35000 | 18.5 | 1 | 39.9 | 39.9 | 46.884 | 2020Q2 | https://www.energyavenue.com/Soraa/SP36-18-36D-927-03 | Energy Avenue | 2020 | No
LED Lighting | Downlight | Soraa | True |  | LED | PAR36 |  | Product Description LIMITED STOCK - CALL FOR AVAILABILITY Soraa SP36-18-09D-930-03 PAR36 LED lamps provide crisp, white light due to their reduced power consumption and efficient use of lumens throughout the long life of each lamp. Enjoy savings of up to 85% with this energy efficient lamp. These 18.5 watt PAR36 floodlights are ideal for use in a variety of indoor and outdoor applications. Features: Suitable for fully enclosed fixtures with front glass covers Compatible wtih standard fixtures Suitable for dry and damp locations Dimmable Applications: Recessed downlighting Track lighting Landscapes Low-heat medical spotlighting Architectural accent lighting Museum lighting 18.5 Watt - 75 Watt Halogen Equal - 3000K - LIMITED STOCK - CALL FOR AVAILABILITY SORAA - 03377 - SP36-18-36D-930-03 - PAR36 LED Bulb | 3000 | 95 | 1000 | 54.0541 | 35000 | 18.5 | 1 | 39.9 | 39.9 | 46.884 | 2020Q2 | https://www.energyavenue.com/Soraa/SP36-18-36D-930-03 | Energy Avenue | 2020 | No
LED Lighting | Downlight | Soraa | True |  | LED | PAR36 |  | Product Description LIMITED STOCK - CALL FOR AVAILABILITY Enjoy better performance and reliability by switching to Soraa's SP36-18-36D-940-03 PAR36 LED lamps. At 18.5 watts, this bulb is more efficient and can yield up to 85% in savings on energy costs. It can be used in various indoor and outdoor applications, making it an ideal bulb for versatility and reliability. These PAR36 LED bubs are rated to last 35,000 hours, and come with a 3 year or 25,000 hour warranty. Features: Dimmable Compatible with standard light fixtures Can be used in fully enclosed fixtures with front glass covers Suitable for dry and damp locations Applications: Security lighting Recessed downlights Track lighting Architectural accent lighting Museum lighting 18.5 Watt - 75 Watt Halogen Equal - 4000K - LIMITED STOCK - CALL FOR AVAILABILITY SORAA - 03393 - SP36-18-36D-940-03 - PAR36 LED Bulb | 4000 | 95 | 1040 | 56.2162 | 35000 | 18.5 | 1 | 39.9 | 39.9 | 46.884 | 2020Q2 | https://www.energyavenue.com/Soraa/SP36-18-36D-940-03 | Energy Avenue | 2020 | No
LED Lighting | Downlight | Soraa | True |  | LED | PAR36 |  | Product Description LIMITED STOCK - CALL FOR AVAILABILITY Substitute halogen PAR36 bulbs with the energy efficient Soraa SP36-18-60D-927-03 18.5 watt LED bulbs. Save up to 85% in energy costs, and reduce maintenance on this bulb that is suitable for many indoor and outdoor applications. Multiple uses make this LED bulb a versatile alternative to halogen and incandescent equivalents. Features: Dimmable Can be used with fully enclosd fixtures and front glass covers Suitable for dry and damp locations Thermally and geometrically caompatible with standard fixtures Applications: Low-heat medical spotlighting Architectural accent lighting Recessed downlights Museum lighting Landscapes 18.5 Watt - 75 Watt Halogen Equal - 2700K - LIMITED STOCK - CALL FOR AVAILABILITY SORAA - 03363 - SP36-18-60D-927-03 - PAR36 LED Bulb | 2700 | 95 | 930 | 50.2703 | 35000 | 18.5 | 1 | 39.9 | 39.9 | 46.884 | 2020Q2 | https://www.energyavenue.com/Soraa/SP36-18-60D-927-03 | Energy Avenue | 2020 | No
LED Lighting | Reflector | Sylvania | True |  | LED | PAR20 | Medium (E26) | Product Description MUST ORDER IN MULTIPLE OF 6 Replace your old halogen bulbs with a LED PAR20 bulb from Sylvania. This 3000K ultra LED bulb Sylvania 40000 is brought to your from a name you can trust and offers long-lasting, reliable performance and an energy savings of up 87 percent. This product is Energey Star certified, rated for indoor use, and meets California Quality Tier 2 specifications. Best of all, there's no warm-up time, so the bulb lights at full power immediately. Sylvania LED5.5PAR20/830/FL30/10YV/GL/RP2 40000 Features: Replaces 50-, 75-, and 90-watt halogen bulbs 90+ CRI Residential or commercial applications Meets California Quality Tier 2 3.0 specifications JA8 certified Dimmable to 10 percent Energy Star rated Immediate operation Beam angle of 40 degrees 25,000 hour lifespan Five-year warranty Sylvania LED5.5PAR20/830/FL30/10YV/GL/RP2 40000 Applications: General lighting Recessed lighting Track lighting Wall washers LED5.5PAR20/DIM/930/FL40/22Y - 50W Halogen Equivalent - 500 Lumens - 120V - MUST ORDER IN MULTIPLE OF 6 Sylvania 40000 - 5.5W LED PAR20 - 3000K | 3000 | 90 | 500 | 90.9091 | 25000 | 5.5 | 1 | 9.79 | 9.79 | 11.5036 | 2020Q2 | https://www.energyavenue.com/Sylvania/40000 | Energy Avenue | 2020 | Yes
LED Lighting | Downlight | Sylvania | True |  |  |  | Medium (E26) | Product Description Update your residential or commercial lighting by installing these 8 or 10W LED downlight from the folks at Sylvania. These units offers a direct replacement for 65 - 100W incandescent lights while providing up to 85 percent savings on your energy consumption. You'll enjoy 3000K of warm white light for up to 50,000 hours, and you can use it indoors or out in dry, wet, and damp locations. Energy Star certified. Product Features: Retrofits existing 4-, 5-, and 6-inch housings Replaces incandescent downlights up to 100W Phase-cut dimmable with compatible dimmer switches Color accuracy of 92 CRI Beam angle of 110 degrees Rated for use in damp or wet locations CEC and Tier 2 compliant Energy Star certified Instant-on Lifespan of up to 50,000 hours Five-year warranty Applications: Healthcare Hospitality Residential Office Retail LED/RT5/6/725/930/G2/CEC - 725 Lumens - 92 CRI - 65W Incandescent Equivalent - 110° - 120V Sylvania 40629 - 8.5W LED Downlight - 3000K | 3000 | 92 | 725 | 85.2941 | 50000 | 8.5 | 4 | 57.84 | 14.46 | 16.9911 | 2020Q2 | https://www.energyavenue.com/Sylvania/40629 | Energy Avenue | 2020 | Yes
LED Lighting | Downlight | Sylvania | True |  |  |  |  | Product Description Whether it's for a new build or an upgrade, you can't go wrong when you use this 9W LED downlight kit to complete your next project. Brought to you by the folks at Sylvania as part of their UltraLED RT series, this product allows you to enjoy 4000K of bright, neutral light for up to 50,000 hours. It's Energy Star certified and can be used as a stand-alone luminaire or retrofit. Product Features: Replaces 13W CFL lamps Saves up to 31 percent on your energy consumption Battery backup-ready and field-installable 86-degree beam angle Color accuracy of >90 CRI Dimmable to 10 percent ASTM E283-04 rated for airtight performance Energy Star certified Lifespan of up to 50,000 hours Five-year standard warranty Applications: Recessed downlights Wall washes Spotlighting Narrow flood LEDRT8/R3A3000UD/940 - 3,000 Lumens - 90 CRI - 120-277V Sylvania 60785 - 32W LED Downlight - 4000K | 4000 | 90 | 3000 | 93.75 | 50000 | 32 | 1 | 80.29 | 80.29 | 94.3439 | 2020Q2 | https://www.energyavenue.com/Sylvania/60785 | Energy Avenue | 2020 | Yes
LED Lighting | Downlight | Sylvania | True |  |  |  |  | Product Description The Sylvania LEDMD4R/2A/800ST/9SC3 Selectable MICRODISK is a 13W powerful downlight with a slim profile. The LED downlight is easy to install in new and remodeled construction with its half-inch height. Choose from 5 CCT high-quality brightness levels with phase-cut dimmable options. It has a remote driver and a 5-year warranty too. Sylvania 61404 Features: 120W incandescent equivalent 50,000 life hours Energy Star certified Sylvania 61404 Applications: Residential use Indoor and outdoor use Dry and damp locations LEDMD4R/2A/800ST/9SC3 - 800 Lumens - 90 CRI - 120W Incandescent Equivalent - 120V Sylvania 61404 - 13W LED Downlight - Selectable | 2700 | 90 | 800 | 61.5385 | 50000 | 13 | 1 | 9.06 | 9.06 | 10.6459 | 2020Q2 | https://www.energyavenue.com/Sylvania/61404 | Energy Avenue | 2020 | Yes
LED Lighting | Downlight | Sylvania | True |  |  |  |  | Product Description The Sylvania LEDMD6R/2A/1200ST/9SC3 Selectable MICRODISK bulb has 5 high-quality CCT brightness levels with phase-cut dimmable lighting. The LED Downlight is Energy Star certified too, saving energy up to 92%. Install the slim profile in new, existing, and remodeled ceiling constructions. It has a 5-year warranty too. Sylvania 61405 Features: 50,000 life hours Remote driver 23W compact fluorescent lamp (CFL) equivalent Sylvania 61405 Applications: Indoor and outdoor use Dry and damp locations Residential and commercial use LEDMD6R/2A/1200ST/9SC3 - 1,200 Lumens - 90 CRI - 23W Fluorescent Equivalent - 120V Sylvania 61405 - 16W LED Downlight - Selectable | 2700 | 90 | 1200 | 75 | 50000 | 16 | 1 | 28.25 | 28.25 | 33.1948 | 2020Q2 | https://www.energyavenue.com/Sylvania/61405 | Energy Avenue | 2020 | Yes
LED Lighting | Downlight | Sylvania | True |  |  |  |  | Product Description When it comes to quality lighting, you know you can count on the folks at Sylvania. Take this 8 - 20W LED downlight, for example. It's from their ValueLED™ 5 CCT Selectable Slim MICRODISK™ line and offers up to 92 percent savings on your energy bill. It features a slim, 1/2-inch profile, a range of sizes up to eight inches, and it's Energy Star certified. Product Features: Replaces 100W incandescent lights and 22 or 32W CFL lamps Remote driver with CCT selection switch Available in 3-, 4-, 6-, and 8-inch diameters Phase-cut dimmable Slim profile is great for tight spaces, such as under joists cETLus and FCC listed, RoHS compliant Color accuracy of 90+ CRI Suitable for indoor and outdoor use in dry and damp locations Lifespan of up to 50,000 hours Five-year limited warranty Applications: Closets Task lighting Retail Residential Commercial LEDMD8R/2A/1600ST/9SC3 - 1600 Lumens - 90 CRI - 32W Fluorescent Equivalent - 120V Sylvania 61407 - 20W LED Downlight - Selectable | 2700 | 90 | 1600 | 80 | 50000 | 20 | 1 | 15.63 | 15.63 | 18.3659 | 2020Q2 | https://www.energyavenue.com/Sylvania/61407 | Energy Avenue | 2020 | Yes
LED Lighting | Downlight | Sylvania | True |  |  |  |  | Wattage13 Watt16 Watt17 Watt40 Watt8 Watt9 Watt92 WattColor Temp.3000KRecessed Housing4 inch Product Description MUST ORDER IN MULTIPLE OF 4 The Sylvania 70521 (LED/RT4/550/830) 8W LED RT4 recessed downlight kit is a great low energy retrofit option for incandescent downlights. It can also be used for new construction as well and is designed for most 4 inch fixtures. This Contractor Series LED RT4 Recessed Downlight Kit provides a color temperature of 3000K for a warm LED light that can be dimmed down to 25%. The kit is designed to last 11,000 hours and can use up to 86% less energy than incandescent downlights. Sylvania 70521 Features: Replacement for 50W incandescent lamps Fits into most 4 inch recessed downlight fixtures Instant-on output 80-degree beam angle and low glare Suitable for dry, damp and wet locations Sylvania 70521 Applications: Healthcare and hospitality Office, retail, and residential Alternate Product Versions $22.75 EACASE of 2EA add Sylvania 79751 - 16W LED Down Light Kit - 3000K LED/RT5/6/1200/930 - RT5/6 - 5 and 6 Inch Recessed Housing - 100W Incandescent Equivalent - 1200 Lumens - 90 CRI - 80 Degree Beam Angle - 120V - MUST ORDER IN MULTIPLE OF 2 $12.90 EACASE of 4EA add Sylvania 74405 - 9W LED Recessed Downlight Kit - 3000K LED/RT5/6/625/830 - RT5/6 - 5 and 6 Inch Recessed Housing - 65W Incandescent Equivalent - 625 Lumens - 80 CRI - 80 Degree Beam Angle - 120V - MUST ORDER IN MULTIPLE OF 4 $49.90 EACASE of 4EA add Sylvania 72530 - 17W LED Down Light Kit - 4000K LEDRT5/6/1500/HO/840 - RT5/6 HO - 5 and 6 Inch Recessed Housing - 26W and 32W CFL Equivalent - 1500 Lumens - 80 CRI - 120-277V - MUST ORDER IN MULTIPLE OF 4 $88.25 EACASE of 4EA add Sylvania 72628 - 40W LED Down Light Kit - 4000K LEDRT8/3000/940 - RT8 - 8 Inch Recessed Housing - 2x26W CFL Equivalent - 3000 Lumens - 90 CRI - 80 Degree Beam Angle - 120-277V $126.50 EACASE of 2EA add Sylvania 79756 - 92W LED Down Light Kit - 4000K LED/RT8/8000/840 - RT8 - 8 Inch - 150W HPS / 175W MH Equivalent - 8000 Lumens - 82 CRI - 80 Degree Beam Angle - 120-277V - MUST ORDER IN MULTIPLE OF 2 LED/RT4/550/830 - RT4 - 4 Inch Recessed Housing - 50W Incandescent Equivalent - 550 Lumens - 80 CRI - 80 Degree Beam Angle - 120V - MUST ORDER IN MULTIPLE OF 4 Sylvania 70521 - 8W LED Recessed Downlight Kit - 3000K | 3000 | 80 | 550 | 68.75 | 11000 | 8 | 1 | 10.75 | 10.75 | 12.6317 | 2020Q2 | https://www.energyavenue.com/Sylvania/70521 | Energy Avenue | 2020 | Yes
LED Lighting | Downlight | Sylvania | True |  |  |  |  | Wattage13 Watt16 Watt17 Watt40 Watt8 Watt9 Watt92 WattColor Temp.4000KRecessed Housing5 and 6 inch Product Description The Sylvania 72530 (LEDRT5/6/1500/HO/840) 17W Ultra LED RT5/6 HO Recessed Downlight Kit is a great low energy, high output system designed to replace compact fluorescent lamps. The 5 and 6 inch recessed housing has a 50,000 hour life and a cool 4000k color temperature. It’s compatible with 0-10V dimmable and can be used for both indoors and outdoor applications. Sylvania 72530 Features: Fits 5 and 6 inch CFL frames Suitable for dry, damp or wet indoor or outdoor locations Quickly and easily nstallation Reduces energy consumption up to 34% Sylvania 72530 Applications: New construction Retrofitting Indoor/outdoor Alternate Product Versions $10.75 EACASE of 4EA add Sylvania 70521 - 8W LED Recessed Downlight Kit - 3000K LED/RT4/550/830 - RT4 - 4 Inch Recessed Housing - 50W Incandescent Equivalent - 550 Lumens - 80 CRI - 80 Degree Beam Angle - 120V - MUST ORDER IN MULTIPLE OF 4 $22.75 EACASE of 2EA add Sylvania 79751 - 16W LED Down Light Kit - 3000K LED/RT5/6/1200/930 - RT5/6 - 5 and 6 Inch Recessed Housing - 100W Incandescent Equivalent - 1200 Lumens - 90 CRI - 80 Degree Beam Angle - 120V - MUST ORDER IN MULTIPLE OF 2 $12.90 EACASE of 4EA add Sylvania 74405 - 9W LED Recessed Downlight Kit - 3000K LED/RT5/6/625/830 - RT5/6 - 5 and 6 Inch Recessed Housing - 65W Incandescent Equivalent - 625 Lumens - 80 CRI - 80 Degree Beam Angle - 120V - MUST ORDER IN MULTIPLE OF 4 $88.25 EACASE of 4EA add Sylvania 72628 - 40W LED Down Light Kit - 4000K LEDRT8/3000/940 - RT8 - 8 Inch Recessed Housing - 2x26W CFL Equivalent - 3000 Lumens - 90 CRI - 80 Degree Beam Angle - 120-277V $126.50 EACASE of 2EA add Sylvania 79756 - 92W LED Down Light Kit - 4000K LED/RT8/8000/840 - RT8 - 8 Inch - 150W HPS / 175W MH Equivalent - 8000 Lumens - 82 CRI - 80 Degree Beam Angle - 120-277V - MUST ORDER IN MULTIPLE OF 2 LEDRT5/6/1500/HO/840 - RT5/6 HO - 5 and 6 Inch Recessed Housing - 26W and 32W CFL Equivalent - 1500 Lumens - 80 CRI - 120-277V - MUST ORDER IN MULTIPLE OF 4 Sylvania 72530 - 17W LED Down Light Kit - 4000K | 4000 | 80 | 1500 | 88.2353 | 50000 | 17 | 4 | 199.6 | 49.9 | 58.6344 | 2020Q2 | https://www.energyavenue.com/Sylvania/72530 | Energy Avenue | 2020 | Yes
LED Lighting | Downlight | Sylvania | True |  |  |  |  | Wattage13 Watt16 Watt17 Watt40 Watt8 Watt9 Watt92 WattColor Temp.4000KRecessed Housing8 Inch NOTICE: This Product Has Been Discontinued Please See the Following Comparable Products:Sylvania 60785 - 32W LED Downlight - 4000K -- LEDRT8/R3A3000UD/940 - 3,000 Lumens - 90 CRI - 120-277VYou can also browse our entire inventory of: LED Lighting FixturesProduct Description Brightening up the interior of your next build with the 40W Ultra LED RT8 recessed downlight kit from Sylvania. The Sylvania 72628 (LED/RT8/3000/940) offers up to 50,000 hours of illumination and a color temperature of 4000K. It is a highquality product that installs easily in a standard 8 inch CFL mounting frame for new construction and retrofit applications. Sylvania 72628 Features: UV fade protection Installs in less than four minutes Reduces energy consumption up to 50% No warmup time, instant-on Rated for dry, damp, and wet locations Sylvania 72628 Applications: Healthcare facilities Hospitality settings Office spaces Apartment complexes Residential interiors Retail establishments Alternate Product Versions $10.75 EACASE of 4EA add Sylvania 70521 - 8W LED Recessed Downlight Kit - 3000K LED/RT4/550/830 - RT4 - 4 Inch Recessed Housing - 50W Incandescent Equivalent - 550 Lumens - 80 CRI - 80 Degree Beam Angle - 120V - MUST ORDER IN MULTIPLE OF 4 $22.75 EACASE of 2EA add Sylvania 79751 - 16W LED Down Light Kit - 3000K LED/RT5/6/1200/930 - RT5/6 - 5 and 6 Inch Recessed Housing - 100W Incandescent Equivalent - 1200 Lumens - 90 CRI - 80 Degree Beam Angle - 120V - MUST ORDER IN MULTIPLE OF 2 $12.90 EACASE of 4EA add Sylvania 74405 - 9W LED Recessed Downlight Kit - 3000K LED/RT5/6/625/830 - RT5/6 - 5 and 6 Inch Recessed Housing - 65W Incandescent Equivalent - 625 Lumens - 80 CRI - 80 Degree Beam Angle - 120V - MUST ORDER IN MULTIPLE OF 4 $49.90 EACASE of 4EA add Sylvania 72530 - 17W LED Down Light Kit - 4000K LEDRT5/6/1500/HO/840 - RT5/6 HO - 5 and 6 Inch Recessed Housing - 26W and 32W CFL Equivalent - 1500 Lumens - 80 CRI - 120-277V - MUST ORDER IN MULTIPLE OF 4 $126.50 EACASE of 2EA add Sylvania 79756 - 92W LED Down Light Kit - 4000K LED/RT8/8000/840 - RT8 - 8 Inch - 150W HPS / 175W MH Equivalent - 8000 Lumens - 82 CRI - 80 Degree Beam Angle - 120-277V - MUST ORDER IN MULTIPLE OF 2 LEDRT8/3000/940 - RT8 - 8 Inch Recessed Housing - 2x26W CFL Equivalent - 3000 Lumens - 90 CRI - 80 Degree Beam Angle - 120-277V Sylvania 72628 - 40W LED Down Light Kit - 4000K | 4000 | 90 | 3000 | 75 | 50000 | 40 | 1 | 10.75 | 10.75 | 12.6317 | 2020Q2 | https://www.energyavenue.com/Sylvania/72628 | Energy Avenue | 2020 | Yes
LED Lighting | Downlight | Sylvania |  |  | LED | A19 | Medium (E26) | Product Description The Sylvania LED A19 LED lamp is a great way to create energy savings. This long life, 25,000 hour, lamp is an environmentally preferred product and offers huge savings over incandescents. At 450 lumens, this RoHS compliant lamp is great for many applications, and operates at 6 watt with a color temperature of 2700K. Applications: General lighting Recessed downlights Track lighting Wall washer Restaurants, galleries, museums, retail 6 Watt - 2700K - 450 Lumens Sylvania - 73016 - LED6A19/F/827/G2 - A19 LED - 40 Watt Incandescent Equal | 2700 | 80 | 450 | 75 | 25000 | 6 | 1 | 6.88 | 6.88 | 8.0843 | 2020Q2 | https://www.energyavenue.com/Sylvania/73016 | Energy Avenue | 2020 | No
LED Lighting | Downlight | Sylvania | True |  |  |  |  | Wattage13 Watt16 Watt17 Watt40 Watt8 Watt9 Watt92 WattColor Temp.3000KRecessed Housing5 and 6 inch Product Description MUST ORDER IN MULTIPLE OF 4 Whether it's for a new build or retrofitting an existing structure, the Sylvania 74405 (LED/RT5/6/625/830) 9W LED RT5/6 recessed downlight kit will exceed your expectations. It's part of the Sylvania Contractor Series RT5/6 line and installs easily into most 5 to 6 inch ceiling housing. This fixture last 5.5 times longer than a comparable incandescent fixture, and emits a bright white color temperature of 3000K. Sylvania 74405 Features: Up to 86 percent reduction in energy consumption 11,000 hour lifespan instant on, no warmup time for full illumination Rated for dry, damp, and wet locations Dimmable to 25 percent with compatible dimmers Sylvania 74405 Applications: Healthcare facilities Hospitality Office buildings Apartment buildings Residential settings Retail spaces Alternate Product Versions $10.75 EACASE of 4EA add Sylvania 70521 - 8W LED Recessed Downlight Kit - 3000K LED/RT4/550/830 - RT4 - 4 Inch Recessed Housing - 50W Incandescent Equivalent - 550 Lumens - 80 CRI - 80 Degree Beam Angle - 120V - MUST ORDER IN MULTIPLE OF 4 $22.75 EACASE of 2EA add Sylvania 79751 - 16W LED Down Light Kit - 3000K LED/RT5/6/1200/930 - RT5/6 - 5 and 6 Inch Recessed Housing - 100W Incandescent Equivalent - 1200 Lumens - 90 CRI - 80 Degree Beam Angle - 120V - MUST ORDER IN MULTIPLE OF 2 $49.90 EACASE of 4EA add Sylvania 72530 - 17W LED Down Light Kit - 4000K LEDRT5/6/1500/HO/840 - RT5/6 HO - 5 and 6 Inch Recessed Housing - 26W and 32W CFL Equivalent - 1500 Lumens - 80 CRI - 120-277V - MUST ORDER IN MULTIPLE OF 4 $88.25 EACASE of 4EA add Sylvania 72628 - 40W LED Down Light Kit - 4000K LEDRT8/3000/940 - RT8 - 8 Inch Recessed Housing - 2x26W CFL Equivalent - 3000 Lumens - 90 CRI - 80 Degree Beam Angle - 120-277V $126.50 EACASE of 2EA add Sylvania 79756 - 92W LED Down Light Kit - 4000K LED/RT8/8000/840 - RT8 - 8 Inch - 150W HPS / 175W MH Equivalent - 8000 Lumens - 82 CRI - 80 Degree Beam Angle - 120-277V - MUST ORDER IN MULTIPLE OF 2 LED/RT5/6/625/830 - RT5/6 - 5 and 6 Inch Recessed Housing - 65W Incandescent Equivalent - 625 Lumens - 80 CRI - 80 Degree Beam Angle - 120V - MUST ORDER IN MULTIPLE OF 4 Sylvania 74405 - 9W LED Recessed Downlight Kit - 3000K | 3000 | 80 | 625 | 69.4444 | 11000 | 9 | 1 | 12.9 | 12.9 | 15.158 | 2020Q2 | https://www.energyavenue.com/Sylvania/74405 | Energy Avenue | 2020 | Yes
LED Lighting | Downlight | Sylvania | True |  | LED | A19 | Medium (E26) | Product Description MUST ORDER IN MULTIPLE OF 6 Upgrade your lighting and save energy with this 5.5A19/DIM/O/827/U Ultra LED omni-directional bulb from Sylvania. This product offers superior performance from an LED A19 bulb and 2700K of cool white light that's dimmable to 10 percent. It's ideal for any home or commercial space that requires a standard bulb, and the RoHS compliant Product Features: ∙ UV, IR, mercury, and lead free ∙ Fits standard A19 and A21 lamp bases ∙ Reduces energy consumption by up to 85 percent ∙ 80 CRI ∙ Omni-directional beam ∙ RoHS compliant ∙ Instant-on ∙ Indoor and outdoor use ∙ Lifespan of up to 15,000 hours ∙ Dimmable to 10 percent ∙ Energy Star rated Applications: ∙ Downlights ∙ Pendant fixtures ∙ Table lamps LED5.5A19/DIM/O/827/U - 40W Incandescent Equivalent - 450 Lumens - 120V - MUST ORDER IN MULTIPLE OF 6 Sylvania 74688 - 5.5W LED A19 Bulb - 2700K | 2700 | 80 | 450 | 81.8182 | 15000 | 5.5 | 1 | 3.75 | 3.75 | 4.4064 | 2020Q2 | https://www.energyavenue.com/Sylvania/74688 | Energy Avenue | 2020 | No
LED Lighting | Downlight | Sylvania | True |  | LED | PAR38 | Medium (E26) | Product Description Get consistent performance while saving up to 87% on your energy bill by switching to this 14W LED PAR38 bulb from Sylvania. This flexible lamp adjusts through 12, 25, and 40 degree beam angles and emits 3000K of warm white light for up to 25,000 hours. RoHS compliant and Energy Star certified. Product Features: Replaces 100W Halogen lamps Adjustable beam angles Compatible with most E26 medium base lamps Works with most LED dimmers Color accuracy of 80 CRI Rated for use in wet locations and fully enclosed fixtures RoHS compliant Energy Star certified Food safe Lifespan of up to 25,000 hours Applications: General lighting Recessed downlight Track light Wall wash Narrow flood LED14PAR38/DIM/830/FL40/22Y/GL3/W/RP - 1,050 Lumens - 82 CRI - 100W Halogen Equivalent - 40° - 120V Sylvania 74943 - 14W LED PAR38 - 3000K | 3000 | 82 | 1050 | 75 | 25000 | 14 | 1 | 12.7 | 12.7 | 14.923 | 2020Q2 | https://www.energyavenue.com/Sylvania/74943 | Energy Avenue | 2020 | No
LED Lighting | Downlight | Sylvania | True |  | LED | MR16 | GU5.3 | Product Description The Sylvania 78231 ULTrA LED is a great low energy replacement for 35W halogen bulbs. The LED MR16 can be used in halogen retrofits or in new lighting solutions. Each LED MR16 uses up to 6W of power and are designed to last up to 25,000 hours. With its 2700K color temperature, each LED provides a soft white light and uses a GU%.3 base. Sylvania 78231 Features: Dimmable down to 10% 90 CRI Instant on lighting Suitable for use in damp locations Sylvania 78231 Applications: Recessed downlights Track lighting General lighting LED5MR16/DIM/827/FL35/GL/RP - 20W Halogen Equivalent - 350 Lumens - 12V Sylvania 78231 - 5W LED MR16 - 2700K | 2700 | 81 | 350 | 70 | 25000 | 5 | 1 | 170.65 | 170.65 | 200.5203 | 2020Q2 | https://www.energyavenue.com/Sylvania/78231 | Energy Avenue | 2020 | No
LED Lighting | Reflector | Sylvania | True |  | LED | PAR30 | Medium (E26) | Product Description MUST ORDER IN MULTIPLE OF 6 Sylvania's 78249 LED10PAR30LN/DIM/830/NFL25/22Y/GL3/W/RP LED PAR30 bulb is an energy efficient replacement for the 75W bulb, saving up to 87% from standard bulbs. The durable full body glass optics contribute to the visually pleasing design. The 3000K white light functioning at a 25-degree beam angle makes the ULTRA LED light even better. Sylvania LED10PAR30LN/DIM/830/NFL25/22Y/GL3/W/RP 78249 Features: On instantly without warm-up A dimming feature UL Wet rated Rated for use in enclosed fixtures 25,000 total hours Sylvania LED10PAR30LN/DIM/830/NFL25/22Y/GL3/W/RP 78249 Applications: Residential/Commercial Indoor/outdoor Wet/dry locations LED10PAR30LN/DIM/830/NFL25/22Y/GL3/W/RP - 75W Halogen Equivalent - 825 Lumens - 120V - MUST ORDER IN MULTIPLE OF 6 Sylvania 78249 - 10W LED PAR30 Bulb - 3000K | 3000 | 82 | 825 | 82.5 | 25000 | 10 | 1 | 12.7 | 12.7 | 14.923 | 2020Q2 | https://www.energyavenue.com/Sylvania/78249 | Energy Avenue | 2020 | Yes
LED Lighting | Downlight | Sylvania | True |  | LED | 2-Pin CFL | Medium (E26) | Product Description The Sylvania 78363 Renaissance LED is a great low energy LED used for floodlights and other applications. With its 2700K color temperature, t offers a warm white light and can last for up to 40,000 hours. Each LED PAR20 comes with a 5-year warranty to add peace of mind and there are three different beam angles you can set so that the light can be placed where needed. Sylvania 78363 Features: Indoor/outdoor design High lumen LEDs Design life: 40,000 hours 5 Year Warranty Sylvania 78363 Applications: General lighting Track lighting Recessed downlights LED8PAR20/HD/DIM/927/NFL25 - 50W Halogen Equivalent - 500 Lumens - 120V Sylvania 78363 - 8W LED PAR20 - 2700K | 2700 | 91 | 500 | 62.5 | 40000 | 8 | 1 | 10.28 | 10.28 | 12.0794 | 2020Q2 | https://www.energyavenue.com/Sylvania/78363 | Energy Avenue | 2020 | No
LED Lighting | Downlight | Sylvania | True |  | LED | PAR30 | Medium (E26) | Product Description MUST ORDER IN MULTIPLE OF 6 The Sylvania 79219 - LED8PAR30LN/DIM/830/FL30/G2/RP - PAR30 LED offers high end LED performance. This medium base PAR30 has a rated life span of 25,000 hours. This 3000Klamp provies an 86% savings compared to halogen equivalents, and are suited for use in damp locations. These lights are the ideal choice for any residential or retail space. This dimmable RoHS compliant lamp has a 30 degree beam angle. Applications: General lighting Accent/display lighting Track lighting Recessed downlighting Offices Residential Restaurants 8 Watt - 3000K - 650 Lumens - 30 Degree Beam Angle - MUST ORDER IN MULTIPLE OF 6 Sylvania - 79219 - LED8PAR30LN/DIM/830/FL30/G2/RP - PAR30 LED - 60 Watt Halogen Equivalent | 3000 | 82 | 650 | 81.25 | 25000 | 8 | 1 | 18.53 | 18.53 | 21.7735 | 2020Q2 | https://www.energyavenue.com/Sylvania/79219 | Energy Avenue | 2020 | No
LED Lighting | Downlight | Sylvania | False |  | LED | A19 | Medium (E26) | Product Description MUST ORDER IN MULTIPLE OF 6 Swap out your old-fashioned incandescent bulbs for these LED A19 lamps from Sylvania. This product offers a classic silhouette, and it will work with any E26 base fixture. With this long-life bulb, you'll enjoy 2700K of soft white light for up to 11,000 hours, and uses up to 85 percent less energy. Sylvania 79292 Features: Direct replacement for 100W incandescent bulbs Color accuracy of 80+ CRI Mercury, lead, and UV free RoHS compliant Available in color temperatures of 2700K, 3000K, 3500K, and 5000K Saves up to 85 percent on your energy bill Suitable for fully enclosed fixtures and damp environments Instant-on and flicker-free, with no warm up period Lifespan of up to 11,000 hours Applications: Pendant lamps Table lamps Floor lamps Downlights Wall sconces LED14A19/F/827/10YV/RP - 1,500 Lumens - 80 CRI - 100W Incandescent Equivalent - 120V - MUST ORDER IN MULTIPLE OF 6 Sylvania 79292 - 14W LED A19 - 2700K | 2700 | 80 | 1500 | 107.1429 | 11000 | 14 | 1 | 5.34 | 5.34 | 6.2747 | 2020Q2 | https://www.energyavenue.com/Sylvania/79292 | Energy Avenue | 2020 | No
LED Lighting | Reflector | Sylvania | True |  | LED | PAR30 |  | Product Description Part of the RENAISSANCE family, the Sylvania LED12.5PAR30/HD/DIM/935/NFL25 bulb provides powerful 3500K warm white light, but it does more than produce light. The LED PAR30 includes a dimming option (with a compatible device), instant on without delays or flickers, and Energy Star benefits. The 75W halogen bulb replacement lasts 40,000 life hours. Sylvania 79572 Features: Full optic lens 25° beam angle 5-year warranty Sylvania 79572 Applications: Dry and damp locations Residential and commercial use Indoor and outdoor use LED12.5PAR30/HD/DIM/935/NFL25 - 1,050 Lumens - 91 CRI - 75W Halogen Equivalent - 25° - 120V Sylvania 79572 - 12.5W LED PAR30 - 3500K | 3500 | 91 | 1050 | 84 | 40000 | 12.5 | 1 | 14.36 | 14.36 | 16.8736 | 2020Q2 | https://www.energyavenue.com/Sylvania/79572 | Energy Avenue | 2020 | Yes
LED Lighting | Downlight | Sylvania | True |  |  |  |  | Wattage13 Watt16 Watt17 Watt40 Watt8 Watt9 Watt92 WattColor Temp.4000KRecessed Housing8 Inch Product Description MUST ORDER IN MULTIPLE OF 2 Downlighting is one of the chicest ways to brighten up a space. Whether you’re looking for new lighting for your kitchen or new business space, this Sylvania 79756 (LED/RT8/8000/840) 92W Ultra LED RT8 Recessed Downlight Kit is a smart choice. Perfect for new constructions and retrofit applications, the installation is quick and easy for most standard eight-inch frames. You’ll also love how low-maintenance this kit is, providing up to 50,000 hours of 4000K light. Sylvania 79756 Features: Reduces energy consumption by up to 50% No warm-up time, instant-on Suitable for dry, damp and wet locations Optical design efficiently directs light output with low glare Sylvania 79756 Applications: Residential, retail and property management Offices, hospitals and hospitality Alternate Product Versions $10.75 EACASE of 4EA add Sylvania 70521 - 8W LED Recessed Downlight Kit - 3000K LED/RT4/550/830 - RT4 - 4 Inch Recessed Housing - 50W Incandescent Equivalent - 550 Lumens - 80 CRI - 80 Degree Beam Angle - 120V - MUST ORDER IN MULTIPLE OF 4 $22.75 EACASE of 2EA add Sylvania 79751 - 16W LED Down Light Kit - 3000K LED/RT5/6/1200/930 - RT5/6 - 5 and 6 Inch Recessed Housing - 100W Incandescent Equivalent - 1200 Lumens - 90 CRI - 80 Degree Beam Angle - 120V - MUST ORDER IN MULTIPLE OF 2 $12.90 EACASE of 4EA add Sylvania 74405 - 9W LED Recessed Downlight Kit - 3000K LED/RT5/6/625/830 - RT5/6 - 5 and 6 Inch Recessed Housing - 65W Incandescent Equivalent - 625 Lumens - 80 CRI - 80 Degree Beam Angle - 120V - MUST ORDER IN MULTIPLE OF 4 $49.90 EACASE of 4EA add Sylvania 72530 - 17W LED Down Light Kit - 4000K LEDRT5/6/1500/HO/840 - RT5/6 HO - 5 and 6 Inch Recessed Housing - 26W and 32W CFL Equivalent - 1500 Lumens - 80 CRI - 120-277V - MUST ORDER IN MULTIPLE OF 4 $88.25 EACASE of 4EA add Sylvania 72628 - 40W LED Down Light Kit - 4000K LEDRT8/3000/940 - RT8 - 8 Inch Recessed Housing - 2x26W CFL Equivalent - 3000 Lumens - 90 CRI - 80 Degree Beam Angle - 120-277V LED/RT8/8000/840 - RT8 - 8 Inch - 150W HPS / 175W MH Equivalent - 8000 Lumens - 82 CRI - 80 Degree Beam Angle - 120-277V - MUST ORDER IN MULTIPLE OF 2 Sylvania 79756 - 92W LED Down Light Kit - 4000K | 4000 | 82 | 8000 | 86.9565 | 50000 | 92 | 1 | 126.5 | 126.5 | 148.6424 | 2020Q2 | https://www.energyavenue.com/Sylvania/79756 | Energy Avenue | 2020 | No
LED Lighting | Reflector | Sylvania | True |  | LED | BR30 |  | Bulb ShapeA19BR30MR16PAR38Wattage10 Watt8.5 WattColor Temp.2700K to 6500KWorks withApple HomeKit Product Description MUST ORDER IN MULTIPLE OF 4 With easy installation and set up, the Sylvania LED10BR30CHOMEKITBLES+ 74988 smart home light led br30 bulb operates in dry and damp locations. The intelligent bulb is compatible with Apple HomeKit and an app offering bundled services such as Bluetooth and Siri installed. Operate this br30 led light bulb away from home using Apple's TV, iPad, and HomePod software via smartphone or tablet. Sylvania 74988 Features: Adjustable color temperature of 2700k - 6500k Easy set-up - Bluetooth, no hub required Millions of color options 15,000 life hours with 2-year manufacturer's warranty Application Notes: Requires an iOS 10.3 or later on Apple device Sylvania 74988 Applications: For indoor use only Home lighting Commercial use Alternate Product Versions $28.00 add Sylvania 73693 - 10W LED A19 - Adjustable White Lamp - 2700K to 6500K - Full Color SMART+ ZigBee® - LED10A19RGBWZBS+ - 800 Lumens - 80+ CRI - 120V - MUST ORDER IN MULTIPLE OF 4 $12.00 add Sylvania 74696 - 10W LED A19 - 2700K SMART+ A19 LED9A19DIM10YS+ - 60W Incandescent Equivalent - 800 Lumens - 80 CRI - E26 Base - MUST ORDER IN MULTIPLE OF 4 $14.00 add Sylvania 71831 - 9W LED A19 - Adjustable White Lamp - 2700K to 6500K SMART+ ZigBee® - LED9.5A19ADJW10YZBS+ - 800 Lumens - 80+ CRI - E26 Base - 120V $26.50 add Sylvania 74979 - 6W LED A19 - 2700K - Clear SMART+ Bluetooth® - LED6A19FWHOMEKITBLES+ - 650 Lumens - 80+ CRI - Works with Apple® HomeKit™ $38.00 add Sylvania 74484 - 10W LED A19 - Adjustable 2700K to 6500K Light - Full Color SMART+ Bluetooth® - LED10A19CHOMEKITBLES+ - 800 Lumens - 80+ CRI - Works with Apple® HomeKit™ - MUST ORDER IN MULTIPLE OF 4 $78.00 add Sylvania 74987 - 8.5W LED BR30 - 2700K SMART+ Bluetooth - LED8.5BR30WHOMEKITBLES+ - 800 Lumens - 80+ CRI - Works with Apple HomeKit - MUST ORDER IN MULTIPLE OF 4 $16.00 add Sylvania 74282 - 8.5W LED MR16 - Adjustable White Lamp - 2700K to 6500K SMART+ Zigbee LED8.5MR16ADJWZBS+ - 500 Lumens - 80+ CRI - 36 Degree Beam Angle - 12V $18.00 add Sylvania 74580 - 13W LED PAR38 - 3000K SMART+ ZigBee® - LED13PAR38DIM10YS+ - 1,050 Lumens - 80+ CRI - 40 Degree Beam Angle - 120V SMART+ Bluetooth - LED10BR30CHOMEKITBLES+ - 800 Lumens - 80+ CRI - Dimmable - Works with Apple® HomeKit™ - MUST ORDER IN MULTIPLE OF 4 Sylvania 74988 - 10W LED BR30 - Adjustable White Lamp - 2700K to 6500K - Full Color | 2700 | 80 | 800 | 80 | 15000 | 10 | 4 | 112 | 28 | 32.9011 | 2020Q2 | https://www.energyavenue.com/Sylvania/LED10BR30CHOMEKITBLES+ | Energy Avenue | 2020 | Yes
LED Lighting | Downlight | Sylvania | True |  |  |  |  | Wattage10 Watt13.5 Watt21 Watt Product Description The Sylvania LED21RTHODIM56RGBWS+ 74281 full-color adjustable from 27000K to 6500K LED downlight is a ZigBee-compatible smart home light that works nicely with other ZigBee products for the ultimate home automation system. The intelligent recessed lighting LED kit listens to smartphone, voice, and tablet commands to control the light switch, the light color, and the scene. Sylvania 74281 Features: Create schedules and light scenes. Group lights to control them all at once 50,000 life hours Illuminates 2700K-6500K color 5-year limited manufacturer's warranty Sylvania 74281 Applications: Dry, wet, and damp locations Indoor or outdoor use SMART+ commercial and residential use Application Notes: Requires ZigBee compatible automation hub(sold separately) Lamp dims via wireless control and will not operate with a dimmer switch. Remove all existing dimmer and replace with a regular switch and leave lamp in ON position. SMART+ ZigBee® RT5/6 HO - LED21RTHODIM56RGBWS+ - Fits Standard 5 or 6 inch Recessed Downlight Fixture - 1,400 Lumens - 90+ CRI - 120-277V Sylvania 74281 - 21W LED Recessed Lighting Kit - Adjustable Full Color 2700K to 6500K | 2700 | 90 | 1400 | 66.6667 | 50000 | 21 | 2 | 187.2 | 93.6 | 109.9836 | 2020Q2 | https://www.energyavenue.com/Sylvania/LED21RTHODIM56RGBWS+ | Energy Avenue | 2020 | Yes
LED Lighting | Downlight | Sylvania | True |  | LED | A19 |  | Product Description MUST ORDER IN MULTIPLE OF 6 The Sylvania 78108 Ultra HD 6W LED A19 is a superior performance light bulb suitable for household and commercial applications. At only 6 watts of energy, the bulb replaces a 40 watt incandescent bulbs while providing even more lumens. The 2700K color temperature is a warm white, and the bulb is rated with a high CRI of 93, so you can expect excellent color accuracy. Sylvania 78108 Features: Dimmable to 10 percent Indoor and outdoor damp rated 25,000 Hours of Life Sylvania 78108 Applications: Table Lamps Floor Lamps Ceiling Fixtures Wall Lights Downlights LED6A19/DIM/O/927/U/B - 40W Incandescent Equivalent - 93 CRI - 120V - Frosted - MUST ORDER IN MULTIPLE OF 6 Sylvania 78108 - 6W LED A19 - 2700K - E26 | 2700 | 93 | 470 | 78.3333 | 25000 | 6 | 1 | 3.9 | 3.9 | 4.5827 | 2020Q2 | https://www.energyavenue.com/Sylvania/LED6A19DIMO927UB | Energy Avenue | 2020 | No
LED Lighting | Downlight | Sylvania | True |  | LED | A19 |  | Bulb ShapeA19BR30MR16PAR38Wattage10 Watt6 Watt9 WattColor Temp.2700KWorks withApple HomeKit Product Description The Sylvania 74979 LED A19 light bulb is a great low energy designed to last up to 15,000 hours and comes equipped with a two-year manufacturer's warranty. By connecting this Sylvania SMART+ Bluetooth® a19 led dimmable bulb to your Apple Homekit System, you can change the settings with the use of your voice. Sylvania 74979 Features: Easy to set-up - bluetooth, no hub required Voice control using Siri Away-from-home control via AppleTV®, Apple iPad®, or Apple HomePod® Application notes: requires iOS 10.3, or later, Apple® device. Settings can be changed using Apple home app. Sylvania 74979 Applications: Residential lighting - chandelier, downlights, wall sconces, vanity and pendant fixtures Small businesses and commercial use Alternate Product Versions $28.00 add Sylvania 73693 - 10W LED A19 - Adjustable White Lamp - 2700K to 6500K - Full Color SMART+ ZigBee® - LED10A19RGBWZBS+ - 800 Lumens - 80+ CRI - 120V - MUST ORDER IN MULTIPLE OF 4 $12.00 add Sylvania 74696 - 10W LED A19 - 2700K SMART+ A19 LED9A19DIM10YS+ - 60W Incandescent Equivalent - 800 Lumens - 80 CRI - E26 Base - MUST ORDER IN MULTIPLE OF 4 $14.00 add Sylvania 71831 - 9W LED A19 - Adjustable White Lamp - 2700K to 6500K SMART+ ZigBee® - LED9.5A19ADJW10YZBS+ - 800 Lumens - 80+ CRI - E26 Base - 120V $38.00 add Sylvania 74484 - 10W LED A19 - Adjustable 2700K to 6500K Light - Full Color SMART+ Bluetooth® - LED10A19CHOMEKITBLES+ - 800 Lumens - 80+ CRI - Works with Apple® HomeKit™ - MUST ORDER IN MULTIPLE OF 4 $78.00 add Sylvania 74987 - 8.5W LED BR30 - 2700K SMART+ Bluetooth - LED8.5BR30WHOMEKITBLES+ - 800 Lumens - 80+ CRI - Works with Apple HomeKit - MUST ORDER IN MULTIPLE OF 4 $28.00 add Sylvania 74988 - 10W LED BR30 - Adjustable White Lamp - 2700K to 6500K - Full Color SMART+ Bluetooth - LED10BR30CHOMEKITBLES+ - 800 Lumens - 80+ CRI - Dimmable - Works with Apple® HomeKit™ - MUST ORDER IN MULTIPLE OF 4 $16.00 add Sylvania 74282 - 8.5W LED MR16 - Adjustable White Lamp - 2700K to 6500K SMART+ Zigbee LED8.5MR16ADJWZBS+ - 500 Lumens - 80+ CRI - 36 Degree Beam Angle - 12V $18.00 add Sylvania 74580 - 13W LED PAR38 - 3000K SMART+ ZigBee® - LED13PAR38DIM10YS+ - 1,050 Lumens - 80+ CRI - 40 Degree Beam Angle - 120V SMART+ Bluetooth® - LED6A19FWHOMEKITBLES+ - 650 Lumens - 80+ CRI - Works with Apple® HomeKit™ Sylvania 74979 - 6W LED A19 - 2700K - Clear | 2700 | 80 | 650 | 108.3333 | 15000 | 6 | 4 | 106 | 26.5 | 31.1385 | 2020Q2 | https://www.energyavenue.com/Sylvania/LED6A19FWHOMEKITBLES+ | Energy Avenue | 2020 | No
LED Lighting | Reflector | Sylvania | True |  | LED | BR30 | Medium (E26) | Product Description The Sylvania 74758 ULTRA LED reflector lamp is a mercury-free, lead-free, and energy-saving alternative to 65W fluorescent bulbs. With no harmful UV and IR rays, it safely produces 2700K yellow-white light with less energy, saving up to 90% off the electric bill. The LED BR30 functions well in damp and dry locations. Sylvania 74758 Features: Dim brightness down to 10% Uses 7.5x less energy 15,000 total hours UV and IR free Mercury and lead free RoHS compliant Sylvania 74758 Applications: Residential use Commercial use Art-inspired locations LED8.5BR30DIM827G4B - 65W Incandescent Equivalent - 650 Lumens - 120V Sylvania 74758 - 8.5W LED BR30 - 2700K | 2700 | 80 | 650 | 76.4706 | 15000 | 8.5 | 1 | 4.88 | 4.88 | 5.7342 | 2020Q2 | https://www.energyavenue.com/Sylvania/LED8.5BR30DIM827G4B | Energy Avenue | 2020 | Yes
LED Lighting | Reflector | Sylvania | True |  | LED | BR30 |  | Bulb ShapeA19BR30MR16PAR38Wattage10 Watt8.5 WattColor Temp.2700KWorks withApple HomeKit Product Description MUST ORDER IN MULTIPLE OF 4 Go green and hub-free with this bluetooth-activated BR30 LED bulb from your friends at Sylvania. This LED BR30 light bulb is part of their SYLVANIA SMART+ family of connected smart home lighting and accessories, and it's compatible with Apple HomeKit products. It can be activated via voice or remotely through AppleTV®, Apple iPad®, or Apple HomePod® connectivity from your smart phone. Sylvania 74987 Features: Direct replacement for traditional incandescent BR30 lamps Rated for indoor use in dry or damp locations No hub necessary; activates via Bluetooth, AppleTV, iPad, or Apple HomePod Siri and Apple HomeKit compatible Built-in on/off/dimming functions Color temperature of 2700K Color accuracy of 80+ CRI Lifespan of up to 15,000 hours Two-year limited manufacturer's warranty Application notes: Requires an Apple iOS 10.3 or later Sylvania 74987 Applications: For indoor use only Residential Office Small business Alternate Product Versions $28.00 add Sylvania 73693 - 10W LED A19 - Adjustable White Lamp - 2700K to 6500K - Full Color SMART+ ZigBee® - LED10A19RGBWZBS+ - 800 Lumens - 80+ CRI - 120V - MUST ORDER IN MULTIPLE OF 4 $12.00 add Sylvania 74696 - 10W LED A19 - 2700K SMART+ A19 LED9A19DIM10YS+ - 60W Incandescent Equivalent - 800 Lumens - 80 CRI - E26 Base - MUST ORDER IN MULTIPLE OF 4 $14.00 add Sylvania 71831 - 9W LED A19 - Adjustable White Lamp - 2700K to 6500K SMART+ ZigBee® - LED9.5A19ADJW10YZBS+ - 800 Lumens - 80+ CRI - E26 Base - 120V $26.50 add Sylvania 74979 - 6W LED A19 - 2700K - Clear SMART+ Bluetooth® - LED6A19FWHOMEKITBLES+ - 650 Lumens - 80+ CRI - Works with Apple® HomeKit™ $38.00 add Sylvania 74484 - 10W LED A19 - Adjustable 2700K to 6500K Light - Full Color SMART+ Bluetooth® - LED10A19CHOMEKITBLES+ - 800 Lumens - 80+ CRI - Works with Apple® HomeKit™ - MUST ORDER IN MULTIPLE OF 4 $28.00 add Sylvania 74988 - 10W LED BR30 - Adjustable White Lamp - 2700K to 6500K - Full Color SMART+ Bluetooth - LED10BR30CHOMEKITBLES+ - 800 Lumens - 80+ CRI - Dimmable - Works with Apple® HomeKit™ - MUST ORDER IN MULTIPLE OF 4 $16.00 add Sylvania 74282 - 8.5W LED MR16 - Adjustable White Lamp - 2700K to 6500K SMART+ Zigbee LED8.5MR16ADJWZBS+ - 500 Lumens - 80+ CRI - 36 Degree Beam Angle - 12V $18.00 add Sylvania 74580 - 13W LED PAR38 - 3000K SMART+ ZigBee® - LED13PAR38DIM10YS+ - 1,050 Lumens - 80+ CRI - 40 Degree Beam Angle - 120V SMART+ Bluetooth - LED8.5BR30WHOMEKITBLES+ - 800 Lumens - 80+ CRI - Works with Apple HomeKit - MUST ORDER IN MULTIPLE OF 4 Sylvania 74987 - 8.5W LED BR30 - 2700K | 2700 | 80 | 800 | 94.1176 | 15000 | 8.5 | 4 | 312 | 78 | 91.653 | 2020Q2 | https://www.energyavenue.com/Sylvania/LED8.5BR30WHOMEKITBLES+ | Energy Avenue | 2020 | Yes
LED Lighting | Downlight | Sylvania | True |  |  |  |  | Wattage10 Watt13 Watt9 WattDiameter4"Color Temp.2700K3000K Product Description MUST ORDER IN MULTIPLE OF 2 The Sylvania 74285 (LED/RT4/600/927/FL80) Ultra RT4 9W LED Recessed Downlight Kit provides bright warm light that can be aimed where it’s needed, thanks to the adjustable gimbal. The 9W LED light is equivalent to a 50 watt incandescent bulb for energy and cost savings. The 2700K warm white light is dimmable to 10 percent with a standard 120V dimmer. This four-inch LED recessed downlight kit is optimized for easy installation for new construction or retrofit. Sylvania 74285 Features: 82% energy savings and lasts up to 25 times longer than incandescent Optical design and instant on No UV or infrared radiation Integrated white trim and white baffle reflector Sylvania 74285 Applications: Retail and property management Healthcare, hospitality, office Residential Alternate Product Versions $15.50 EACASE of 2EA add Sylvania 74286 - 9W LED Recessed Downlight Kit - 3000K LED/RT4/600/930/FL80 - 4 Inch - 50W Incandescent Equivalent - E26 Medium Base - 600 Lumens - 90 CRI - 80 Degree Beam angle - 120V - MUST ORDER IN MULTIPLE OF 2 $15.45 EACASE of 2EA add Sylvania 74291 - 10W LED Recessed Downlight Kit - 3000K LED/RT5/6/700/930/FL80 - 5 Inch / 6 Inch - 65W Incandescent Equivalent - E26 Medium Base - 700 Lumens - 90 CRI - 80 Degree Beam angle - 120V $18.25 EACASE of 2EA add Sylvania 74294 - 13W LED Recessed Downlight Kit - 2700K LED/RT/5/6/900/927/FL80 - 5 Inch / 6 Inch - 75W Incandescent Equivalent - E26 Medium Base - 900 Lumens - 90 CRI - 80 Degree Beam angle - 120V LED/RT4/600/927/FL80 - 4 Inch - 50W Incandescent Equivalent - E26 Medium Base - 600 Lumens - 90 CRI - 80 Degree Beam Angle - 120V - MUST ORDER IN MULTIPLE OF 2 Sylvania 74285 - 9W LED Recessed Downlight Kit - 2700K | 2700 | 90 | 600 | 66.6667 | 50000 | 9 | 1 | 15.5 | 15.5 | 18.2131 | 2020Q2 | https://www.energyavenue.com/Sylvania/LEDRT4600927FL80 | Energy Avenue | 2020 | Yes
LED Lighting | Downlight | Sylvania | True |  |  |  |  | Wattage10 Watt13 Watt9 WattDiameter4"Color Temp.2700K3000K NOTICE: This Product Has Been DiscontinuedProduct Description MUST ORDER IN MULTIPLE OF 2 For energy savings and an attractive replacement for incandescent light fixtures, the Sylvania 74286 (LED/RT4/600/930/FL80) Ultra RT4 is a perfect choice. The 9W LED Recessed Downlight Kit produces 600 lumens of bright warm light at a fraction of the operational cost of an incandescent bulb. It would take a 50W incandescent bulb to produce a similar amount of light, and the LED Ultra RT4 lasts up to 25 times longer. Color temperature of 3000K produces a soft but bright warm light. The light is suitable for indoor or outdoor applications and safe in damp or wet conditions. Sylvania 74286 Features: Instant on and dimmable down to 10% 25 times longer than incandescent Reduces energy consumption by up to 82% savings No UV or infrared radiation Sylvania 74286 Applications: Residential lighting Healthcare, hospitality, office Property management and retail Alternate Product Versions $15.50 EACASE of 2EA add Sylvania 74285 - 9W LED Recessed Downlight Kit - 2700K LED/RT4/600/927/FL80 - 4 Inch - 50W Incandescent Equivalent - E26 Medium Base - 600 Lumens - 90 CRI - 80 Degree Beam Angle - 120V - MUST ORDER IN MULTIPLE OF 2 $15.45 EACASE of 2EA add Sylvania 74291 - 10W LED Recessed Downlight Kit - 3000K LED/RT5/6/700/930/FL80 - 5 Inch / 6 Inch - 65W Incandescent Equivalent - E26 Medium Base - 700 Lumens - 90 CRI - 80 Degree Beam angle - 120V $18.25 EACASE of 2EA add Sylvania 74294 - 13W LED Recessed Downlight Kit - 2700K LED/RT/5/6/900/927/FL80 - 5 Inch / 6 Inch - 75W Incandescent Equivalent - E26 Medium Base - 900 Lumens - 90 CRI - 80 Degree Beam angle - 120V LED/RT4/600/930/FL80 - 4 Inch - 50W Incandescent Equivalent - E26 Medium Base - 600 Lumens - 90 CRI - 80 Degree Beam angle - 120V - MUST ORDER IN MULTIPLE OF 2 Sylvania 74286 - 9W LED Recessed Downlight Kit - 3000K | 3000 | 90 | 600 | 66.6667 | 50000 | 9 | 1 | 15.5 | 15.5 | 18.2131 | 2020Q2 | https://www.energyavenue.com/Sylvania/LEDRT4600930FL80 | Energy Avenue | 2020 | Yes
LED Lighting | Downlight | Sylvania | True |  |  |  |  | Product Description BACKORDER UNTIL MAY 2020 MUST ORDER IN MULTIPLE OF 2 The Sylvania 74290 recessed downlight kit is a great low energy solution for both new construction and retrofit use. Each LED uses up to 10W of power and can replace 100W incandescent lamps. Designed to last up to 50,000 hours, these LEDs give off a warm white light with its 2700K color temperature. The Sylvania 74290 is compatible with dimmers and can be dimmed down to 10%. Sylvania 74290 Features: Indoor/outdoor use Dimmable Beam angle: 80° Sylvania 74290 Applications: Property management Residential lighting Office lighting LED/RT/5/6/700/927/FL80 - RT5/6 - 5 & 6 Inch Recessed Housing - 75W Incandescent Equal - 900 Lumens - 90 CRI - 80 Degree Beam Angle - 120V - MUST ORDER IN MULTIPLE OF 2 - BACKORDER UNTIL MAY 2020 Sylvania 74290 - 13W LED Recessed Downlight Kit - 2700K | 2700 | 90 | 700 | 70 | 50000 | 10 | 1 | 14.68 | 14.68 | 17.2496 | 2020Q2 | https://www.energyavenue.com/Sylvania/LEDRT56700927FL80 | Energy Avenue | 2020 | Yes
LED Lighting | Downlight | Sylvania | True |  |  |  |  | Wattage10 Watt13 Watt9 WattDiameter5"6"Color Temp.3000K NOTICE: This Product Has Been Discontinued Please See the Following Comparable Products:Sylvania 40629 - 8.5W LED Downlight - 3000K -- LED/RT5/6/725/930/G2/CEC - 725 Lumens - 92 CRI - 65W Incandescent Equivalent - 110° - 120VYou can also browse our entire inventory of: LED Lighting FixturesProduct Description The Sylvania 74291 (LED/RT5/6/700/930/FL80) Ultra RT5/6 LED 10W recessed downlight kit is a dimmable light that’s perfect for both home and business lighting applications. The kit is designed for easy installation with optimization for retrofit applications as well as new construction. No warm-up time, instant on, dimmable down to 10%, and has 3000k color temperature. Sylvania 74291 Features: Easy installation in most standard 5 inch or 6 inch housing No UV or infrared radiation to fade furnishing Optimized for new retrofit and construction Suitable for damp, dry, and wet locations Sylvania 74291 Applications: For indoor and outdoor use Residential and property management Healthcare and hospitality Office and retail Alternate Product Versions $15.50 EACASE of 2EA add Sylvania 74285 - 9W LED Recessed Downlight Kit - 2700K LED/RT4/600/927/FL80 - 4 Inch - 50W Incandescent Equivalent - E26 Medium Base - 600 Lumens - 90 CRI - 80 Degree Beam Angle - 120V - MUST ORDER IN MULTIPLE OF 2 $15.50 EACASE of 2EA add Sylvania 74286 - 9W LED Recessed Downlight Kit - 3000K LED/RT4/600/930/FL80 - 4 Inch - 50W Incandescent Equivalent - E26 Medium Base - 600 Lumens - 90 CRI - 80 Degree Beam angle - 120V - MUST ORDER IN MULTIPLE OF 2 $18.25 EACASE of 2EA add Sylvania 74294 - 13W LED Recessed Downlight Kit - 2700K LED/RT/5/6/900/927/FL80 - 5 Inch / 6 Inch - 75W Incandescent Equivalent - E26 Medium Base - 900 Lumens - 90 CRI - 80 Degree Beam angle - 120V LED/RT5/6/700/930/FL80 - 5 Inch / 6 Inch - 65W Incandescent Equivalent - E26 Medium Base - 700 Lumens - 90 CRI - 80 Degree Beam angle - 120V Sylvania 74291 - 10W LED Recessed Downlight Kit - 3000K | 3000 | 90 | 700 | 70 | 50000 | 10 | 1 | 15.5 | 15.5 | 18.2131 | 2020Q2 | https://www.energyavenue.com/Sylvania/LEDRT56700930FL80 | Energy Avenue | 2020 | Yes
LED Lighting | Downlight | Sylvania | True |  |  |  |  | Wattage10 Watt13 Watt9 WattDiameter5"6"Color Temp.2700K Product Description The Sylvania 74294 (LED/RT/5/6/900/927/FL80) Ultra LED RT5/6 is a high performance LED downlight recessed kit for applications where modern light design and bright warm light is needed. The 13W LED recessed downlight kit delivers 900 lumens of 2700K warm white light. With excellent color rendering at up to 90 CRI, the LED light won’t fade furniture, carpeting or other objects. LEDs reduce energy consumption as compared to incandescent and they last much longer. Sylvania 74294 Features: Replacement for 75W incandescent lamp Suitable for wet, dry, and damp locations Optimized for new construction and retrofit applications Dimmable down to 10% Sylvania 74294 Applications: Retail and Office Hospitality and healthcare Residential and property management Alternate Product Versions $15.50 EACASE of 2EA add Sylvania 74285 - 9W LED Recessed Downlight Kit - 2700K LED/RT4/600/927/FL80 - 4 Inch - 50W Incandescent Equivalent - E26 Medium Base - 600 Lumens - 90 CRI - 80 Degree Beam Angle - 120V - MUST ORDER IN MULTIPLE OF 2 $15.50 EACASE of 2EA add Sylvania 74286 - 9W LED Recessed Downlight Kit - 3000K LED/RT4/600/930/FL80 - 4 Inch - 50W Incandescent Equivalent - E26 Medium Base - 600 Lumens - 90 CRI - 80 Degree Beam angle - 120V - MUST ORDER IN MULTIPLE OF 2 $15.45 EACASE of 2EA add Sylvania 74291 - 10W LED Recessed Downlight Kit - 3000K LED/RT5/6/700/930/FL80 - 5 Inch / 6 Inch - 65W Incandescent Equivalent - E26 Medium Base - 700 Lumens - 90 CRI - 80 Degree Beam angle - 120V LED/RT/5/6/900/927/FL80 - 5 Inch / 6 Inch - 75W Incandescent Equivalent - E26 Medium Base - 900 Lumens - 90 CRI - 80 Degree Beam angle - 120V Sylvania 74294 - 13W LED Recessed Downlight Kit - 2700K | 2700 | 90 | 900 | 69.2308 | 50000 | 13 | 1 | 18.25 | 18.25 | 21.4445 | 2020Q2 | https://www.energyavenue.com/Sylvania/LEDRT56900927FL80 | Energy Avenue | 2020 | Yes
LED Lighting | Decorative | TCP Lighting | True |  | LED | G25 | Medium (E26) | Product Description The TCP FG25D60GL1 5W globe is the perfect replacement for 40W halogen globes. Besides a standard E26 base, the LED G25 Globe illuminates 1800K-3200K yellow to neutral white light for 15,000 life hours because of its unique LED filament configuration. It also functions properly indoors and outdoors in dry and damp locations. TCP FG25D60GL1 Features: Low heat generation Energy savings up to 85% 3-year warranty TCP FG25D60GL1 Applications: General Lighting Decorative Lighting Outdoor Fixtures 500 Lumens - 80 CRI - 40W Incandescent Equivalent - 120V TCP FG25D60GL1 - 5W LED G25 Globe - 1800K-3200K | 1800 | 80 | 500 | 100 | 15000 | 5 | 12 | 83.88 | 6.99 | 8.2135 | 2020Q2 | https://www.energyavenue.com/TCP-Lighting/FG25D60GL1 | Energy Avenue | 2020 | Yes
LED Lighting | Downlight | TCP Lighting | True |  | LED | PAR30 | Medium (E26) | Bulb ShapePAR20PAR30PAR38Wattage12.5 WattBeam Angle25°40° Product Description OUT OF STOCK UNTIL MID-MAY 2020 The TCP L15P30DFLA PAR30 LED bulb's cone shape is shatter-resistant with a universal E26 base. The energy-efficient Allusion™ Warm Dimming LED has a smooth dimming feature and a 3000K-2000K neutral to warm radiance. This operates on 12.5 watts with a 40-degree beam angle. This bulb will function effectively across dry and damp locations. TCP Lighting L15P30DFLA Features: 90W equivalent bulb replacement 25,000 life hours 5-year warranty TCP Lighting L15P30DFLA Applications: Table Lamps Track Lights Recessed Downlights Alternate Product Versions $9.14 add TCP L15P38DNFLA - 12.5W LED PAR38 - 3000K-2000K Allusion™ Warm Dimming LED - 975 Lumens - 80 CRI - 90W Incandescent Equivalent - 25° - 120V $9.14 add TCP L15P38DFLA - 12.5W LED PAR38 - 3000K-2000K Allusion™ Warm Dimming LED - 975 Lumens - 80 CRI - 90W Incandescent Equivalent - 40° - 120V $7.53 add TCP L15P30DNFLA - 12.5W LED PAR30 - 3000K-2000K Allusion™ Warm Dimming LED - 950 Lumens - 80 CRI - 90W Incandescent Equivalent - 25° - 120V $6.23 add TCP L7P20DNFLA - 6.5W LED PAR20 - 3000K-2000K Allusion™ Warm Dimming LED - 525 Lumens - 80 CRI - 50W Incandescent Equivalent - 25° - 120V $6.23 add TCP L7P20DFLA - 6.5W LED PAR20 - 3000K-2000K Allusion™ Warm Dimming LED - 525 Lumens - 80 CRI - 50W Incandescent Equivalent - 40° - 120V Allusion™ Warm Dimming LED - 950 Lumens - 80 CRI - 90W Incandescent Equivalent - 40° - 120V - OUT OF STOCK UNTIL MID-MAY 2020 TCP L15P30DFLA - 12.5W LED PAR30 - 3000K-2000K | 3000 | 80 | 950 | 76 | 25000 | 12.5 | 1 | 7.53 | 7.53 | 8.848 | 2020Q2 | https://www.energyavenue.com/TCP-Lighting/L15P30DFLA | Energy Avenue | 2020 | No
LED Lighting | Reflector | TCP Lighting | True |  | LED | MR16 | GU5.3 | Product Description When looking at the TCP L712VMR16DNFLA LED MR16, you know you have a great low energy alternative to traditional halogen bulbs. Each of these LEDs from Allusion™ Warm Dimming LED uses only 7W of power. It has an adjustable color temperature that ranges from 3000K-1800K. These LEDs are designed to last up to 25,000 hours and have a three-year warranty so that the bulbs last for many years. TCP Lighting L712VMR16DNFLA Features: Dimmable Indoor/outdoor compatibility TCP Lighting L712VMR16DNFLA Applications: Decorative lighting Floor lamps Track lights Allusion™ Warm Dimming LED - 350 Lumens - 80 CRI - 50W Halogen Equivalent - 20° - 12V TCP L712VMR16DNFLA - 6W LED MR16 - 3000K-1800K | 3000 | 80 | 350 | 58.3333 | 25000 | 6 | 1 | 10.31 | 10.31 | 12.1146 | 2020Q2 | https://www.energyavenue.com/TCP-Lighting/L712VMR16DNFLA | Energy Avenue | 2020 | Yes
LED Lighting | Reflector | TCP Lighting | False |  | LED | PAR30SN | Medium (E26) | Product Description TCP's award winning LED Par lamps are now even better. The TCP LED10P30S30KFL PAR30 long neck lamp delivers a long life of 25,000 hours at 10 watts and 120 volts, which minimizes replacement and maintenance costs. It also uses up to 85 percent less energy, offering immediate and long-term savings for your home or business.Other features include: New smooth outer housing 5-year warranty 650 lumens 40° beam angle 3000Kcolor temperature 10 Watt - Medium (E26) Base - 120V - 82 CRI - 40° Beam Angle - 3000KWarm White TCP Lighting - LED10P30S30KFL - PAR30SN LED - 60 Watt Halogen Equivalent | 3000 | 82 | 650 | 65 | 25000 | 10 | 12 | 185.4 | 15.45 | 18.1543 | 2020Q2 | https://www.energyavenue.com/TCP-Lighting/LED10P30S30KFL | Energy Avenue | 2020 | Yes
LED Lighting | Downlight | TCP Lighting | True |  | LED | PAR30 | Medium (E26) | Bulb ShapePAR30PAR38Wattage10 Watt14 WattColor Temp.2700KBeam Angle40° NOTICE: This Product Has Been Discontinued Please See the Following Comparable Products:TCP Lighting - LED PAR30 Short Neck -- 12 Watt - 75 Watt Halogen Equivalent - 40° Beam Angle - 120V - 2700K Warm WhiteYou can also browse our entire inventory of: LED Light BulbsProduct Description The TCP Elite Dimmable PAR30 is an elegant round light that’s uses up to 85 percent less energy than similar halogen bulbs. The TCP LED10P30SD27KFL, 10W LED PAR30 Short Neck bulb, is perfect for applications where bright light and design elements are important. The 2700K color temperature is a classic warm light with a CRI of 80 for accurate color rendering. The 10W bulb can replace a 60W incandescent bulb while giving the same amount of light. TCP LED10P30SD27KFL Features: Up to 85% less energy than halogen Dimmable and smooth outer housing 25,000 hours of long life and 5 years warranty TCP LED10P30SD27KFL Applications: Track and display lighting Recessed downlights Art Galleries Outdoors in Protective Fixtures Alternate Product Versions $12.00 add TCP Lighting - LED PAR30 Long Neck 14 Watt - 90 Watt Halogen Equivalent - 25° Beam Angle - 120V - 2700K Warm White $12.80 add TCP LED14P30D30KNFL - 14W LED PAR30 - 3000K - E26 75 Watt Halogen Equivalent - 1100 Lumens - 80 CRI - 25 Degree Beam Angle - 120V - Long Neck $12.00 add TCP Lighting - LED14P38D30KNFL - Dimmable PAR38 LED - 90 Watt Incandescent Equivalent 14 Watt - Medium (E26) Base - 25° Beam Angle - 120V - 82 CRI - 3000KWarm White $13.90 add TCP Lighting - LED17P38D30KNFL - Dimmable PAR38 LED - 120 Watt Incandescent Equivalent 17 Watt - Medium (E26) Base - 25° Beam Angle - 120V - 82 CRI - 3000KWarm White $11.65 add TCP LED14P30D27KFL - 14W LED PAR30 - 2700K - E26 75W Incandescent Equivalent - 1050 Lumens - 80 CRI - 40 Degree Beam Angle - 120V - Long Neck - OUT OF STOCK UNTIL MID-JUNE 2020 60W Incandescent Equivalent - 700 Lumens - 80 CRI - 40 Degree Beam Angle - 120V - Short Neck TCP LED10P30SD27KFL - 10W LED PAR30 - 2700K - E26 | 2700 | 82 | 600 | 60 | 25000 | 10 | 12 | 144 | 12 | 14.1005 | 2020Q2 | https://www.energyavenue.com/TCP-Lighting/LED10P30SD27KFL | Energy Avenue | 2020 | No
LED Lighting |  | TCP Lighting | True |  | LED | PAR30SN | Medium (E26) | Product Description The TCP Elite LED Designer series combines traditional beauty with top-notch technology. This PAR30 Short Neck LED lamp is Energy Efficient; up to 85% less energy than halogen replacements. TCP has designed a new smooth outer housing for low heat generation which is light weight: track and down light installations are not strained by excess weight. Also, with a high CRI and excellent color consistency, these lamps are ideal for display lights. Make your merchandise, art, or jewelry pop with color!Other features include: New smooth outer housing 5-year warranty 650 lumens 40 degree beam angle 3000Kcolor temperature Applications: Track Lights Recessed Lights Display Outdoor Fixtures that Protect Lamps from Elements 10 Watt - 60 Watt Halogen Equivalent - 40° Beam Angle - 120V - 3000K Warm White TCP Lighting - LED10P30SD30KFL - PAR30 Short Neck LED | 3000 | 82 | 650 | 65 | 25000 | 10 | 12 | 177.48 | 14.79 | 17.3788 | 2020Q2 | https://www.energyavenue.com/TCP-Lighting/LED10P30SD30KFL | Energy Avenue | 2020 | Yes
LED Lighting | Downlight | TCP Lighting | True |  | LED | R20 | Medium (E26) | Product Description TCPs new ELITE Series LED BR lamps looks like an incandescent with an amazing 80% energy savings! The TCP Lighting LED10R20D41K has an amazing 25,000 hours of maintainence free life. This bulb replaces a 65 watt incandescent bulb. This new Elite Series LED R20 comes with a new smooth outer housing and is dimmable. This lamp is both Energy Star approved and UL listed outdoors when protected from the elements. Features: Shatter Resistent Excellent Color Consistencyand CRI Low weight Very low heat generation Up to 85% less energy thanhalogen alternatives Applications: Recessed Downlights Track Lights Display Lights Outdoor Fixtures that Protect Lamps from the Elements Medium (E26) Base - 82 CRI - 4100K Cool White TCP Lighting - LED10R20D41K - R20 LED Flood Lamp - 10 Watt | 4100 | 82 | 700 | 70 | 25000 | 10 | 12 | 88.8 | 7.4 | 8.6953 | 2020Q2 | https://www.energyavenue.com/TCP-Lighting/LED10R20D41K | Energy Avenue | 2020 | No
LED Lighting | Reflector | TCP Lighting | True |  | LED | BR40 | Medium (E26) | Product Description The TCP LED12BR40D27K is ideal for energy savings. These LED R40 lamps deliver a long life of 25,000 hours at 12 watts and 120V, which minimizes replacement and maintenance costs. This BR40 lamp features a medium E26 base.Other features include: 5-year warranty 850 lumens 85 watt incandescent equivalent 2700K color temperature 12 Watt - Medium (E26) Base - 120V - 82 CRI - 2700K Warm White TCP Lighting - LED12BR40D27K - Dimmable BR40 LED - 85 Watt Incandescent Equivalent | 2700 | 82 | 850 | 70.8333 | 25000 | 12 | 12 | 67.2 | 5.6 | 6.5802 | 2020Q2 | https://www.energyavenue.com/TCP-Lighting/LED12BR40D27K | Energy Avenue | 2020 | Yes
LED Lighting | Reflector | TCP Lighting | True |  | LED | BR40 | Medium (E26) | Product Description The TCP LED12BR40D30K is ideal for energy savings. These LED R40 lamps deliver a long life of 25,000 hours at 12 watts and 120V, which minimizes replacement and maintenance costs. This BR40 lamp features a medium E26 base.Other features include: 5-year warranty 875 lumens 85 watt incandescent equivalent 3000Kcolor temperature 12 Watt - Medium (E26) Base - 120V - 82 CRI - 3000KWarm White TCP Lighting - LED12BR40D30K - Dimmable BR40 LED - 85 Watt Incandescent Equivalent | 3000 | 82 | 875 | 72.9167 | 25000 | 12 | 12 | 63.6 | 5.3 | 6.2277 | 2020Q2 | https://www.energyavenue.com/TCP-Lighting/LED12BR40D30K | Energy Avenue | 2020 | Yes
LED Lighting | Reflector | TCP Lighting | True |  | LED | BR40 | Medium (E26) | Product Description The TCP LED12BR40D41K is ideal for energy savings. These LED R40 lamps deliver a long life of 25,000 hours at 12 watts and 120V, which minimizes replacement and maintenance costs. This BR40 lamp features a medium E26 base.Other features include: 5-year warranty 900 lumens 85 watt incandescent equivalent 4100K color temperature 12 Watt - Medium (E26) Base - 120V - 82 CRI - 4100K Cool White TCP Lighting - LED12BR40D41K - Dimmable BR40 LED - 85 Watt Incandescent Equivalent | 4100 | 82 | 900 | 75 | 25000 | 12 | 12 | 58.8 | 4.9 | 5.7577 | 2020Q2 | https://www.energyavenue.com/TCP-Lighting/LED12BR40D41K | Energy Avenue | 2020 | Yes
LED Lighting | Reflector | TCP Lighting | False |  | LED | PAR30 | Medium (E26) | Product Description TCP's award winning LED Par lamps are now even better. The TCP LED12P3027KFL PAR30 long neck lamp delivers a long life of 25,000 hours at 12 watts and 120 volts, which minimizes replacement and maintenance costs. It also uses up to 85 percent less energy, offering immediate and long-term savings for your home or business.Other features include: New smooth outer housing 5-year warranty 800 lumens 40° beam angle 2700K color temperature 12 Watt - Medium (E26) Base - 120V - 82 CRI - 40° Beam Angle - 2700K Warm White TCP Lighting - LED12P3027KFL - PAR30LN LED - 75 Watt Halogen Equivalent | 2700 | 82 | 800 | 66.6667 | 25000 | 12 | 12 | 168 | 14 | 16.4505 | 2020Q2 | https://www.energyavenue.com/TCP-Lighting/LED12P3027KFL | Energy Avenue | 2020 | Yes
LED Lighting | Reflector | TCP Lighting | False |  | LED | PAR30 | Medium (E26) | Product Description TCP's award winning LED Par lamps are now even better. The TCP LED12P3030KFL PAR30 long neck lamp delivers a long life of 25,000 hours at 12 watts and 120 volts, which minimizes replacement and maintenance costs. It also uses up to 85 percent less energy, offering immediate and long-term savings for your home or business.Other features include: New smooth outer housing 5-year warranty 825 lumens 40° beam angle 3000Kcolor temperature 12 Watt - Medium (E26) Base - 120V - 82 CRI - 40° Beam Angle - 3000KWarm White TCP Lighting - LED12P3030KFL - PAR30LN LED - 75 Watt Halogen Equivalent | 3000 | 82 | 825 | 68.75 | 25000 | 12 | 12 | 185.4 | 15.45 | 18.1543 | 2020Q2 | https://www.energyavenue.com/TCP-Lighting/LED12P3030KFL | Energy Avenue | 2020 | Yes
LED Lighting | Reflector | TCP Lighting | False |  | LED | PAR30 | Medium (E26) | Product Description TCP's award winning LED Par lamps are now even better. The TCP LED12P3030KNFL PAR30 long neck lamp delivers a long life of 25,000 hours at 12 watts and 120 volts, which minimizes replacement and maintenance costs. It also uses up to 85 percent less energy, offering immediate and long-term savings for your home or business.Other features include: New smooth outer housing 5-year warranty 825 lumens 25° beam angle 3000Kcolor temperature 12 Watt - Medium (E26) Base - 120V - 82 CRI - 25° Beam Angle - 3000KWarm White TCP Lighting - LED12P3030KNFL - PAR30LN LED - 75 Watt Halogen Equivalent | 3000 | 82 | 825 | 68.75 | 25000 | 12 | 1 | 7 | 7 | 8.2253 | 2020Q2 | https://www.energyavenue.com/TCP-Lighting/LED12P3030KNFL | Energy Avenue | 2020 | Yes
LED Lighting | Reflector | TCP Lighting | False |  | LED | PAR30SN | Medium (E26) | Product Description TCP's award winning LED Par lamps are now even better. The TCP LED12P30S27KNFL PAR30 short neck lamp delivers a long life of 25,000 hours at 12 watts and 120 volts, which minimizes replacement and maintenance costs. It also uses up to 85 percent less energy, offering immediate and long-term savings for your home or business.Other features include: New smooth outer housing 5-year warranty 800 lumens 25° beam angle 2700K color temperature 12 Watt - Medium (E26) Base - 120V - 82 CRI - 25° Beam Angle - 2700K Warm White TCP Lighting - LED12P30S27KNFL - PAR30SN LED - 75 Watt Halogen Equivalent | 2700 | 82 | 800 | 66.6667 | 25000 | 12 | 12 | 168 | 14 | 16.4505 | 2020Q2 | https://www.energyavenue.com/TCP-Lighting/LED12P30S27KNFL | Energy Avenue | 2020 | Yes
LED Lighting | Downlight | TCP Lighting | True |  | LED | PAR30SN | Medium (E26) | Product Description The TCP Elite LED Designer series combines traditional beauty with top-notch technology. This PAR30SN LED lamp is Energy Efficient; up to 85% less energy than halogen replacements. TCP has designed a new smooth outer housing for low heat generation which is light weight: track and down light installations are not strained by excess weight. Also, with a high CRI and excellent color consistency, these lamps are ideal for display lights. Make your merchandise, art, or jewelry pop with color!Other features include: New smooth outer housing New Uniform Dimming 5-year warranty 800 lumens 40° beam angle 2700K color temperature Up to 85% less energy than halogen lamps Applications: Track Lights Recessed Downlights Display Lights Outdoor Fixtures that Portect Lamps from the Elements 12 Watt - 75 Watt Halogen Equivalent - 40° Beam Angle - 120V - 2700K Warm White TCP Lighting - LED PAR30 Short Neck | 2700 | 82 | 800 | 66.6667 | 25000 | 12 | 12 | 154.56 | 12.88 | 15.1345 | 2020Q2 | https://www.energyavenue.com/TCP-Lighting/LED12P30SD27KFL | Energy Avenue | 2020 | No
LED Lighting | Reflector | TCP Lighting | True |  | LED | PAR30 | Medium (E26) | Product Description The dimmable LED12P30SD27KFL95 PAR30 short neck LED lamp from TCP is an excellent LED lamp with it's high 90 CRI output! This bulb is UL approved for damp locations and enclosed fixtures. At 12 watt this LED is equal to a 65 watt halogen bulb. Equipped with a 5 year warranty and 25,000 life hours this bulb can save you up to 80% on energy cost compared to halogen lights. At 2700K, with a 40 degree beam angle and 650 lumens, this light is a great choice for your lighting needs. Features: Shatter resistant Low heat generation Smooth housing Applications: Track and display lights Ceiling fixtures Table and floor lamps 12 Watt - 90 CRI - 2700K - 40° TCP - LED12P30SD27KFL95 - PAR30 Short Neck LED - 65 Watt Halogen Equivalent | 2700 | 90 | 650 | 54.1667 | 25000 | 12 | 1 | 12.75 | 12.75 | 14.9817 | 2020Q2 | https://www.energyavenue.com/TCP-Lighting/LED12P30SD27KFL95 | Energy Avenue | 2020 | Yes
LED Lighting | Reflector | TCP Lighting | True |  | LED | PAR30SN | Medium (E26) | Product Description TCP's award winning LED Par lamps are now even better. The TCP LED12P30SD27KNFL PAR30 short neck lamp delivers a long life of 25,000 hours at 12 watts and 120 volts, which minimizes replacement and maintenance costs. It also uses up to 85 percent less energy, offering immediate and long-term savings for your home or business.Other features include: New smooth outer housing 5-year warranty 800 lumens 25° beam angle 2700K color temperature 12 Watt - Medium (E26) Base - 25° Beam Angle - 120V - 82 CRI - 2700K Warm White TCP Lighting - LED12P30SD27KNFL - Dimmable PAR30SN LED - 75 Watt Halogen Equivalent | 2700 | 82 | 800 | 66.6667 | 25000 | 12 | 12 | 141.6 | 11.8 | 13.8655 | 2020Q2 | https://www.energyavenue.com/TCP-Lighting/LED12P30SD27KNFL | Energy Avenue | 2020 | Yes
LED Lighting | Reflector | TCP Lighting | True |  | LED | PAR30 | Medium (E26) | Product Description ASSEMBLY ITEM, SHIPS OUT AFTER 10 BUSINESS DAYS The dimmable LED12P30SD27KNFL95 PAR30 short neck LED lamp from TCP is an excellent LED lamp with it's high 90 CRI output! This bulb is UL approved for damp locations and enclosed fixtures. At 12 watt this LED is equal to a 65 watt halogen bulb. Equipped with a 5 year warranty and 25,000 life hours this bulb can save you up to 80% on energy cost compared to halogen lights. At 2700K, with a 25 degree beam angle and 650 lumens, this light is a great choice for your lighting needs. Features: Shatter resistant Low heat generation Smooth housing Applications: Track and display lights Ceiling fixtures Table and floor lamps 12 Watt - 90 CRI - 2700K - 25° TCP - LED12P30SD27KNFL95 - PAR30 Short Neck LED - 65 Watt Halogen Equivalent | 2700 | 90 | 650 | 54.1667 | 25000 | 12 | 1 | 12.75 | 12.75 | 14.9817 | 2020Q2 | https://www.energyavenue.com/TCP-Lighting/LED12P30SD27KNFL95 | Energy Avenue | 2020 | Yes
LED Lighting | Reflector | TCP Lighting | True |  | LED | PAR30 | Medium (E26) | Product Description The dimmable LED12P30SD27KSP95 PAR30 short neck LED lamp from TCP is an excellent LED lamp with it's high 90 CRI output! This bulb is UL approved for damp locations and enclosed fixtures. At 12 watt this LED is equal to a 65 watt halogen bulb. Equipped with a 5 year warranty and 25,000 life hours this bulb can save you up to 80% on energy cost compared to halogen lights. At 2700K, with a 15 degree beam angle and 650 lumens, this light is a great choice for your lighting needs. Features: Shatter resistant Low heat generation Smooth housing Applications: Track and display lights Ceiling fixtures Table and floor lamps 12 Watt - 90 CRI - 2700K - 15° TCP - LED12P30SD27KSP95 - PAR30 Short Neck LED - 65 Watt Halogen Equivalent | 2700 | 90 | 650 | 54.1667 | 25000 | 12 | 1 | 12.75 | 12.75 | 14.9817 | 2020Q2 | https://www.energyavenue.com/TCP-Lighting/LED12P30SD27KSP95 | Energy Avenue | 2020 | Yes
LED Lighting | Downlight | TCP Lighting | True |  | LED | PAR30SN | Medium (E26) | Product Description The TCP Elite LED Designer series combines traditional beauty with top-notch technology. This PAR30 short neck LED lamp is Energy Efficient; up to 85% less energy than halogen replacements. TCP has designed a new smooth outer housing for low heat generation which is light weight: track and down light installations are not strained by excess weight. Also, with a high CRI and excellent color consistency, these lamps are ideal for display lights. Make your merchandise, art, or jewelry pop with color!Other features include: New smooth outer housing 5-year warranty 825 lumens 40 degree beam angle 3000Kcolor temperature Applications: Track Lights Recessed Downlights Display Lights Outdoor Fixtures that Protect Lamps from Elements 12 Watt - 75 Watt Halogen Equivalent - 40° Beam Angle - 120V - 3000KWarm White TCP Lighting - LED12P30SD30KFL - LED PAR30 Short Neck | 3000 | 82 | 825 | 68.75 | 25000 | 12 | 12 | 138 | 11.5 | 13.5129 | 2020Q2 | https://www.energyavenue.com/TCP-Lighting/LED12P30SD30KFL | Energy Avenue | 2020 | No
LED Lighting | Reflector | TCP Lighting | True |  | LED | PAR30 | Medium (E26) | Product Description The dimmable LED12P30SD30KFL95 PAR30 short neck LED lamp from TCP is an excellent LED lamp with it's high 90 CRI output! This bulb is UL approved for damp locations and enclosed fixtures. At 12 watt this LED is equal to a 65 watt halogen bulb. Equipped with a 5 year warranty and 25,000 life hours this bulb can save you up to 80% on energy cost compared to halogen lights. At 3000K, with a 40 degree beam angle and 650 lumens, this light is a great choice for your lighting needs. Features: Shatter resistant Low heat generation Smooth housing Applications: Track and display lights Ceiling fixtures Table and floor lamps 12 Watt - 90 CRI - 3000K - 40° TCP - LED12P30SD30KFL95 - PAR30 Short Neck LED - 65 Watt Halogen Equivalent | 3000 | 90 | 650 | 54.1667 | 25000 | 12 | 1 | 12.75 | 12.75 | 14.9817 | 2020Q2 | https://www.energyavenue.com/TCP-Lighting/LED12P30SD30KFL95 | Energy Avenue | 2020 | Yes
LED Lighting | Reflector | TCP Lighting | True |  | LED | PAR30SN | Medium (E26) | Product Description TCP's award winning LED Par lamps are now even better. The TCP LED12P30SD30KNFL PAR30 short neck lamp delivers a long life of 25,000 hours at 12 watts and 120 volts, which minimizes replacement and maintenance costs. It also uses up to 85 percent less energy, offering immediate and long-term savings for your home or business.Other features include: New smooth outer housing 5-year warranty 825 lumens 25° beam angle 3000Kcolor temperature 12 Watt - Medium (E26) Base - 25° Beam Angle - 120V - 82 CRI - 3000KWarm White TCP Lighting - LED12P30SD30KNFL - Dimmable PAR30SN LED - 75 Watt Halogen Equivalent | 3000 | 82 | 825 | 68.75 | 25000 | 12 | 12 | 135 | 11.25 | 13.2192 | 2020Q2 | https://www.energyavenue.com/TCP-Lighting/LED12P30SD30KNFL | Energy Avenue | 2020 | Yes
LED Lighting | Downlight | TCP Lighting | True |  | LED | PAR30 | Medium (E26) | Bulb ShapePAR30PAR38Wattage10 Watt14 WattColor Temp.2700K3000KBeam Angle25°40° Product Description OUT OF STOCK UNTIL MID-JUNE 2020 TCP's award winning LED Par lamps are now even better. The TCP LED14P30D27KFL PAR30 lamp long neck 2700k delivers a long life of 25,000 hours at 14 watts and 120 volts, which minimizes replacement and maintenance costs. The precise lighting heightens colors of focal points while sustaining uniform illumination. It also delivers 1050 lumens and uses up to 85 percent less energy, offering immediate and long-term savings for your home or business. TCP LED14P30D27KFL Features: New smooth outer housing Shatter resistant and unique Full Face Optic Long life up to 25,000 Hours and 5 years warranty 40° beam angle TCP LED14P30D27KFL Applications: Recessed downlights Track lights and display lights Weather protected outdoor lights Alternate Product Versions $12.00 add TCP Lighting - LED PAR30 Long Neck 14 Watt - 90 Watt Halogen Equivalent - 25° Beam Angle - 120V - 2700K Warm White $12.80 add TCP LED14P30D30KNFL - 14W LED PAR30 - 3000K - E26 75 Watt Halogen Equivalent - 1100 Lumens - 80 CRI - 25 Degree Beam Angle - 120V - Long Neck $12.00 add TCP Lighting - LED14P38D30KNFL - Dimmable PAR38 LED - 90 Watt Incandescent Equivalent 14 Watt - Medium (E26) Base - 25° Beam Angle - 120V - 82 CRI - 3000KWarm White $13.90 add TCP Lighting - LED17P38D30KNFL - Dimmable PAR38 LED - 120 Watt Incandescent Equivalent 17 Watt - Medium (E26) Base - 25° Beam Angle - 120V - 82 CRI - 3000KWarm White $12.55 add TCP LED10P30SD27KFL - 10W LED PAR30 - 2700K - E26 60W Incandescent Equivalent - 700 Lumens - 80 CRI - 40 Degree Beam Angle - 120V - Short Neck 75W Incandescent Equivalent - 1050 Lumens - 80 CRI - 40 Degree Beam Angle - 120V - Long Neck - OUT OF STOCK UNTIL MID-JUNE 2020 TCP LED14P30D27KFL - 14W LED PAR30 - 2700K - E26 | 2700 | 82 | 1050 | 75 | 25000 | 14 | 12 | 139.8 | 11.65 | 13.6892 | 2020Q2 | https://www.energyavenue.com/TCP-Lighting/LED14P30D27KFL | Energy Avenue | 2020 | No
LED Lighting |  | TCP Lighting | True |  | LED | PAR30 | Medium (E26) | Bulb ShapePAR30PAR38Wattage10 Watt14 WattColor Temp.2700K3000KBeam Angle25°40° Product Description The TCP Elite LED Designer series combines traditional beauty with top-notch technology. This PAR30 LED lamp is Energy Efficient; up to 85% less energy than halogen replacements. TCP has designed a new smooth outer housing for low heat generation which is light weight: track and down light installations are not strained by excess weight. Also, with a high CRI and excellent color consistency, these lamps are ideal for display lights. Make your merchandise, art, or jewelry pop with color!Other features include: New smooth outer housing 5-year warranty 1050 lumens 25° beam angle 2700K color temperature Applications: Track Lights Recessed Lights Display Lights Outdoor Fixtures that Protect Lamps from Elements Alternate Product Versions $12.80 add TCP LED14P30D30KNFL - 14W LED PAR30 - 3000K - E26 75 Watt Halogen Equivalent - 1100 Lumens - 80 CRI - 25 Degree Beam Angle - 120V - Long Neck $12.00 add TCP Lighting - LED14P38D30KNFL - Dimmable PAR38 LED - 90 Watt Incandescent Equivalent 14 Watt - Medium (E26) Base - 25° Beam Angle - 120V - 82 CRI - 3000KWarm White $13.90 add TCP Lighting - LED17P38D30KNFL - Dimmable PAR38 LED - 120 Watt Incandescent Equivalent 17 Watt - Medium (E26) Base - 25° Beam Angle - 120V - 82 CRI - 3000KWarm White $11.65 add TCP LED14P30D27KFL - 14W LED PAR30 - 2700K - E26 75W Incandescent Equivalent - 1050 Lumens - 80 CRI - 40 Degree Beam Angle - 120V - Long Neck - OUT OF STOCK UNTIL MID-JUNE 2020 $12.55 add TCP LED10P30SD27KFL - 10W LED PAR30 - 2700K - E26 60W Incandescent Equivalent - 700 Lumens - 80 CRI - 40 Degree Beam Angle - 120V - Short Neck 14 Watt - 90 Watt Halogen Equivalent - 25° Beam Angle - 120V - 2700K Warm White TCP Lighting - LED PAR30 Long Neck | 2700 | 82 | 1050 | 75 | 25000 | 14 | 12 | 144 | 12 | 14.1005 | 2020Q2 | https://www.energyavenue.com/TCP-Lighting/LED14P30D27KNFL | Energy Avenue | 2020 | Yes
LED Lighting | Reflector | TCP Lighting | True |  | LED | PAR30 | Medium (E26) | Product Description TCP's award winning LED Par lamps are now even better. The TCP LED14P30D30KFL PAR30 long neck lamp delivers a long life of 25,000 hours at 14 watts and 120 volts, which minimizes replacement and maintenance costs. It also uses up to 85 percent less energy, offering immediate and long-term savings for your home or business.Other features include: New smooth outer housing 5-year warranty 1100 lumens 40° beam angle 3000Kcolor temperature 14 Watt - Medium (E26) Base - 40° Beam Angle - 120V - 82 CRI - 3000KWarm White TCP Lighting - LED14P30D30KFL - Dimmable PAR30LN LED - 90 Watt Halogen Equivalent | 3000 | 82 | 1100 | 78.5714 | 25000 | 14 | 12 | 162 | 13.5 | 15.863 | 2020Q2 | https://www.energyavenue.com/TCP-Lighting/LED14P30D30KFL | Energy Avenue | 2020 | Yes
LED Lighting | Downlight | TCP Lighting | True |  | LED | PAR30 | Medium (E26) | Bulb ShapePAR30PAR38Wattage10 Watt14 WattColor Temp.2700K3000KBeam Angle25° Product Description The TCP Elite LED Designer series combines traditional beauty with top-notch technology. This PAR30 LED lamp long neck is Energy Efficient; up to 85% less energy than halogen replacements. TCP has designed a new smooth outer housing for low heat generation which is light weight: track and down light installations are not strained by excess weight. Also, with a high CRI and excellent color consistency, these lamps are ideal for display lights. Make your merchandise, art, or jewelry pop with color!Other features include: New smooth outer housing 5-year warranty 1100 lumens 25 degree beam angle 3000Kcolor temperature Applications: Track Lights Recessed Downlights Display Lights Outdoor Fixtures that protect from elements Alternate Product Versions $12.00 add TCP Lighting - LED PAR30 Long Neck 14 Watt - 90 Watt Halogen Equivalent - 25° Beam Angle - 120V - 2700K Warm White $12.00 add TCP Lighting - LED14P38D30KNFL - Dimmable PAR38 LED - 90 Watt Incandescent Equivalent 14 Watt - Medium (E26) Base - 25° Beam Angle - 120V - 82 CRI - 3000KWarm White $13.90 add TCP Lighting - LED17P38D30KNFL - Dimmable PAR38 LED - 120 Watt Incandescent Equivalent 17 Watt - Medium (E26) Base - 25° Beam Angle - 120V - 82 CRI - 3000KWarm White $11.65 add TCP LED14P30D27KFL - 14W LED PAR30 - 2700K - E26 75W Incandescent Equivalent - 1050 Lumens - 80 CRI - 40 Degree Beam Angle - 120V - Long Neck - OUT OF STOCK UNTIL MID-JUNE 2020 $12.55 add TCP LED10P30SD27KFL - 10W LED PAR30 - 2700K - E26 60W Incandescent Equivalent - 700 Lumens - 80 CRI - 40 Degree Beam Angle - 120V - Short Neck 75 Watt Halogen Equivalent - 1100 Lumens - 80 CRI - 25 Degree Beam Angle - 120V - Long Neck TCP LED14P30D30KNFL - 14W LED PAR30 - 3000K - E26 | 3000 | 82 | 1100 | 78.5714 | 25000 | 14 | 12 | 153.6 | 12.8 | 15.0405 | 2020Q2 | https://www.energyavenue.com/TCP-Lighting/LED14P30D30KNFL | Energy Avenue | 2020 | No
LED Lighting | Reflector | TCP Lighting | True |  | LED | PAR30 | Medium (E26) | Product Description The dimmable LED14P30D30KSP95 PAR30 long neck LED lamp from TCP is an excellent LED lamp with it's high 90 CRI output! This bulb is UL approved for damp locations and enclosed fixtures. At 14 watt this LED is equal to a 75 watt halogen bulb. Equipped with a 5 year warranty and 25,000 life hours this bulb can save you up to 80% on energy cost compared to halogen lights. At 3000K, with a 15 degree beam angle and 850 lumens, this light is a great choice for your lighting needs. TCP LED14P30D30KSP95 Features: Shatter resistant Low heat generation Smooth housing TCP LED14P30D30KSP95 Applications: Track and display lights Ceiling fixtures Table and floor lamps 14 Watt - 90 CRI - 3000K - 15° TCP LED14P30D30KSP95 - PAR30 Long Neck LED - 75 Watt Halogen Equivalent | 3000 | 90 | 850 | 60.7143 | 25000 | 14 | 1 | 19.75 | 19.75 | 23.207 | 2020Q2 | https://www.energyavenue.com/TCP-Lighting/LED14P30D30KSP95 | Energy Avenue | 2020 | Yes
LED Lighting | Decorative | TCP Lighting | True |  | LED | B11 (Candle) | Candelabra (E12) | Product Description The TCP LED4E12B1127K is ideal for creating a warm atmosphere. These LED B11 lamps deliver a long life of 25,000 hours at 4 watts and 120V, which minimizes replacement and maintenance costs. This decorative lamp features a candelabra E12 base.Other features include: 3-year warranty 200 lumens 25 watt incandescent equivalent 2700K color temperature UL listed 4 Watt - Candelabra (E12) Base - 120V - 82 CRI - 2700K Warm White TCP Lighting - LED4E12B1127K - Dimmable B11 Decorative LED - 25 Watt Incandescent Equivalent | 2700 | 82 | 200 | 50 | 25000 | 4 | 1 | 4.55 | 4.55 | 5.3464 | 2020Q2 | https://www.energyavenue.com/TCP-Lighting/LED4E12B1127K | Energy Avenue | 2020 | Yes
LED Lighting | Decorative | TCP Lighting | True |  | LED | B11 (Candle) | Candelabra (E12) | Product Description The TCP LED4E12B1127KF is ideal for creating a warm atmosphere. These LED B11 lamps deliver a long life of 25,000 hours at 4 watts and 120V, which minimizes replacement and maintenance costs. This decorative lamp features a candelabra E12 base.Other features include: 3-year warranty 200 lumens 25 watt incandescent equivalent 2700K color temperature UL listed 4 Watt - Candelabra (E12) Base - 120V - 82 CRI - 2700K Warm White TCP Lighting - LED4E12B1127KF - Dimmable Frosted B11 LED - 25 Watt Incandescent Equivalent | 2700 | 82 | 200 | 50 | 25000 | 4 | 1 | 4.88 | 4.88 | 5.7342 | 2020Q2 | https://www.energyavenue.com/TCP-Lighting/LED4E12B1127KF | Energy Avenue | 2020 | Yes
LED Lighting | Decorative | TCP Lighting | True |  | LED | B11 (Candle) | Medium (E26) | Product Description The TCP LED4E26B1127K is ideal for creating a warm atmosphere. These LED B11 lamps deliver a long life of 25,000 hours at 4 watts and 120V, which minimizes replacement and maintenance costs. This decorative lamp features a medium E26 base.Other features include: 3-year warranty 200 lumens 25 watt incandescent equivalent 2700K color temperature UL listed 4 Watt - Medium (E26) Base - 120V - 82 CRI - 2700K Warm White TCP Lighting - LED4E26B1127K - Dimmable B11 LED - 25 Watt Incandescent Equivalent | 2700 | 82 | 200 | 50 | 25000 | 4 | 1 | 4.44 | 4.44 | 5.2172 | 2020Q2 | https://www.energyavenue.com/TCP-Lighting/LED4E26B1127K | Energy Avenue | 2020 | Yes
LED Lighting | Decorative | TCP Lighting | True |  | LED | B11 (Candle) | Medium (E26) | Product Description The TCP LED4E26B1127KF is ideal for creating a warm atmosphere. These LED B11 lamps deliver a long life of 25,000 hours at 4 watts and 120V, which minimizes replacement and maintenance costs. This decorative lamp features a medium E26 base.Other features include: 3-year warranty 200 lumens 25 watt incandescent equivalent 2700K color temperature 4 Watt - Medium (E26) Base - 120V - 82 CRI - 2700K Warm White TCP Lighting - LED4E26B1127KF - Dimmable Frosted B11 LED - 25 Watt Incandescent Equivalent | 2700 | 82 | 200 | 50 | 25000 | 4 | 1 | 4.55 | 4.55 | 5.3464 | 2020Q2 | https://www.energyavenue.com/TCP-Lighting/LED4E26B1127KF | Energy Avenue | 2020 | Yes
LED Lighting | Decorative | TCP Lighting | True |  | LED | B11 (Candle) | Candelabra (E12) | Product Description Introducing TCP Allusion “incandescent-like” LED smooth warm dimming technology. LEDs with unique dimming profile that replicates true incandescent/halogen dimming. The TCP LED5E12B11DA Allusion LED B11 Candelabra lamp is a great lamp for your lighting needs. At 5 Watts this LED is equivalent to a 25 Watt Incandescent fixture. Features: Energy efficient: Up to 85% more efficient than incandescent/halogen replacements Long life: 25,000 hours Similar look and feel as incandescent alternative Approved for damp locations 5 Watt - 82 CRI TCP Lighting - LED5E12B11DA - Dimmable B11 LED Candelabra Bulb | 1900 | 82 | 300 | 60 | 25000 | 5 | 1 | 6.25 | 6.25 | 7.344 | 2020Q2 | https://www.energyavenue.com/TCP-Lighting/LED5E12B11DA | Energy Avenue | 2020 | Yes
LED Lighting | Decorative | TCP Lighting | True |  | LED | G16 | Candelabra (E12) | Product Description The TCP LED5E12G1627K is ideal for decorative dimming applications and works great for outdoor fixtures. This decorative G16 LED features a candelabra E12 base and is a perfect replacement for 40 watt incandescent lights. Features: Long Life: 25,000 hours – no more bulb replacements! Fully dimmable, brilliant LED light. Excellent white color consistency from bulb to bulb UL approved for dry and damp locations. 5 Watt - Candelabra (E12) Base - 120V - 82 CRI - 2700K Warm White TCP Lighting - LED5E12G1627K - Dimmable G16 LED - 40 Watt Incandescent Equivalent | 2700 | 82 | 300 | 60 | 25000 | 5 | 1 | 4.55 | 4.55 | 5.3464 | 2020Q2 | https://www.energyavenue.com/TCP-Lighting/LED5E12G1627K | Energy Avenue | 2020 | Yes
LED Lighting | Decorative | TCP Lighting | True |  | LED | G16 | Medium (E26) | Product Description The TCP LED5E26G1627K is ideal for decorative dimming applications and works great for outdoor fixtures. This decorative G16 LED features a candelabra E26 base and is a perfect replacement for 40 watt incandescent lights. Features: Long Life: 25,000 hours – no more bulb replacements! Fully dimmable, brilliant LED light. Excellent white color consistency from bulb to bulb UL approved for dry and damp locations. 5 Watt - Medium (E26) Base - 120V - 82 CRI - 2700K Warm White TCP Lighting - LED5E26G1627K - Dimmable G16 LED - 40 Watt Incandescent Equivalent | 2700 | 82 | 300 | 60 | 25000 | 5 | 1 | 4.55 | 4.55 | 5.3464 | 2020Q2 | https://www.energyavenue.com/TCP-Lighting/LED5E26G1627K | Energy Avenue | 2020 | Yes
LED Lighting | Decorative | TCP Lighting | True |  | LED | G16 | Medium (E26) | Product Description The TCP LED5E26G1627KF is ideal for decorative dimming applications and works great for outdoor fixtures. This decorative G16 LED features a candelabra E12 base and is a perfect replacement for 40 watt incandescent lights. Features: Long Life: 25,000 hours – no more bulb replacements! Fully dimmable, brilliant LED light. Excellent white color consistency from bulb to bulb UL approved for dry and damp locations. 5 Watt - Medium (E26) Base - 120V - 82 CRI - 2700K Warm White TCP Lighting - LED5E26G1627KF - Dimmable Frosted G16 LED Globe - 40 Watt Incandescent Equivalent | 2700 | 82 | 300 | 60 | 25000 | 5 | 1 | 4.55 | 4.55 | 5.3464 | 2020Q2 | https://www.energyavenue.com/TCP-Lighting/LED5E26G1627KF | Energy Avenue | 2020 | Yes
LED Lighting | Reflector | TCP Lighting | True |  | LED | MR16 | GU5.3 | Product Description The same performance that you have come to expect in TCP PAR lamps, can now be found in our LED MR16s. This LED712VMR1641KNFL lamp is the perfect replacement for 50 watt halogen. Features: 80% more effi cient than halogen Solutions for 12V, GU10 and medium base 25,000 hours 7 Watt - GU5.3 Base - 12V - 82 CRI - 20&Deg; Beam Angle - 4100K Cool White TCP Lighting - LED712VMR1641KNFL - Dimmable MR16 - 50 Watt Halogen Equivalent | 4100 | 82 | 550 | 78.5714 | 25000 | 7 | 1 | 5.4 | 5.4 | 6.3452 | 2020Q2 | https://www.energyavenue.com/TCP-Lighting/LED712VMR1641KNFL | Energy Avenue | 2020 | Yes
LED Lighting | Reflector | TCP Lighting | True |  | LED | MR16 | GU5.3 | Product Description The same performance that you have come to expect in TCP PAR lamps, can now be found in our LED MR16s. These lamps are the perfect replacement for 50 watt halogen. Features: 80% more efficient than halogen 25,000 hours 7 Watt - GU5.3 Base - 12V - 82 CRI - 20&Deg; Beam Angle - 2700K Warm White TCP Lighting - LED712VMR16827KNFL - Dimmable MR16 LED Narrow Flood LED - 50 Watt Halogen Equivalent | 2700 | 82 | 500 | 71.4286 | 25000 | 7 | 1 | 10.57 | 10.57 | 12.4202 | 2020Q2 | https://www.energyavenue.com/TCP-Lighting/LED712VMR16827KNFL | Energy Avenue | 2020 | Yes
LED Lighting | Reflector | TCP Lighting | True |  | LED | MR16 | GU5.3 | Product Description The same performance that you have come to expect in TCP PAR lamps, can now be found in our LED MR16s. This LED712VMR16V24KFL lamp is the perfect replacement for 50 watt halogen. TCP LED712VMR16V24KFL Features: 80% more efficient than halogen Solutions for 12V, GU10 and medium base 25,000 hours 7 Watt - GU5.3 Base - 12V - 82 CRI - 40 Deg Beam Angle - 2400K Warm White TCP Lighting - LED712VMR16V24KFL - Dimmable MR16 LED - 50 Watt Halogen Equivalent | 2400 | 82 | 500 | 71.4286 | 25000 | 7 | 12 | 90.96 | 7.58 | 8.9068 | 2020Q2 | https://www.energyavenue.com/TCP-Lighting/LED712VMR16V24KFL | Energy Avenue | 2020 | Yes
LED Lighting | A-Type | Sylvania | True |  | General Purpose Replacement | A19 | GU24 | Damp Location Rated Damp Location Rated Home / Light Bulbs / LED / Sylvania - 40343 - LED10A19DIMO927GU24URP High CRI A-Line; CEC and JA8 Certified; Energy Star Rated; Damp Location Rated 10W A19 LED Lamp - Universal - 800 Lumens - Warm White (2700K) - 93 CRI - 25000 hrs. - GU24 (Bi-Pin / Twist & Lock) - 120 to 130V - Frost Sylvania - 40343 - LED10A19DIMO927GU24URP | 2700 | 92 | 800 | 80 | 25000 | 10 | 1 | 4.74 | 4.74 | 5.5697 | 2020Q3 | https://shop.regencylighting.com/lamps/led/led10a19dimo927gu24urp-40343.html | Regency Lighting | 2020 | Yes
LED Lighting | A-Type | Sylvania | True |  | General Purpose Replacement | A19 | GU24 | Damp Location Rated Damp Location Rated Home / Light Bulbs / LED / Sylvania - 40344 - LED10A19DIMO930GU24URP High CRI A-Line; CEC and JA8 Certified; Energy Star Rated; Damp Location Rated 10W A19 LED Lamp - Universal - 800 Lumens - Warm White (3000K) - 93 CRI - 25000 hrs. - GU24 (Bi-Pin / Twist & Lock) - 120 to 130V - Frost Sylvania - 40344 - LED10A19DIMO930GU24URP | 3000 | 93 | 800 | 80 | 25000 | 10 | 1 | 4.74 | 4.74 | 5.5697 | 2020Q3 | https://shop.regencylighting.com/lamps/led/led10a19dimo930gu24urp-40344.html | Regency Lighting | 2020 | Yes
LED Lighting | Reflector | TCP Lighting | True |  | LED | MR16 | GU10 | Product Description The same performance that you have come to expect in TCP PAR lamps, can now be found in our LED MR16s. This LED7MR16GU1027KFL lamp is the perfect replacement for 50 watt halogen. Features: 80% more effi cient than halogen Solutions for 12V, GU10 and medium base 25,000 hours 7 Watt - GU10 Base - 120V - 82 CRI - 40&Deg; Beam Angle - 2700K Warm White TCP Lighting - LED7MR16GU1027KFL - Dimmable MR16 LED - 50 Watt Halogen Equivalent | 2700 | 82 | 500 | 71.4286 | 25000 | 7 | 12 | 37.2 | 3.1 | 3.6426 | 2020Q2 | https://www.energyavenue.com/TCP-Lighting/LED7MR16GU1027KFL | Energy Avenue | 2020 | Yes
LED Lighting | Reflector | TCP Lighting | True |  | LED | MR16 | GU10 | Product Description The same performance that you have come to expect in TCP PAR lamps, can now be found in our LED MR16s. This LED7MR16GU1030KFL lamp is the perfect replacement for 50 watt halogen. Features: 80% more effi cient than halogen Solutions for 12V, GU10 and medium base 25,000 hours 7 Watt - GU10 Base - 120V - 82 CRI - 40&Deg; Beam Angle - 3000KWarm White TCP Lighting - LED7MR16GU1030KFL - Dimmable MR16 LED - 50 Watt Halogen Equivalent | 3000 | 82 | 525 | 75 | 25000 | 7 | 12 | 49.2 | 4.1 | 4.8177 | 2020Q2 | https://www.energyavenue.com/TCP-Lighting/LED7MR16GU1030KFL | Energy Avenue | 2020 | Yes
LED Lighting | Downlight | RAB | [5 empty] | HomeLighting, Lighting ControlsOutdoor LightingFlood Lights - LEDFlood/Spot - LED 12W LED equivalent to 75W BR30/halogen/wide flood Mount as an uplight or downlight on a RAB Mighty Post or junction box. Microprismatic diffusion lens for smooth and even light distribution. 100,000-hour LED Lifespan. RAB BULLET12A RAB BULLET12A BULLET FLOOD 12 | 5000 | 82 | 957 | 79.75 |  | 12 | 1 | 129.03 | 129.03 | 151.6152 | 2020Q2 | https://www.platt.com/platt-electric-supply/Flood-Lights-LED-Spot-LED/RAB/BULLET12A/product.aspx?zpid=191643 | Platt | 2020 | Yes
LED Lighting | Decorative | Hubbell-Outdoor Lighting | [5 empty] | HomeLighting, Lighting ControlsOutdoor LightingJelly JarsJelly Jar - LED LED Vaportite, 4100k Color Temperature, 757 Lumens, 11 Watts, 120-277 Volt, Globe Refractor, Ceiling Or Pendant Mount, Wet Location, Die-Cast Aluminum Construction. Hubbell-Outdoor Lighting VBGL-1 Ceiling/Pendant Mount LED Vaportite | 4100 |  | 757 | 68.8182 |  | 11 | 1 | 147.71 | 147.71 | 173.565 | 2020Q2 | https://www.platt.com/platt-electric-supply/Jelly-Jars-Jar-LED/Hubbell-Outdoor-Lighting/VBGL-1/product.aspx?zpid=173371 | Platt | 2020 | No
LED Lighting | Decorative | RAB | [5 empty] | HomeLighting, Lighting ControlsOutdoor LightingJelly JarsJelly Jar - LED LED Vaporproof Fixture, Ceiling Mount, 26 Watt, 2004 Lumen, 4900K, 68 CRI, 100V-277 Volt, Die Cast Guard, Frosted Globe, RAB VXLED26DG LED Vaporproof Fixture, 26 Watt, 2004 Lumen, 4900K, 100V-277V | 4900 | 68 | 2004 | 77.0769 |  | 26 | 1 | 366 | 366 | 430.0641 | 2020Q2 | https://www.platt.com/platt-electric-supply/Jelly-Jars-Jar-LED/RAB/VXLED26DG/product.aspx?zpid=930811 | Platt | 2020 | No
LED Lighting | Downlight | Lite The Nite | True |  |  |  |  | HomeLighting, Lighting ControlsOutdoor LightingLandscape LightingLED Lighting Fixture, LED, MR16, Outdoor/Landscape, Downlight, 5 Watt, 12 Volt, 430 Lumens, Dimmable Lite The Nite BD115BZ Lighting Fixture, LED, 5W, 12V |  |  | 430 | 86 |  | 5 | 1 | 89.68 | 89.68 | 105.3775 | 2020Q2 | https://www.platt.com/platt-electric-supply/Landscape-Lighting-LED/Lite-The-Nite/BD115BZ/product.aspx?zpid=347849 | Platt | 2020 | Yes
LED Lighting | Downlight | Lite The Nite | [5 empty] | HomeLighting, Lighting ControlsOutdoor LightingLandscape LightingLED Lighting Fixture, LED MR8, Outdoor/Landscape, Downlight, 2.5 Watts, 12 Volt, 175 Lumens Lite The Nite BD132BZ Lighting Fixture, LED, 2.5W, 12V |  |  | 175 | 70 |  | 2.5 | 1 | 84.08 | 84.08 | 98.7972 | 2020Q2 | https://www.platt.com/platt-electric-supply/Landscape-Lighting-LED/Lite-The-Nite/BD132BZ/product.aspx?zpid=347851 | Platt | 2020 | No
LED Lighting | Decorative | Philips Lighting | True |  | BA11 (Bent Tip Candle) |  | E12 (Candelabra Screw) | HomeLamps, Bulbs, BallastsBulbs - LEDLED - DecorativeLamps - Bent Tip Dimmable LED Lamp, 4.5W, 120V, Bulb: Bent Tip Candle (BA11), Base: Candelabra Screw (E12), Lumens: 350. Color Temperature: 2000K. Finish: Clear/Amber. Philips Lighting 4.5BA11/LEDFilament/820/CL-A/DIM 120V Dimmable LED Lamp, 4.5W, 120V, Bent Tip, Amber | 2000 |  | 350 | 77.7778 |  | 4.5 | 1 | 7.7 | 7.7 | 9.0478 | 2020Q2 | https://www.platt.com/platt-electric-supply/LED-Decorative-Lamps-Bent-Tip/Philips-Lighting/4-5BA11-LEDFilament-820-CL-A-DIM-120V/product.aspx?zpid=74608 | Platt | 2020 | Yes
LED Lighting | Decorative | Philips Lighting | True |  | B12 (Blunt Tip) |  | E12 (Candelabra Screw) | HomeLamps, Bulbs, BallastsBulbs - LEDLED - DecorativeLamps - Bent Tip Dimmable LED Lamp, 4.5W, 120V, Bulb: Bent Tip Candle (BA12), Base: Candelabra Screw (E12), Lumens: 330, CRI: 80, Color Temperature: 2700K-2200K, Rated Average Life: 15,000 Hrs. Finish: Clear. This lamp is ENERGY STAR® Rated. *Philips Part #45721-8, Mdl.# 9290011671. WARMGLOW 4.5W DIMMABLE CLEAR BENT TIP LED. 40W Equivalent. Case Quantity: 10. Philips Lighting 4.5BA12/LED/827-22/E12/DI Dimmable LED Lamp, Bent Tip, 4.5W, 120V | 2200 | 80 | 330 | 73.3333 |  | 4.5 | 1 | 6.83 | 6.83 | 8.0255 | 2020Q2 | https://www.platt.com/platt-electric-supply/LED-Decorative-Lamps-Bent-Tip/Philips-Lighting/4-5BA12-LED-827-22-E12-DI/product.aspx?zpid=180658 | Platt | 2020 | Yes
LED Lighting | Decorative | Philips Lighting | True |  | BA12 (Bent Tip) |  | E26 (Medium Screw) | HomeLamps, Bulbs, BallastsBulbs - LEDLED - DecorativeLamps - Bent Tip Dimmable LED Lamp, 4.5W, 120V, Bulb: Bent Tip Candle (BA12), Base: Medium Screw (E26), Lumens: 330, CRI: 80, Color Temperature: 2700K, Rated Average Life: 25,000 Hrs. Finish: Clear. *Philips Part #458182, 40W Equivalent. Case Quantity: 10. Philips Lighting 45818-2 LED Lamp, Dimmable, BA12, 4.5W, 120V, Medium Base | 2700 | 80 | 330 | 73.3333 |  | 4.5 | 1 | 6.83 | 6.83 | 8.0255 | 2020Q2 | https://www.platt.com/platt-electric-supply/LED-Decorative-Lamps-Bent-Tip/Philips-Lighting/45818-2/product.aspx?zpid=186130 | Platt | 2020 | Yes
LED Lighting | Decorative | Philips Lighting | True |  | BA13 (Blunt Tip) |  | E12 (Candelabra Screw) | HomeLamps, Bulbs, BallastsBulbs - LEDLED - DecorativeLamps - Bent Tip Dimmable LED Lamp, 4.5W, 120V, Bulb: Bent Tip Candle, Base: Candelabra Screw (E12), Lumens: 330, CRI: 80, Color Temperature: 2700K, Rated Average Life: 25,000 Hrs. This lamp is currently in ENERGY STAR® testing. Finish: Clear. *Philips Part #435164 DIAMONDSPARK MDL# 9290002798 40W Equivalent. ### NOTE ### NO LONGER MADE ### SEE SUB ### PLATT# 180658 ### Philips Lighting 5BA13/2700-E12 DIM 4.5w W Dimmable Candle LED | 2700 | 80 | 330 | 73.3333 |  | 4.5 | 1 | 7 | 7 | 8.2253 | 2020Q2 | https://www.platt.com/platt-electric-supply/LED-Decorative-Lamps-Bent-Tip/Philips-Lighting/5BA13-2700-E12-DIM/product.aspx?zpid=119994 | Platt | 2020 | Yes
LED Lighting | Decorative | Philips Lighting | True |  | B11 (Blunt Tip) |  | E26 (Medium Screw) | HomeLamps, Bulbs, BallastsBulbs - LEDLED - DecorativeLamps - Blunt Tip ### NOTE ### NO LONGER MADE ### SEE SUB ### PLATT# 119991 ### Dimmable LED Lamp, 3.5W, 120V, Bulb: Blunt Tip Candle, Base: Medium Screw (E26), Lumens: 180, CRI: 80, Color Temperature: 2700K, Rated Average Life: 25,000 Hrs. Energy Star Rated. Finish: Clear. *Philips Part # 42781-5* 25W Equivalent. Philips Lighting 3.5B12/END/2700-E26 DIM 8/1 3.5W Bulb Candle LED | 2700 | 80 | 180 | 51.4286 |  | 3.5 | 1 | 11 | 11 | 12.9254 | 2020Q2 | https://www.platt.com/platt-electric-supply/LED-Decorative-Lamps-Blunt-Tip/Philips-Lighting/3-5B12-END-2700-E26-DIM-8-1/product.aspx?zpid=5701 | Platt | 2020 | Yes
LED Lighting | Decorative | Philips Lighting | True |  | B12 (Blunt Tip) |  | E26 (Medium Screw) | HomeLamps, Bulbs, BallastsBulbs - LEDLED - DecorativeLamps - Blunt Tip ### NOTE ### NO LONGER MADE ### SEE SUB ### PLATT# 119991 ### Dimmable LED Lamp, 3W, 120V, Bulb: Blunt Tip Candle, Base: Medium Screw (E26), Lumens: 180, CRI: 92, Color Temperature: 2700K, Rated Average Life: 25,000 Hrs. Finish: Clear. *Philips Part # 42691-6* 25W Equivalent. Philips Lighting 3B12/END/2700-E26 DIM 3 W Bulb Dimmable LED Candle | 2700 | 92 | 180 | 60 |  | 3 | 1 | 12 | 12 | 14.1005 | 2020Q2 | https://www.platt.com/platt-electric-supply/LED-Decorative-Lamps-Blunt-Tip/Philips-Lighting/3B12-END-2700-E26-DIM/product.aspx?zpid=921647 | Platt | 2020 | Yes
LED Lighting | Decorative | Philips Lighting | True |  | B12 (Blunt Tip) |  | E12 (Candelabra Screw) | HomeLamps, Bulbs, BallastsBulbs - LEDLED - DecorativeLamps - Blunt Tip Dimmable LED Lamp, 4.5W, 120V, Bulb: Blunt Tip Candle, Base: Candelabra Screw (E12), Lumens: 330, CRI: 80, Color Temperature: 2700K, Rated Average Life: 15,000 Hrs. This lamp is ENERGY STAR® Certified. Finish: Clear. *Philips Part # 457127, Mdl# 9290011670. Standard Incandescent 40W Equivalent. Philips Lighting 4.5B12/LED/827-22/E12/DIM-120V Dimmable LED Lamp, Blunt Tip, 4.5W, 120V | 2700 | 80 | 330 | 73.3333 |  | 4.5 | 1 | 6.83 | 6.83 | 8.0255 | 2020Q2 | https://www.platt.com/platt-electric-supply/LED-Decorative-Lamps-Blunt-Tip/Philips-Lighting/4-5B12-LED-827-22-E12-DIM-120V/product.aspx?zpid=183880 | Platt | 2020 | Yes
LED Lighting | Decorative | Philips Lighting | True |  | B12 (Blunt Tip) |  | E26 (Medium Screw) | HomeLamps, Bulbs, BallastsBulbs - LEDLED - DecorativeLamps - Blunt Tip Dimmable LED Lamp, 4.5W, 120V, Bulb: Blunt Tip Candle, Base: Medium Screw (E26), Lumens: 330, CRI: 80, Color Temperature: 2700K, Rated Average Life: 15,000 Hrs. This lamp is ENERGY STAR® Certified. Finish: Clear. *Philips Part # 45719-2, Mdl# 9290011673. Standard Incandescent 40W Equivalent. Philips Lighting 4.5B12/LED/827-22/E26/DIM-120V Dimmable LED Lamp, Blunt Tip, 4.5W, 120V | 2700 | 90 | 330 | 73.3333 |  | 4.5 | 1 | 6.83 | 6.83 | 8.0255 | 2020Q2 | https://www.platt.com/platt-electric-supply/LED-Decorative-Lamps-Blunt-Tip/Philips-Lighting/4-5B12-LED-827-22-E26-DIM-120V/product.aspx?zpid=183881 | Platt | 2020 | Yes
LED Lighting | Decorative | Philips Lighting | True |  | B12 (Blunt Tip) |  | E12 (Candelabra Screw) | HomeLamps, Bulbs, BallastsBulbs - LEDLED - DecorativeLamps - Blunt Tip Dimmable LED Lamp, 3.5W, 120V, Bulb: B12, Base: E12, Lumens: 180, CRI: 80, Color Temperature: 2700K, Rated Life: 25,000 Hrs. Philips Lighting 457234 Dimmable LED Lamp, 3.5W | 2700 | 80 | 180 | 66.6667 |  | 2.7 | 1 | 6.83 | 6.83 | 8.0255 | 2020Q2 | https://www.platt.com/platt-electric-supply/LED-Decorative-Lamps-Blunt-Tip/Philips-Lighting/457234/product.aspx?zpid=75585 | Platt | 2020 | Yes
LED Lighting | Decorative | Philips Lighting | True |  | B12 (Blunt Tip) |  | E12 (Candelabra Screw) | HomeLamps, Bulbs, BallastsBulbs - LEDLED - DecorativeLamps - Blunt Tip Dimmable LED Lamp, 7W, 120V, Bulb: Blunt Tip Candle, Base: Candelabra Screw (E12), Lumens: 500, CRI: 80, Color Temperature: 2200-2700K, Rated Average Life: 25,000 Hrs. ENERGY STAR® Test in progress. Finish: Clear. *Philips Part # 45869-5, Mdl# 929001182004. Standard Incandescent 60W Equivalent. Philips Lighting 7B12/827-822 E12 DIM 8/1 Dimmable LED Lamp, Blunt Tip, 7W, 120V | 2200 | 80 | 500 | 71.4286 |  | 7 | 1 | 7.8 | 7.8 | 9.1653 | 2020Q2 | https://www.platt.com/platt-electric-supply/LED-Decorative-Lamps-Blunt-Tip/Philips-Lighting/7B12-827-822-E12-DIM-8-1/product.aspx?zpid=47145 | Platt | 2020 | Yes
LED Lighting | Decorative | Philips Lighting | True |  | B12 (Blunt Tip) |  | E26 (Medium Screw) | HomeLamps, Bulbs, BallastsBulbs - LEDLED - DecorativeLamps - Blunt Tip Dimmable LED Bulb, 7 Watt, 120 Volt, Bulb: Blunt Tip Candle, Base: Medium Screw (E26), Lumens: 500, CRI: 80, Color Temperature: 2700K, Rated Average Life: 25,000 Hours, Finish: Clear, Application: Decorative. *Philips Part #458661 Philips Lighting 7B12/LED/827-22/E26/DIM Dimmable LED Bulb, 7W, 120V | 3000 | 80 | 530 | 75.7143 | 25000 | 7 | 1 | 7.8 | 7.8 | 9.1653 | 2020Q2 | https://www.platt.com/platt-electric-supply/LED-Decorative-Lamps-Blunt-Tip/Philips-Lighting/7B12-LED-827-22-E26-DIM/product.aspx?zpid=191256 | Platt | 2020 | Yes
LED Lighting | Decorative | TCP | True |  | B11 (Blunt Tip) |  | E12 (Candelabra Screw) | HomeLamps, Bulbs, BallastsBulbs - LEDLED - DecorativeLamps - Blunt Tip Dimmable LED Lamp, 4W, 120V, Bulb: B11, Base: Candelabra Screw (E12), Lumens: 200, CRI: 82, Color Temperature: 2700K, Rated Average Life: 25,000 Hrs. Finish: Clear. 25W Equivalent. TCP LED4E12B1127K LED Lamp, Dimmable, B11, 4W, 120V, Candelabra Base | 2700 | 82 | 200 | 50 |  | 4 | 1 | 7.36 | 7.36 | 8.6483 | 2020Q2 | https://www.platt.com/platt-electric-supply/LED-Decorative-Lamps-Blunt-Tip/TCP/LED4E12B1127K/product.aspx?zpid=66232 | Platt | 2020 | Yes
LED Lighting | Decorative | TCP | [5 empty] | HomeLamps, Bulbs, BallastsBulbs - LEDLED - DecorativeLamps - Blunt Tip TCP LED4E26B1124KF TCP LED4E26B1127KF TCP LED4E26B1127KF LED 4W FROSTED B | 1124 |  | 200 | 50 |  | 4 | 1 | 7.36 | 7.36 | 8.6483 | 2020Q2 | https://www.platt.com/platt-electric-supply/LED-Decorative-Lamps-Blunt-Tip/TCP/LED4E26B1127KF/product.aspx?zpid=215282 | Platt | 2020 | Yes
LED Lighting | Decorative | TCP | [5 empty] | HomeLamps, Bulbs, BallastsBulbs - LEDLED - DecorativeLamps - Blunt Tip TCP LED5E12B1124KF LED 5W B11 TCP LED5E12B1124KF TCP LED5E12B1124KF | 1124 | 80 | 300 | 60 |  | 5 | 1 | 7.36 | 7.36 | 8.6483 | 2020Q2 | https://www.platt.com/platt-electric-supply/LED-Decorative-Lamps-Blunt-Tip/TCP/LED5E12B1124KF/product.aspx?zpid=282431 | Platt | 2020 | Yes
LED Lighting | Decorative | TCP | [5 empty] | HomeLamps, Bulbs, BallastsBulbs - LEDLED - DecorativeLamps - Blunt Tip TCP LED5E12B1124KS LED 5W B11 TCP LED5E12B1124KS TCP LED5E12B1124KS 5W SILVER CANDAL | 1124 |  | 800 | 160 |  | 5 | 1 | 7.36 | 7.36 | 8.6483 | 2020Q2 | https://www.platt.com/platt-electric-supply/LED-Decorative-Lamps-Blunt-Tip/TCP/LED5E12B1124KS/product.aspx?zpid=282432 | Platt | 2020 | Yes
LED Lighting | Decorative | Philips Lighting | True |  | F15 (Flambeau) |  | E26 (Medium Screw) | HomeLamps, Bulbs, BallastsBulbs - LEDLED - DecorativeLamps - Flame Tip ### NOTE ### NO LONGER MADE ### SEE SUB ### PLATT# 119995 ### Dimmable LED Lamp, 3-1/2 W, 120V, Bulb: F15 (Flame Tip), Base: Medium Screw (E26), Lumens: 180, CRI: 80, Color Temperature: 2700K, Rated Average Life: 25000 Hours, Energy Star Rated, Lamp Finish: Clear *Philips Part # 42780-7* 25W Equivalent. Philips Lighting 3.5F15/END/2700-E26 DIM 8/1 Dimmable LED Lamp, F15, 3-1/2W, 120V, Medium Base | 2700 | 80 | 180 | 51.4286 | 25000 | 3.5 | 1 | 11 | 11 | 12.9254 | 2020Q2 | https://www.platt.com/platt-electric-supply/LED-Decorative-Lamps-Flame-Tip/Philips-Lighting/3-5F15-END-2700-E26-DIM-8-1/product.aspx?zpid=6141 | Platt | 2020 | Yes
LED Lighting | Decorative | Philips Lighting | True |  | B11 (Blunt Tip) |  | E26 (Medium Screw) | HomeLamps, Bulbs, BallastsBulbs - LEDLED - DecorativeLamps - Flame Tip LED B11 Candle, Filament Style. Watts: 3.3 , 120V, Lumens: 300, CRI: 90, Base: E26 (Single Contact Medium Screw), Dimmable with Warm Glow effect: 927-922 [ CCT of 2700K-2200K], Philips p/n 549584, 12NC 929002047204. Philips Lighting 549584 LED B11 Candle, Filament Lamp, Medium Base | 2200 | 90 | 300 | 90.9091 |  | 3.3 | 1 | 5.36 | 5.36 | 6.2982 | 2020Q2 | https://www.platt.com/platt-electric-supply/LED-Decorative-Lamps-Flame-Tip/Philips-Lighting/549584/product.aspx?zpid=1532586 | Platt | 2020 | Yes
LED Lighting | Decorative | Philips Lighting | True |  | F15 (Flambeau) |  | E26 (Medium Screw) | HomeLamps, Bulbs, BallastsBulbs - LEDLED - DecorativeLamps - Flame Tip Dimmable LED Lamp, 7W, 120V, Bulb: Flame Candle, Base: Medium Screw (E26), Lumens: 500, CRI: 80, Color Temperature: 2200-2700K, Rated Average Life: 25,000 Hrs. Finish: Clear Philips Lighting 7F15/LED/827-22/E26/DIM 120V Dimmable Candle LED, 7W, 120V, Clear | 2200 | 80 | 500 | 71.4286 |  | 7 | 1 | 7.8 | 7.8 | 9.1653 | 2020Q2 | https://www.platt.com/platt-electric-supply/LED-Decorative-Lamps-Flame-Tip/Philips-Lighting/7F15-LED-827-22-E26-DIM-120V/product.aspx?zpid=101033 | Platt | 2020 | Yes
LED Lighting | Decorative | Satco | True |  | CA11 (Candle Angular) |  | E12 (Candelabra Screw) | HomeLamps, Bulbs, BallastsBulbs - LEDLED - DecorativeLamps - Flame Tip Dimmable LED Lamp, 4.5W, 120V, Bulb: CA11 (Candle Angular), Base: Candelabra Screw (E12), Lumens: 450, CRI: 80, Color Temperature: 2700K, Rated Average Life: 15,000 Hrs. 40W Equivalent. Satco S9574 4.5W Dimmable Candle LED | 2700 | 80 | 450 | 90 |  | 5 | 1 | 9.63 | 9.63 | 11.3156 | 2020Q2 | https://www.platt.com/platt-electric-supply/LED-Decorative-Lamps-Flame-Tip/Satco/S9574/product.aspx?zpid=35598 | Platt | 2020 | Yes
LED Lighting | Decorative | Green Creative | True |  | G25 (Globe) |  | E26 (Medium Screw) | HomeLamps, Bulbs, BallastsBulbs - LEDLED - DecorativeLamps - Globe Dimmable LED Lamp, 6W, 120V, Bulb: G25, Base: Medium Screw (E26), Lumens: 450, CRI: 80, Color Temperature: 2700K, Rated Average Life: 25,000 Hrs. Finish: Clear. Green Creative 97729 Dimmable LED Lamp, 6W, 120V, 2700K | 2700 | 80 | 450 | 75 |  | 6 | 1 | 6.86 | 6.86 | 8.0608 | 2020Q2 | https://www.platt.com/platt-electric-supply/LED-Decorative-Lamps-Globe/Green-Creative/97729/product.aspx?zpid=2579 | Platt | 2020 | Yes
LED Lighting | Decorative | Philips Lighting | True |  | G25 (Globe) |  | E26 (Medium Screw) | HomeLamps, Bulbs, BallastsBulbs - LEDLED - DecorativeLamps - Globe Dimmable LED Lamp, 10W, 120V, Bulb: G25, Base: Medium Screw (E26), Lumens: 800, CRI: 80, Color Temperature: 2700K-2200K, Rated Average Life: 25,000 Hrs. Finish: Clear. *Philips Part #45934-7, Model # 9290011898. 60W Equivalent. This lamp is ENERGY STAR® Certified. WARM-GLOW Philips Lighting 10G25/LED/827-22/E26/DIM 10 W Dimmable Globe LED | 2200 | 80 | 800 | 80 |  | 10 | 1 | 11.7 | 11.7 | 13.748 | 2020Q2 | https://www.platt.com/platt-electric-supply/LED-Decorative-Lamps-Globe/Philips-Lighting/10G25-LED-827-22-E26-DIM/product.aspx?zpid=29020 | Platt | 2020 | Yes
LED Lighting | Decorative | Philips Lighting | [5 empty] | HomeLamps, Bulbs, BallastsBulbs - LEDLED - DecorativeLamps - Globe LED Globe Bulb, 4.5W, 120V, 2700K, 350 Lumens, 80 CRI, Frosted Bulb Finish, 15000 Hours Lifetime Philips Lighting 465864 LED Globe Bulb, 4.5W, 120V, 2700K | 2700 | 80 | 350 | 70 | 15000 | 5 | 1 | 4.88 | 4.88 | 5.7342 | 2020Q2 | https://www.platt.com/platt-electric-supply/LED-Decorative-Lamps-Globe/Philips-Lighting/465864/product.aspx?zpid=242323 | Platt | 2020 | Yes
LED Lighting | Decorative | Philips Lighting | [5 empty] | HomeLamps, Bulbs, BallastsBulbs - LEDLED - DecorativeLamps - Globe LED Globe Bulb, 6.5W, 120V, 2700K, 500 Lumens, 80 CRI, Frosted Bulb Finish, 15000 Hours Lifetime Philips Lighting 465880 LED Globe Bulb, 6.5W, 120V, 2700K | 2700 | 80 | 500 | 100 | 15000 | 5 | 1 | 6.05 | 6.05 | 7.109 | 2020Q2 | https://www.platt.com/platt-electric-supply/LED-Decorative-Lamps-Globe/Philips-Lighting/465880/product.aspx?zpid=242324 | Platt | 2020 | Yes
LED Lighting | Decorative | Philips Lighting | False |  | G25 (Globe) |  | E26 (Medium Screw) | HomeLamps, Bulbs, BallastsBulbs - LEDLED - DecorativeLamps - Globe LED Lamp, Non-Dimmable, 4 Watt, 120 Volt, Bulb: G25 (Globe), Base: Medium Screw (E26), Lumens: 350, CRI: 80, Color Temperature: 5000K, Lamp Finish: Frosted. Up to 40w Equivalent. *Philips Part # 46587-2* Philips Lighting 4G25/LED/850/ND LED Lamp, 4W, G25, 350 Lumen, 5000K, Frosted, 120V | 5000 | 80 | 350 | 87.5 |  | 4 | 1 | 4.88 | 4.88 | 5.7342 | 2020Q2 | https://www.platt.com/platt-electric-supply/LED-Decorative-Lamps-Globe/Philips-Lighting/4G25-LED-850-ND/product.aspx?zpid=974006 | Platt | 2020 | Yes
LED Lighting | Decorative | Philips Lighting | True |  | G25 (Globe) |  | E26 (Medium Screw) | HomeLamps, Bulbs, BallastsBulbs - LEDLED - DecorativeLamps - Globe Dimmable LED Lamp, 7 Watt, 120V, Bulb: G25, Base: Medium Screw (E26), Lumens: 450, CRI: 80, Color Temperature: 2700K-2200K, Rated Average Life: 25,000 Hrs. Finish: Clear. *Philips Part #458802, 40 Watt Equivalent. This lamp is ENERGY STAR® Certified. Philips Lighting 7G25/LED/827-22/E26/DIM LED Lamp, Globe, G25, 7W, 120V | 2700 | 80 | 450 | 64.2857 |  | 7 | 1 | 11.21 | 11.21 | 13.1722 | 2020Q2 | https://www.platt.com/platt-electric-supply/LED-Decorative-Lamps-Globe/Philips-Lighting/7G25-LED-827-22-E26-DIM/product.aspx?zpid=186137 | Platt | 2020 | Yes
LED Lighting | Decorative | Satco | [5 empty] | HomeLamps, Bulbs, BallastsBulbs - LEDLED - DecorativeLamps - Globe SAT S7304 Satco S7304 SATCO S7304 15 Watt; G25; Compact Fluorescent; 2700K; 82 CRI; Medium Base | 2700 | 82 | 820 | 54.6667 |  | 15 | 1 | 11.63 | 11.63 | 13.6657 | 2020Q2 | https://www.platt.com/platt-electric-supply/LED-Decorative-Lamps-Globe/Satco/S7304/product.aspx?zpid=778023 | Platt | 2020 | Yes
LED Lighting | Decorative | Satco | [5 empty] | HomeLamps, Bulbs, BallastsBulbs - LEDLED - DecorativeLamps - Globe SAT 6G25/40K/E26 120V 6W G25 STANDARD LED 4000K Satco S9202 SATCO S9202 6 watt; G25 Globe LED; 4000K; Medium base; 120 volts | 4000 |  | 490 | 81.6667 |  | 6 | 1 | 8.54 | 8.54 | 10.0348 | 2020Q2 | https://www.platt.com/platt-electric-supply/LED-Decorative-Lamps-Globe/Satco/S9202/product.aspx?zpid=151570 | Platt | 2020 | Yes
LED Lighting | Decorative | Satco | [5 empty] | HomeLamps, Bulbs, BallastsBulbs - LEDLED - DecorativeLamps - Globe SATCO S9564 Satco S9564 SATCO S9564 - 6.5 watt G25 LED; Clear; Medium base; 2700K; 810 lumens; 120 volts | 2700 |  | 810 | 115.7143 |  | 7 | 1 | 8.54 | 8.54 | 10.0348 | 2020Q2 | https://www.platt.com/platt-electric-supply/LED-Decorative-Lamps-Globe/Satco/S9564/product.aspx?zpid=257512 | Platt | 2020 | Yes
LED Lighting | Decorative | Satco | [5 empty] | HomeLamps, Bulbs, BallastsBulbs - LEDLED - DecorativeLamps - Globe SAT S9565 Satco S9565 SATCO S9565 4.5 watt G40 LED; Clear; Medium base; 2700K; 450 lumens; 120 volts | 2700 |  | 450 | 90 |  | 5 | 1 | 10.97 | 10.97 | 12.8902 | 2020Q2 | https://www.platt.com/platt-electric-supply/LED-Decorative-Lamps-Globe/Satco/S9565/product.aspx?zpid=325028 | Platt | 2020 | Yes
LED Lighting | Decorative | Satco | [5 empty] | HomeLamps, Bulbs, BallastsBulbs - LEDLED - DecorativeLamps - Globe SATCO S9566 G40 LED 2700K Satco S9566 SATCO S9566 - 6.5 watt G40 LED; Clear; Medium base; 2700K; 810 lumens; 120 volts | 2700 |  | 810 | 115.7143 |  | 7 | 1 | 10.36 | 10.36 | 12.1734 | 2020Q2 | https://www.platt.com/platt-electric-supply/LED-Decorative-Lamps-Globe/Satco/S9566/product.aspx?zpid=320572 | Platt | 2020 | Yes
LED Lighting | A-Type | Sylvania | True | Daylighting/Photocell, | General Purpose Replacement | A19 | GU24 | Damp Location Rated Damp Location Rated Home / Light Bulbs / LED / Sylvania - 40345 - LED10A19DIMO950GU24URP High CRI A-Line; CEC and JA8 Certified; Energy Star Rated; Damp Location Rated 10W A19 LED Lamp - Universal - 800 Lumens - Daylight (5000K) - 93 CRI - 25000 hrs. - GU24 (Bi-Pin / Twist & Lock) - 120 to 130V - Frost Sylvania - 40345 - LED10A19DIMO950GU24URP | 5000 | 94 | 800 | 80 | 25000 | 10 | 1 | 4.74 | 4.74 | 5.5697 | 2020Q3 | https://shop.regencylighting.com/lamps/led/led10a19dimo950gu24urp-40345.html | Regency Lighting | 2020 | Yes
LED Lighting | Decorative | Satco | [5 empty] | HomeLamps, Bulbs, BallastsBulbs - LEDLED - DecorativeLamps - Globe SATCO S9870 Satco S9870 2.5 watt G16.5 LED; Clear; Candelabra base; 2700K; 200 lumens; 120 volts | 2700 |  | 200 | 80 |  | 2.5 | 1 | 5.48 | 5.48 | 6.4392 | 2020Q2 | https://www.platt.com/platt-electric-supply/LED-Decorative-Lamps-Globe/Satco/S9870/product.aspx?zpid=257510 | Platt | 2020 | Yes
LED Lighting | Decorative | Satco | [5 empty] | HomeLamps, Bulbs, BallastsBulbs - LEDLED - DecorativeLamps - Globe 3.5 Watt G16.5 Led; Clear; Candelabra Base; 2700K; 350 Lumens; 120 Volts Satco S9871 Led; Clear; Candelabra Base; 2700K; 350 Lumens; 120 Volts | 2700 |  | 350 | 100 |  | 3.5 | 1 | 3.5 | 3.5 | 4.1126 | 2020Q2 | https://www.platt.com/platt-electric-supply/LED-Decorative-Lamps-Globe/Satco/S9871/product.aspx?zpid=211836 | Platt | 2020 | Yes
LED Lighting | Decorative | TCP | True |  | G16 (Globe) |  | E12 (Candelabra Screw) | HomeLamps, Bulbs, BallastsBulbs - LEDLED - DecorativeLamps - Globe LED Lamp, Dimmable, 5 Watt, 120 Volt, Bulb: G16 (Globe), Base: Candelabra Screw (E12), Lumens: 300, CRI: 82, Color Temperature: 2700K, Lamp Finish: Frosted TCP LED5E12G1627KF LED Lamp, Dimmable, G16, 5W, 120V, Candelabra Base | 2700 | 82 | 300 | 60 |  | 5 | 1 | 7.36 | 7.36 | 8.6483 | 2020Q2 | https://www.platt.com/platt-electric-supply/LED-Decorative-Lamps-Globe/TCP/LED5E12G1627KF/product.aspx?zpid=125569 | Platt | 2020 | Yes
LED Lighting | Decorative | TCP | True |  | G16 (Globe) |  | E26 (Medium Screw) | HomeLamps, Bulbs, BallastsBulbs - LEDLED - DecorativeLamps - Globe LED Lamp, Dimmable, 5 Watt, 120 Volt, Bulb: G16 (Globe), Base: Medium Screw (E26), Lumens: 300, CRI: 82, Color Temperature: 2700K, Lamp Finish: Frosted TCP LED5E26G1627KF LED Lamp, Dimmable, G16, 5W, 120V, Medium Base | 2700 | 82 | 300 | 60 |  | 5 | 1 | 7.36 | 7.36 | 8.6483 | 2020Q2 | https://www.platt.com/platt-electric-supply/LED-Decorative-Lamps-Globe/TCP/LED5E26G1627KF/product.aspx?zpid=108844 | Platt | 2020 | Yes
LED Lighting | Decorative | Green Creative | True |  | G25 (Globe) |  | E26 (Medium Screw) | HomeLamps, Bulbs, BallastsBulbs - LEDLED - DecorativeLamps - Vintage Dimmable Filament LED Lamp, 4.5W, Bulb: G25, Base: E26, Volts: 120V, Lumens: 450, Color Temperature: 2700K, CRI: 80, Rated Lifetime - L70: 15,000 Hrs. Green Creative 57894 Dimmable Filament LED Lamp, 4.5W, 120V | 2700 | 80 | 450 | 100 |  | 4.5 | 1 | 7.69 | 7.69 | 9.036 | 2020Q2 | https://www.platt.com/platt-electric-supply/LED-Decorative-Lamps-Vintage/Green-Creative/57894/product.aspx?zpid=242665 | Platt | 2020 | Yes
LED Lighting | Decorative | Green Creative | [5 empty] | HomeLamps, Bulbs, BallastsBulbs - LEDLED - DecorativeLamps - Vintage Filament LED Lamp, 5W, Bulb: G40, Base: Medium (E26), 120 Volt, Lumens: 470, Color Temp.: 2700K, Rated Life: 15,000 Hrs. Green Creative 57945 57945 5FG40DIM/827 | 2700 |  | 470 | 94 |  | 5 | 1 | 10.55 | 10.55 | 12.3967 | 2020Q2 | https://www.platt.com/platt-electric-supply/LED-Decorative-Lamps-Vintage/Green-Creative/57945/product.aspx?zpid=362902 | Platt | 2020 | Yes
LED Lighting | A-Type | 90Plus Lighting | True |  | General Purpose Replacement | A19 | E26 (Medium) | Damp Location Rated,Not for Use in Recessed Fixtures Damp Location Rated,Not for Use in Recessed Fixtures Description With a high color rendering index (CRI) of 93, this LED A19 bulb emits a soft white color that enhances the natural and radiant colors of a room. Excellent for ceiling and table lamps Lasts longer than incandescents Dims down to 1% Color Corrected - CRI 93 - 800 Lumens - 2700 Kelvin - Medium Base - 120 Volt - 90+ Lighting SE-350.067 LED A19 - 10 Watt - 60 Watt Equal - Incandescent Match | 2700 | 93 | 800 | 80 | 25000 | 10 | 12 | 36.84 | 3.07 | 3.6074 | 2020Q3 | https://www.1000bulbs.com/product/209155/PLT-11294.html | 1000bulbs.com | 2020 | Yes
LED Lighting | A-Type | TCP | True |  | General Purpose Replacement | A19 | GU24 | Damp Location Rated Damp Location Rated Description Emitting a soft white color, this LED A19 bulb replaces CFL bulbs while providing the same brightness as a traditional incandescent. High CRI for richer and vibrant colors Long lifespan cuts replacements For fixtures with a GU24 socket Reduce energy consumption Dimmable Color Corrected - CRI 90 - 900 Lumens - 2700 Kelvin - GU24 Base - 120 Volt - TCP L11A19GUD2527KCQ LED A19 - 11 Watt - 60 Watt Equal - Incandescent Match | 2700 | 92 | 800 | 80 | 25000 | 10 | 12 | 72.72 | 6.06 | 7.1207 | 2020Q3 | https://www.1000bulbs.com/product/210049/TCP-10223.html | 1000bulbs.com | 2020 | Yes
LED Lighting | A-Type | Satco | True |  | General Purpose Replacement | A19 | E26 (Medium) | Damp Location Rated Damp Location Rated Home Bulbs A19 LED Light Bulbs 60W Equal - 10W - LED A19 bulb - 2700K Warm White - 90 CRI Back Description This Satco S9703 LED A19 bulb produces 800 lumens, with only 10 watt power consumption. The S9703 replaces 60 watt incandescent bulbs and has an E26 base type. Moreover the bulb illuminates a residential warm white color temperature in 2700K. Solid State LED lighting A19 replacement lamp Approved for enclosed fixtures Available in 120V Quality 90 CRI lighting Bulb has a rate life of 25,000 hours 60W Equal - 10W - LED A19 bulb - 2700K Warm White - 90 CRI | 2700 | 93 | 800 | 80 | 25000 | 10 | 1 | 5.95 | 5.95 | 6.9915 | 2020Q3 | https://www.beeslighting.com/S9703 | Bee's Lighting | 2020 | Yes
LED Lighting | Decorative | Green Creative | [5 empty] | HomeLamps, Bulbs, BallastsBulbs - LEDLED - DecorativeLamps - Vintage Filament LED Lamp, 3.8W, Bulb: B11, Base: E12, Volts: 120, Lumens: 300, Color Temp.: 2700K, Rated Life: 15,000 Hrs Green Creative 98456 98456 3.8FB11DIM/827/FR | 2700 |  | 300 | 78.9474 |  | 3.8 | 1 | 4.67 | 4.67 | 5.4874 | 2020Q2 | https://www.platt.com/platt-electric-supply/LED-Decorative-Lamps-Vintage/Green-Creative/98456/product.aspx?zpid=1315116 | Platt | 2020 | Yes
LED Lighting | Decorative | Satco |  |  | ST19 (Antique) |  | E26 (Medium Screw) | HomeLamps, Bulbs, BallastsBulbs - LEDLED - DecorativeLamps - Vintage LED Filament, Designation: 6.5W ST19 Filament LED - Medium Base - Transparent Amber - 2300K - 120V Satco S9579 6.5ST19/AMB/LED/E26/23K/120V | 2300 | 80 | 650 | 92.8571 |  | 7 | 1 | 8.9 | 8.9 | 10.4578 | 2020Q2 | https://www.platt.com/platt-electric-supply/LED-Decorative-Lamps-Vintage/Satco/S9579/product.aspx?zpid=46870 | Platt | 2020 | Yes
LED Lighting | Decorative | Satco | True |  | ST19 (Antique) |  | E26 (Medium Screw) | HomeLamps, Bulbs, BallastsBulbs - LEDLED - DecorativeLamps - Vintage SATCO S9581 - 6.5 watt ST19 LED; Clear; Medium base; 2700K; 810 lumens; 120 volts; Filament; Vintage Satco S9581 6.5 WATT ST19 LED CLEAR MEDIUM BASE 2700K | 2700 | 80 | 810 | 124.6154 |  | 6.5 | 1 | 7.92 | 7.92 | 9.3063 | 2020Q2 | https://www.platt.com/platt-electric-supply/LED-Decorative-Lamps-Vintage/Satco/S9581/product.aspx?zpid=168389 | Platt | 2020 | Yes
LED Lighting | Decorative | Satco | True |  | ST19 (Antique) |  | E26 (Medium Screw) | HomeLamps, Bulbs, BallastsBulbs - LEDLED - DecorativeLamps - Vintage Dimmable Filament Style LED, 4.5W, 120V, Bulb: ST19, Base: Medium (E26), Lumens: 380, Color Temp.: 2200K, Finish: Transparent Amber, Rated average Life: 15,000 Hrs. Satco S9585 Dimmable LED Filament Style, 4.5W, 120V, Transparent Amber | 2200 |  | 380 | 84.4444 |  | 4.5 | 1 | 17.02 | 17.02 | 19.9992 | 2020Q2 | https://www.platt.com/platt-electric-supply/LED-Decorative-Lamps-Vintage/Satco/S9585/product.aspx?zpid=108896 | Platt | 2020 | Yes
LED Lighting | A-Type | Satco | True |  | General Purpose Replacement | A19 | E26 (Medium) | Damp Location Rated Damp Location Rated Home Bulbs A19 LED Light Bulbs 60W Equal - 10W - LED A19 bulb - 3000K Soft White - 90 CRI Back Description This Satco S9704 LED A19 bulb produces 800 lumens, with only 10 watt power consumption. The S9704 replaces 60 watt incandescent bulbs and has an E26 base type. Moreover the bulb illuminates a halogen white color temperature in 3000K. Solid State LED lighting A19 replacement lamp Approved for enclosed fixtures Available in 120V Quality 90 CRI lighting Bulb has a rate life of 25,000 hours 60W Equal - 10W - LED A19 bulb - 3000K Soft White - 90 CRI | 3000 | 94 | 800 | 80 | 25000 | 10 | 1 | 5.95 | 5.95 | 6.9915 | 2020Q3 | https://www.beeslighting.com/S9704 | Bee's Lighting | 2020 | Yes
LED Lighting | Decorative | Satco | True |  |  |  |  | HomeLamps, Bulbs, BallastsBulbs - LEDLED - DecorativeLamps - Vintage 6.5ST19/CL/LED/E26/30K/120V 6.5 watt ST19 LED; Clear; Medium base; 3000K; 810 lumens; 120 volts Features LED with a traditional incandescent look and feel Omni-directional light source Smooth dimming Replaces up to 40 watt lamps Long life - 15,000 hours Damp Location UL listed for totally enclosed fixtures Satco S9895 6.5 watt ST19 LED; Clear; Medium base; 3000K; 810 lumens; 120 volts | 3000 |  | 810 | 124.6154 | 15000 | 6.5 | 1 | 7.92 | 7.92 | 9.3063 | 2020Q2 | https://www.platt.com/platt-electric-supply/LED-Decorative-Lamps-Vintage/Satco/S9895/product.aspx?zpid=567603 | Platt | 2020 | Yes
LED Lighting | Decorative | TCP | True |  | ST19 (Antique) |  | E26 (Medium Screw) | HomeLamps, Bulbs, BallastsBulbs - LEDLED - DecorativeLamps - Vintage Dimmable Filament LED Lamp, 4W, 120V, Bulb: ST19, Base: Medium (E26), Lumens: 425, Color Temp.: 2200K, Rated Life: 15,000 Hrs, Finish: Clear TCP FST19D4022KC Filament LED | 2200 | 80 | 425 | 106.25 |  | 4 | 1 | 7.42 | 7.42 | 8.7188 | 2020Q2 | https://www.platt.com/platt-electric-supply/LED-Decorative-Lamps-Vintage/TCP/FST19D4022KC/product.aspx?zpid=1275273 | Platt | 2020 | Yes
LED Lighting | Downlight | American Lighting | [5 empty] | HomeLighting, Lighting ControlsIndoor Lighting - RecessedLED DownlightingLED Downlight 6" Spektrum LED Downlight, 13 Watts, 950 Lumens, Color Temperature: 2700K-6500K, Color: White American Lighting SPK-DL6-RGBTW-WH 6" Spektrum LED Downlight, White | 2700 |  | 950 | 73.0769 |  | 13 | 1 | 52.14 | 52.14 | 61.2665 | 2020Q2 | https://www.platt.com/platt-electric-supply/LED-Downlighting-Downlight/American-Lighting/SPK-DL6-RGBTW-WH/product.aspx?zpid=1380448 | Platt | 2020 | Yes
LED Lighting | Downlight | Cree Lighting | True |  |  |  | Medium Screw (E26) | HomeLighting, Lighting ControlsIndoor Lighting - RecessedLED DownlightingLED Downlight LED Module, 6", 120V, 12W, 800 Lumens, 2700K, E26, White, Dimmable Cree Lighting CR6-800L-27K-12-E26 LED Downlight | 2700 |  | 800 | 66.6667 |  | 12 | 1 | 29 | 29 | 34.0761 | 2020Q2 | https://www.platt.com/platt-electric-supply/LED-Downlighting-Downlight/Cree-Lighting/CR6-800L-27K-12-E26/product.aspx?zpid=116395 | Platt | 2020 | Yes
LED Lighting | Downlight | Green Creative | True |  |  |  |  | HomeLighting, Lighting ControlsIndoor Lighting - RecessedLED DownlightingLED Downlight 6" Dimmable LED Downlight, 120V, Watts: 12, Lumens: 920, CRI: 90, Color Temperature: 3000K, Color: White Trim. Life: 50,000 Hours. Green Creative 98217 6" LED Downlight, 12W, 120-277V, 3000K, 920L | 3000 |  | 920 | 76.6667 | 50000 | 12 | 1 | 43.31 | 43.31 | 50.8909 | 2020Q2 | https://www.platt.com/platt-electric-supply/LED-Downlighting-Downlight/Green-Creative/98217/product.aspx?zpid=1212457 | Platt | 2020 | Yes
LED Lighting | Downlight | Green Creative | True |  |  |  |  | HomeLighting, Lighting ControlsIndoor Lighting - RecessedLED DownlightingLED Downlight 6" Dimmable LED Downlight, 120V, 18W Lumens: 1440, CRI: 82, Color Temperature: 3500K, Color: White Trim. Life: 50,000 Hrs., Dimmable Green Creative 98265 6" LED Downlight, 18W, 120-277V, 3500K | 3500 |  | 1440 | 80 |  | 18 | 1 | 96.08 | 96.08 | 112.8977 | 2020Q2 | https://www.platt.com/platt-electric-supply/LED-Downlighting-Downlight/Green-Creative/98265/product.aspx?zpid=1180369 | Platt | 2020 | Yes
LED Lighting | Downlight | Halo | [5 empty] | HomeLighting, Lighting ControlsIndoor Lighting - RecessedLED DownlightingLED Downlight LED Surface Light, 4", Round, 3500K, 600 Lumen, 90 CRI, White. Direct Mount Recessed Halo SMD4R6935WHDM LED Surface Light | 3500 | 90 | 600 | 63.1579 |  | 9.5 | 1 | 25.41 | 25.41 | 29.8577 | 2020Q2 | https://www.platt.com/platt-electric-supply/LED-Downlighting-Downlight/Halo/SMD4R6935WHDM/product.aspx?zpid=981444 | Platt | 2020 | Yes
LED Lighting | Downlight | Halo | [5 empty] | HomeLighting, Lighting ControlsIndoor Lighting - RecessedLED DownlightingLED Downlight LED Surface Light, 4", Round, 4000K, 600 Lumen, 90 CRI, White. Direct Mount Recessed Halo SMD4R6940WHDM LED Surface Light | 4000 | 90 | 600 | 63.1579 |  | 9.5 | 1 | 25.41 | 25.41 | 29.8577 | 2020Q2 | https://www.platt.com/platt-electric-supply/LED-Downlighting-Downlight/Halo/SMD4R6940WHDM/product.aspx?zpid=243012 | Platt | 2020 | Yes
LED Lighting | Downlight | Halo | [5 empty] | HomeLighting, Lighting ControlsIndoor Lighting - RecessedLED DownlightingLED Downlight LED Surface Light, 4", Round, 5000K, 600 Lumen, 90 CRI, White. Direct Mount Recessed Halo SMD4R6950WHDM LED Surface Light | 5000 | 90 | 600 | 63.1579 |  | 9.5 | 1 | 25.41 | 25.41 | 29.8577 | 2020Q2 | https://www.platt.com/platt-electric-supply/LED-Downlighting-Downlight/Halo/SMD4R6950WHDM/product.aspx?zpid=981456 | Platt | 2020 | Yes
LED Lighting | Downlight | Light Efficient Design |  |  |  |  | Medium Screw (E26) | HomeLighting, Lighting ControlsIndoor Lighting - RecessedLED DownlightingLED Downlight 6" Downlight LED Lamp: 30W (replaces up to 100W HID), Lumens: 3000, CCT: 4000K, Base: E26 Screw-in, Color: White. Rated for damp locations and in open fixtures only. Light Efficient Design LED-8054E40 RECESSED CAN RETROFIT | 4000 | 80 | 3000 | 100 |  | 30 | 1 | 36.7 | 36.7 | 43.1239 | 2020Q2 | https://www.platt.com/platt-electric-supply/LED-Downlighting-Downlight/Light-Efficient-Design/LED-8054E40/product.aspx?zpid=1438873 | Platt | 2020 | Yes
LED Lighting | Downlight | Satco | True |  |  |  |  | HomeLighting, Lighting ControlsIndoor Lighting - RecessedLED DownlightingLED Downlight Led Direct Wire Downlight: Edge-Lit; 5-6 Inch, 11.6 Watt, 3000K, 120 Volt. Dimmable. Energy Star. AKA: 11.6WLED/DW/EL/5-6/30K/120V. Satco S29062 LED Downlight, 5-6", 3000K | 3000 | 83 | 800 | 72.7273 |  | 11 | 1 | 26.69 | 26.69 | 31.3618 | 2020Q2 | https://www.platt.com/platt-electric-supply/LED-Downlighting-Downlight/Satco/S29062/product.aspx?zpid=1232805 | Platt | 2020 | Yes
LED Lighting | Downlight | TCP | True |  |  |  |  | HomeLighting, Lighting ControlsIndoor Lighting - RecessedLED DownlightingLED Downlight 4" 850LM Round Downlight, 13 Watt, 120 Volt, Color Temperature: 3000K, Replcement Wattage: 75, Lumens: 850, CRI: 80, Diameter: 4.6", Dimmable TCP DDR40130 DDR40130 4" LED Round Downlight, Snap-In | 3000 |  | 850 | 65.3846 |  | 13 | 1 | 17.61 | 17.61 | 20.6924 | 2020Q2 | https://www.platt.com/platt-electric-supply/LED-Downlighting-Downlight/TCP/DDR40130/product.aspx?zpid=1275197 | Platt | 2020 | Yes
LED Lighting | Downlight | TCP | True |  |  |  |  | HomeLighting, Lighting ControlsIndoor Lighting - RecessedLED DownlightingLED Downlight 4" 850LM Round Downlight, 13 Watt, 120 Volt, Color Temperature: 4000K, Replcement Wattage: 75, Lumens: 850, CRI: 80, Diameter: 4.6", Dimmable TCP DDR40140 DDR40130 4" LED Round Downlight, Snap-In | 4000 |  | 850 | 65.3846 |  | 13 | 1 | 17.61 | 17.61 | 20.6924 | 2020Q2 | https://www.platt.com/platt-electric-supply/LED-Downlighting-Downlight/TCP/DDR40140/product.aspx?zpid=1275198 | Platt | 2020 | Yes
LED Lighting | Downlight | TCP | True |  |  |  |  | HomeLighting, Lighting ControlsIndoor Lighting - RecessedLED DownlightingLED Downlight 4" 850LM Round Downlight, 13 Watt, 120 Volt, Color Temperature: 5000K, Replcement Wattage: 75, Lumens: 850, CRI: 80, Diameter: 4.6", Dimmable TCP DDR40150 DDR40130 4" LED Round Downlight, Snap-In | 3000 |  | 850 | 65.3846 |  | 13 | 1 | 17.61 | 17.61 | 20.6924 | 2020Q2 | https://www.platt.com/platt-electric-supply/LED-Downlighting-Downlight/TCP/DDR40150/product.aspx?zpid=1275199 | Platt | 2020 | Yes
LED Lighting | Downlight | TCP | True |  |  |  |  | HomeLighting, Lighting ControlsIndoor Lighting - RecessedLED DownlightingLED Downlight 6" Ultra Thin LED Downlight, 14 Watt, 120V, Lumens: 1100, Color Temperature: 4000K, Dimmable TCP DDR60140 6" Ultra Thin LED Downlight | 4000 |  | 1100 | 78.5714 |  | 14 | 1 | 23.16 | 23.16 | 27.2139 | 2020Q2 | https://www.platt.com/platt-electric-supply/LED-Downlighting-Downlight/TCP/DDR60140/product.aspx?zpid=1275206 | Platt | 2020 | Yes
LED Lighting | Downlight | TCP | True |  |  |  |  | HomeLighting, Lighting ControlsIndoor Lighting - RecessedLED DownlightingLED Downlight 6" 1100LM Round Downlight, 14 Watt, 120 Volt, Color Temperature: 5000K, Replacement Wattage: 85, Lumens: 1100, CRI: 80, Diameter: 6.7", Dimmable TCP DDR60150 DDR60130 6" LED Round Downlight, Snap-In | 5000 |  | 1100 | 78.5714 |  | 14 | 1 | 23.16 | 23.16 | 27.2139 | 2020Q2 | https://www.platt.com/platt-electric-supply/LED-Downlighting-Downlight/TCP/DDR60150/product.aspx?zpid=1275207 | Platt | 2020 | Yes
LED Lighting | Downlight | TCP | True |  |  |  |  | HomeLighting, Lighting ControlsIndoor Lighting - RecessedLED DownlightingLED Downlight 8" 1550LM Round Downlight, 14 Watt, 120 Volt, Color Temperature: 3000K, Replacement Wattage: 85, Lumens: 1550, CRI: 80, Diameter: 8.7", Dimmable TCP DDR80130 DDR80130 8" LED Round Downlight, Snap-In | 3000 |  | 1550 | 110.7143 |  | 14 | 1 | 32.45 | 32.45 | 38.13 | 2020Q2 | https://www.platt.com/platt-electric-supply/LED-Downlighting-Downlight/TCP/DDR80130/product.aspx?zpid=1275189 | Platt | 2020 | Yes
LED Lighting | Downlight | TCP | True |  |  |  |  | HomeLighting, Lighting ControlsIndoor Lighting - RecessedLED DownlightingLED Downlight 8" 1550LM Round Downlight, 14 Watt, 120 Volt, Color Temperature: 4000K, Replacement Wattage: 85, Lumens: 1550, CRI: 80, Diameter: 8.7", Dimmable TCP DDR80140 8" LED Round Downlight, Snap-In | 4000 |  | 1550 | 110.7143 |  | 14 | 1 | 32.45 | 32.45 | 38.13 | 2020Q2 | https://www.platt.com/platt-electric-supply/LED-Downlighting-Downlight/TCP/DDR80140/product.aspx?zpid=1275190 | Platt | 2020 | Yes
LED Lighting | Downlight | TCP | True |  |  |  |  | HomeLighting, Lighting ControlsIndoor Lighting - RecessedLED DownlightingLED Downlight 8" 1550LM Round Downlight, 14 Watt, 120 Volt, Color Temperature: 5000K, Replacement Wattage: 85, Lumens: 1550, CRI: 80, Diameter: 8.7", Dimmable TCP DDR80150 8" LED Round Downlight, Snap-In | 5000 |  | 1550 | 110.7143 |  | 14 | 1 | 32.45 | 32.45 | 38.13 | 2020Q2 | https://www.platt.com/platt-electric-supply/LED-Downlighting-Downlight/TCP/DDR80150/product.aspx?zpid=1275191 | Platt | 2020 | Yes
LED Lighting | Downlight | TCP | True |  |  |  |  | HomeLighting, Lighting ControlsIndoor Lighting - RecessedLED DownlightingLED Downlight Square LED Snap-In Downlight, 18 Watt, Lumens: 1400, Color Temperature: 5000K, CRI: 80, Rated Life: 40,000 Hrs., Dimmable TCP DDR80250 8" Square LED Snap-In Downlight, 18W | 5000 | 80 | 1400 | 77.7778 |  | 18 | 1 | 32.45 | 32.45 | 38.13 | 2020Q2 | https://www.platt.com/platt-electric-supply/LED-Downlighting-Downlight/TCP/DDR80250/product.aspx?zpid=1275195 | Platt | 2020 | Yes
LED Lighting | Downlight | Cree Lighting | True |  |  |  |  | HomeLighting, Lighting ControlsIndoor Lighting - RecessedLED DownlightingLED Modules LED Downlight, 4", 8W, 50k, 120V, 575 Lumen, Dimmable, Wet Location Cree Lighting CLLDR4575L50KB1 4" LED Downlight, 575L, 5000K, 120V, E26 Base, 90+ CRI | 5000 |  | 575 | 71.875 |  | 8 | 1 | 12 | 12 | 14.1005 | 2020Q2 | https://www.platt.com/platt-electric-supply/LED-Downlighting-Modules/Cree-Lighting/CLLDR4575L50KB1/product.aspx?zpid=201949 | Platt | 2020 | Yes
LED Lighting | Downlight | Cree Lighting | True |  |  |  | Medium Screw (E26) | HomeLighting, Lighting ControlsIndoor Lighting - RecessedLED DownlightingLED Modules DR Series, DR6 LED Downlight-6", 625 lumens, 12.5W, 90CRI, 27k,Dimmable to 5%,Energy Star Qualified, Wet Rated. Cree Lighting DRDL6-06227009-12DE26-1C110 6" LED Downlight, 625L, 2700K, 120V, E26 Base, 90+ CRI | 2700 | 90 | 625 | 50 |  | 12.5 | 1 | 12 | 12 | 14.1005 | 2020Q2 | https://www.platt.com/platt-electric-supply/LED-Downlighting-Modules/Cree-Lighting/DRDL6-06227009-12DE26-1C110/product.aspx?zpid=149331 | Platt | 2020 | Yes
LED Lighting | Downlight | Halo | [5 empty] | HomeLighting, Lighting ControlsIndoor Lighting - RecessedLED DownlightingLED Modules LED Slope Light Engine: 19W, 1556 Lumens, 4000K, 90 CRI, White. For use in the HL6 LED Housing (HL612ICAT). Order "Lens Optics" separately (see .pdf Catalog Page). Halo HLM6940 HL6 LED ALLSLOPE Light Engine | 4000 | 90 | 1550 | 81.5789 |  | 19 | 1 | 110.39 | 110.39 | 129.7125 | 2020Q2 | https://www.platt.com/platt-electric-supply/LED-Downlighting-Modules/Halo/HLM6940/product.aspx?zpid=180116 | Platt | 2020 | Yes
LED Lighting | Downlight | Halo |  |  |  |  | Medium Screw (E26) | HomeLighting, Lighting ControlsIndoor Lighting - RecessedLED DownlightingLED Modules ML56 LED Downlighting System: 5" and 6" LED Light Module, 900 Lumen, 90CRI. For use with IC and Non-IC new construction, remodel, and retrofit housings. Halo ML5609927 LED Module, 5/6" |  | 90 | 900 | 67.1642 |  | 13.4 | 1 | 75.9 | 75.9 | 89.1854 | 2020Q2 | https://www.platt.com/platt-electric-supply/LED-Downlighting-Modules/Halo/ML5609927/product.aspx?zpid=936931 | Platt | 2020 | Yes
LED Lighting | Downlight | Halo |  |  |  |  | Medium Screw (E26) | HomeLighting, Lighting ControlsIndoor Lighting - RecessedLED DownlightingLED Modules 4” 12W Surface LED Downlight, 90 CRI, 670 Lumens, 3000K - 50,000 Hours. Replaces a 40W R20, Damp Location Ceiling/Wall Wet Location Ceiling Only Halo SLD405930WH LED Downlight, 4", 12W | 3000 | 90 | 670 | 55.8333 | 50000 | 12 | 1 | 49.5 | 49.5 | 58.1644 | 2020Q2 | https://www.platt.com/platt-electric-supply/LED-Downlighting-Modules/Halo/SLD405930WH/product.aspx?zpid=94799 | Platt | 2020 | Yes
LED Lighting | Downlight | Lithonia Lighting | [5 empty] | HomeLighting, Lighting ControlsIndoor Lighting - RecessedLED DownlightingLED Modules LED Wafer Module, 4" Diameter, 10.5W, 120V, Switchable Color Temperature: 2700K (730 Lumens), 3000K (800 Lumens), 3500K (780 Lumens), CRI: 90, Color: Matte Black Lithonia Lighting WF4 LED 27K30K35K MB M6 LED Wafer Module, 4", 27/30/35K | 3000 |  | 730 | 146 |  | 5 | 1 | 17.32 | 17.32 | 20.3517 | 2020Q2 | https://www.platt.com/platt-electric-supply/LED-Downlighting-Modules/Lithonia-Lighting/WF4-LED-27K30K35K-MB-M6/product.aspx?zpid=1425663 | Platt | 2020 | Yes
LED Lighting | Downlight | Lithonia Lighting | [5 empty] | HomeLighting, Lighting ControlsIndoor Lighting - RecessedLED DownlightingLED Modules LED Wafer Module, 6" Diameter, 10W, 120V, Switchable Color Temperature: 3000K (850 Lumens), 4000K (920 Lumens), 5000K (880 Lumens), CRI: 80, Color: Oil-Rubbed Bronze Lithonia Lighting WF6LED 30K40K50K 90CRI ORB M6 6" LED Wafer Light | 3000 | 90 | 850 | 85 |  | 10 | 1 | 36.06 | 36.06 | 42.3719 | 2020Q2 | https://www.platt.com/platt-electric-supply/LED-Downlighting-Modules/Lithonia-Lighting/WF6LED-30K40K50K-90CRI-ORB-M6/product.aspx?zpid=1385191 | Platt | 2020 | Yes
LED Lighting | Downlight | Philips Lighting |  |  |  |  | Medium Screw (E26) | HomeLighting, Lighting ControlsIndoor Lighting - RecessedLED DownlightingLED Modules LED Recessed Downlight for 4" cans, 8.5 Watt, 120 Volt, Lumens: 680, Color Temperature: 5000K, Philips P/N 80002-9. UL Wet design suitable for both indoor and outdoor applications. This lamp is ENERGY STAR® Certified. Philips Lighting HATTON US 4" day light recessed LED white 8.5 Watt, 120V, 2700K | 5000 | 83 | 680 | 80 |  | 8.5 | 1 | 25.35 | 25.35 | 29.7872 | 2020Q2 | https://www.platt.com/platt-electric-supply/LED-Downlighting-Modules/Philips-Lighting/HATTON-US-4-day-light-recessed-LED-white/product.aspx?zpid=75592 | Platt | 2020 | Yes
LED Lighting | Downlight | Satco | [5 empty] | HomeLighting, Lighting ControlsIndoor Lighting - RecessedLED DownlightingLED Modules SAT S9505 6" LED HOUSING Satco S9505 SATCO S9505 -13.5 watt; 5"- 6" base unit LED Downlight / Retrofit Fixture; 3000K; 120 volts | 3000 |  | 860 | 61.4286 |  | 14 | 1 | 46.27 | 46.27 | 54.369 | 2020Q2 | https://www.platt.com/platt-electric-supply/LED-Downlighting-Modules/Satco/S9505/product.aspx?zpid=264503 | Platt | 2020 | Yes
LED Lighting | Downlight | TCP | [5 empty] | HomeLighting, Lighting ControlsIndoor Lighting - RecessedLED DownlightingLED Modules LED Downlight Retrofit, 11 Watt, 5/6" Recessed, 120 Volt, 750 Lumens, 3000K, 35,000 Life Hours TCP L11DR56D3530K95 LED Downlight Retrofit, 11W, 5/6" Recessed, 120V | 3000 |  | 750 | 83.3333 | 35000 | 9 | 1 | 14.2 | 14.2 | 16.6855 | 2020Q2 | https://www.platt.com/platt-electric-supply/LED-Downlighting-Modules/TCP/L11DR56D3530K95/product.aspx?zpid=378257 | Platt | 2020 | Yes
LED Lighting | Downlight | TCP | True |  |  |  |  | HomeLighting, Lighting ControlsIndoor Lighting - RecessedLED DownlightingLED Modules 5"/6" LED Downlight, Retrofit, Line Voltage: 120V, Watts: 12, Lumens: 850, Color Temperature: 3000K, Color: White Trim. Life: 35,000 Hours. Replaces up to 75W Incandescent. Dimmable TCP L75DR56D3530K LED Recessed Downlight | 3000 | 80 | 850 | 70.8333 | 35000 | 12 | 1 | 11.92 | 11.92 | 14.0065 | 2020Q2 | https://www.platt.com/platt-electric-supply/LED-Downlighting-Modules/TCP/L75DR56D3530K/product.aspx?zpid=1275478 | Platt | 2020 | Yes
LED Lighting | Downlight | TCP | True |  |  |  |  | HomeLighting, Lighting ControlsIndoor Lighting - RecessedLED DownlightingLED Modules 5"/6" LED Downlight, Retrofit, Line Voltage: 120V, Watts: 10.5, Lumens: 850, Color Temperature: 3000K, Beam Angle 110°, Color: White Trim. Life: 35,000 Hours. Replaces up to 85W Incandescent. Dimmable. Title 24 JA8-2016-E and Title 20. TCP L85DR56D3530KCQ 5"/6" LED Retrofit | 3000 |  | 850 | 80.9524 | 35000 | 10.5 | 1 | 18.53 | 18.53 | 21.7735 | 2020Q2 | https://www.platt.com/platt-electric-supply/LED-Downlighting-Modules/TCP/L85DR56D3530KCQ/product.aspx?zpid=1814170 | Platt | 2020 | Yes
LED Lighting | Downlight | TCP | [5 empty] | HomeLighting, Lighting ControlsIndoor Lighting - RecessedLED DownlightingLED Modules LED Downlight Retrofit, 4" Recessed, 9 Watt, 120 Volt, 550 Lumens, 3000K, 35,000 Rated Hours. TCP L9DR4D3530K95 LED Downlight Retrofit, 4" Recessed, 9W, 120V | 3000 |  | 550 | 61.1111 |  | 9 | 1 | 12.13 | 12.13 | 14.2532 | 2020Q2 | https://www.platt.com/platt-electric-supply/LED-Downlighting-Modules/TCP/L9DR4D3530K95/product.aspx?zpid=378276 | Platt | 2020 | Yes
LED Lighting | Downlight | TCP |  |  |  |  | Medium Screw (E26) | HomeLighting, Lighting ControlsIndoor Lighting - RecessedLED DownlightingLED Modules 4" LED Downlight, Retrofit, Line Voltage: 120V, Watts: 10, Lumens: 750, Color Temperature: 3000K, Color: White Trim. TCP LED10DR430K LED Retrofit Downlight, 4", 10W, 120V, 3000K | 3000 |  | 750 | 75 |  | 10 | 1 | 15.45 | 15.45 | 18.1543 | 2020Q2 | https://www.platt.com/platt-electric-supply/LED-Downlighting-Modules/TCP/LED10DR430K/product.aspx?zpid=27956 | Platt | 2020 | Yes
LED Lighting | Downlight | TCP |  |  |  |  | E26 | HomeLighting, Lighting ControlsIndoor Lighting - RecessedLED DownlightingLED Modules TCP LED10DR435K TCP LED10DR435K TCP LED10DR435K | 3500 | 80 | 620 | 62 |  | 10 | 1 | 15.45 | 15.45 | 18.1543 | 2020Q2 | https://www.platt.com/platt-electric-supply/LED-Downlighting-Modules/TCP/LED10DR435K/product.aspx?zpid=245323 | Platt | 2020 | Yes
LED Lighting | Downlight | TCP |  |  |  |  | E26 | HomeLighting, Lighting ControlsIndoor Lighting - RecessedLED DownlightingLED Modules TCP LED10DR410K LED 10W 4 IN TCP LED10DR441K TCP LED10DR441K | 410 | 80 | 800 | 80 |  | 10 | 1 | 15.45 | 15.45 | 18.1543 | 2020Q2 | https://www.platt.com/platt-electric-supply/LED-Downlighting-Modules/TCP/LED10DR441K/product.aspx?zpid=199784 | Platt | 2020 | Yes
LED Lighting | Downlight | TCP | [5 empty] | HomeLighting, Lighting ControlsIndoor Lighting - RecessedLED DownlightingLED Modules LED 14W 5"/6" Recessed Downlight, 120V, 18 Watts, Color Temperature: 4100K, Rated Life: 35,000 Hours, CRI: 85, 820 Lumens TCP LED14DR5641K LED 14W 5"/6" Recessed Downlight, 120V, 18W | 4100 |  | 820 | 58.5714 | 35000 | 14 | 1 | 18.4 | 18.4 | 21.6207 | 2020Q2 | https://www.platt.com/platt-electric-supply/LED-Downlighting-Modules/TCP/LED14DR5641K/product.aspx?zpid=189604 | Platt | 2020 | Yes
LED Lighting | Downlight | Progress Lighting | [5 empty] | HomeLighting, Lighting ControlsIndoor Lighting - RecessedLED DownlightingLED Trims PRO P8071-28/35K-L10-STR2 6IN Ceiling Progress Lighting P8071-28/35K-L10-S 6" LED Retrofit downlight 1000 Lumens |  |  | 1000 | 83.3333 |  | 12 | 1 | 94.76 | 94.76 | 111.3467 | 2020Q2 | https://www.platt.com/platt-electric-supply/LED-Downlighting-Trims/Progress-Lighting/P8071-28-35K-L10-S/product.aspx?zpid=588277 | Platt | 2020 | Yes
LED Lighting | Reflector | Green Creative | True |  | MR16 (Mini Reflector) |  |  | HomeLamps, Bulbs, BallastsBulbs - LEDLED - ReflectiveLamps - MR16 Compact Fluorescent Lamp, 6.5W, Bulb: PLS-V, Base: GX23 (2-pin CFL), Lumens: , CRI: 82, Color Temperature: 2700K, Rated Average Life: 50,000 Hrs., Non-Dimming Green Creative 28378 28378 6.5PLSV/827/HYB/GX2 | 2700 |  | 570 | 87.6923 |  | 6.5 | 1 | 7.69 | 7.69 | 9.036 | 2020Q2 | https://www.platt.com/platt-electric-supply/LED-Reflective-Lamps-MR16/Green-Creative/28378/product.aspx?zpid=1315101 | Platt | 2020 | Yes
LED Lighting | Reflector | Green Creative | True |  | MR16 (Mini Reflector) |  | GU10 (2-Pin Twistlock) | HomeLamps, Bulbs, BallastsBulbs - LEDLED - ReflectiveLamps - MR16 Dimmable LED Lamp, 6W, 120V, Bulb: MR16, Base: GU10, Lumens: 425, CRI: 80, Color Temperature: 2700K, Beam Angle: 36°, Rated Average Life: 25,000 Hrs. Green Creative 40716 Dimmable LED Lamp, MR16, 6W, 120V, FL36 | 2700 | 80 | 425 | 70.8333 |  | 6 | 1 | 7.5 | 7.5 | 8.8128 | 2020Q2 | https://www.platt.com/platt-electric-supply/LED-Reflective-Lamps-MR16/Green-Creative/40716/product.aspx?zpid=167136 | Platt | 2020 | Yes
LED Lighting | Reflector | Green Creative | True |  | MR16 (Mini Reflector) |  | GU5.3 (2-Pin) | HomeLamps, Bulbs, BallastsBulbs - LEDLED - ReflectiveLamps - MR16 Dimmable LED Lamp, 6W, 12V, Bulb: MR16, Base: GU5.3, Lumens: 450, CRI: 80, Color Temperature: 3000K, Beam Angle: 36°, Rated Average Life: 30,000 Hrs. Green Creative 40756 Dimmable LED Lamp, 6W, 12V | 3000 | 80 | 450 | 75 |  | 6 | 1 | 6.52 | 6.52 | 7.6613 | 2020Q2 | https://www.platt.com/platt-electric-supply/LED-Reflective-Lamps-MR16/Green-Creative/40756/product.aspx?zpid=172971 | Platt | 2020 | Yes
LED Lighting | Reflector | Green Creative | True |  | MR16 (Mini Reflector) |  |  | HomeLamps, Bulbs, BallastsBulbs - LEDLED - ReflectiveLamps - MR16 Dimmable LED Lamp, 6 Watt, 12 Volt, Bulb: MR16, Base: GU5.3, Lumens: 480, CRI: 82, Color Temperature: 2700K, Beam Angle: 35°, Rated Average Life: 25,000 Hrs. Suitable for totally enclosed fixtures. Replaces 50W Halogen. Green Creative 57984 Dimmable LED Lamp, 6W, 120V, 2700K | 2700 | 82 | 480 | 80 |  | 6 | 1 | 9.21 | 9.21 | 10.8221 | 2020Q2 | https://www.platt.com/platt-electric-supply/LED-Reflective-Lamps-MR16/Green-Creative/57984/product.aspx?zpid=242398 | Platt | 2020 | Yes
LED Lighting | Reflector | Green Creative | True |  | MR16 (Mini Reflector) |  | GU10 (2-Pin Twistlock) | HomeLamps, Bulbs, BallastsBulbs - LEDLED - ReflectiveLamps - MR16 Dimmable LED Lamp, 6W, 120V, Bulb: MR16, Base: GU10, Lumens: 480, CRI: 80, Color Temperature: 2700K, Beam Angle: 35°, Rated Average Life: Up to 25,000 Hrs. 50W Equivalent. Green Creative 57987 Dimmable LED Lamp, 6W, 120V, 2700K | 2700 | 80 | 480 | 80 |  | 6 | 1 | 9.71 | 9.71 | 11.4096 | 2020Q2 | https://www.platt.com/platt-electric-supply/LED-Reflective-Lamps-MR16/Green-Creative/57987/product.aspx?zpid=207466 | Platt | 2020 | Yes
LED Lighting | Reflector | Green Creative | True |  | MR16 (Mini Reflector) |  | GU10 (2-Pin Twistlock) | HomeLamps, Bulbs, BallastsBulbs - LEDLED - ReflectiveLamps - MR16 Dimmable LED Lamp, 6W, 120V, Bulb: MR16, Base: GU10, Lumens: 500, CRI: 83, Color Temperature: 3000K, Beam Angle: 35°, Rated Average Life: Up to 25,000 Hrs. 50W Equivalent. Green Creative 57988 Dimmable LED Lamp, 6W, 120V, 3000K | 3000 | 83 | 500 | 83.3333 |  | 6 | 1 | 9.71 | 9.71 | 11.4096 | 2020Q2 | https://www.platt.com/platt-electric-supply/LED-Reflective-Lamps-MR16/Green-Creative/57988/product.aspx?zpid=201772 | Platt | 2020 | Yes
LED Lighting | Reflector | Green Creative | True |  | MR16 (Mini Reflector) |  | GU5.3 (2-Pin) | HomeLamps, Bulbs, BallastsBulbs - LEDLED - ReflectiveLamps - MR16 Dimmable LED Lamp, 6W, 12V, Bulb: MR16, Base: GU5.3, Lumens: 425, CRI: 82, Color Temperature: 2700K (Soft White), Rated Life: 25,000 Hrs. Green Creative 58285 Dimmable Lamp, 6W, 12V, 2700K, 425L | 2700 | 82 | 425 | 70.8333 |  | 6 | 1 | 7.02 | 7.02 | 8.2488 | 2020Q2 | https://www.platt.com/platt-electric-supply/LED-Reflective-Lamps-MR16/Green-Creative/58285/product.aspx?zpid=242399 | Platt | 2020 | Yes
LED Lighting | Reflector | Green Creative | True |  | MR16 (Mini Reflector) |  |  | HomeLamps, Bulbs, BallastsBulbs - LEDLED - ReflectiveLamps - MR16 Dimmable LED Lamp, 7W, 12V, Bulb: MR16, Base: GU5.3, Lumens: 580, Color Temperature: 2700K, Beam Angle: 15° Green Creative 98481 Dimmable LED Lamp, 7.5W, 12V, 2700K, Angle: 15° | 2700 |  | 580 | 82.8571 |  | 7 | 1 | 19.96 | 19.96 | 23.4538 | 2020Q2 | https://www.platt.com/platt-electric-supply/LED-Reflective-Lamps-MR16/Green-Creative/98481/product.aspx?zpid=1385108 | Platt | 2020 | Yes
LED Lighting | Reflector | Green Creative | True |  | MR16 (Mini Reflector) |  |  | HomeLamps, Bulbs, BallastsBulbs - LEDLED - ReflectiveLamps - MR16 Dimmable LED Lamp, 7.5W, 12V, Bulb: MR16, Base: GU5.3, Lumens: 580, Color Temperature: 2700K, Beam Angle: 35° Green Creative 98483 Dimmable LED Lamp, 7.5W, 12V, 2700K, Angle: 35° | 2700 |  | 580 | 77.3333 |  | 7.5 | 1 | 23.32 | 23.32 | 27.4019 | 2020Q2 | https://www.platt.com/platt-electric-supply/LED-Reflective-Lamps-MR16/Green-Creative/98483/product.aspx?zpid=1385104 | Platt | 2020 | Yes
LED Lighting | Reflector | Green Creative | True |  | MR16 (Mini Reflector) |  |  | HomeLamps, Bulbs, BallastsBulbs - LEDLED - ReflectiveLamps - MR16 Dimmable LED Lamp, 7W, 12V, Bulb: MR16, Base: GU5.3, Lumens: 580, Color Temperature: 3000K, Beam Angle: 15° Green Creative 98484 Dimmable LED Lamp, 7.5W, 12V, 3000K, Angle: 15° | 3000 |  | 580 | 82.8571 |  | 7 | 1 | 19.96 | 19.96 | 23.4538 | 2020Q2 | https://www.platt.com/platt-electric-supply/LED-Reflective-Lamps-MR16/Green-Creative/98484/product.aspx?zpid=1385111 | Platt | 2020 | Yes
LED Lighting | Reflector | Green Creative | True |  | MR16 (Mini Reflector) |  |  | HomeLamps, Bulbs, BallastsBulbs - LEDLED - ReflectiveLamps - MR16 Dimmable LED Lamp, 7.5W, 12V, Bulb: MR16, Base: GU5.3, Lumens: 580, Color Temperature: 3000K, Beam Angle: 25° Green Creative 98485 Dimmable LED Lamp, 7.5W, 12V, 3000K, Angle: 25° | 3000 |  | 580 | 77.3333 |  | 7.5 | 1 | 19.96 | 19.96 | 23.4538 | 2020Q2 | https://www.platt.com/platt-electric-supply/LED-Reflective-Lamps-MR16/Green-Creative/98485/product.aspx?zpid=1385107 | Platt | 2020 | Yes
LED Lighting | Reflector | Green Creative | True |  | MR16 (Mini Reflector) |  |  | HomeLamps, Bulbs, BallastsBulbs - LEDLED - ReflectiveLamps - MR16 Dimmable LED Lamp, 7.5W, 12V, Bulb: MR16, Base: GU5.3, Lumens: 580, Color Temperature: 3000K, Beam Angle: 35° Green Creative 98486 Dimmable LED Lamp, 7.5W, 12V, 3000K, Angle: 35° | 3000 |  | 580 | 77.3333 |  | 7.5 | 1 | 23.32 | 23.32 | 27.4019 | 2020Q2 | https://www.platt.com/platt-electric-supply/LED-Reflective-Lamps-MR16/Green-Creative/98486/product.aspx?zpid=1385106 | Platt | 2020 | Yes
LED Lighting | Reflector | Kichler |  |  | MR16 (Mini Reflector) |  | 2-Pin (GU5.3) | HomeLamps, Bulbs, BallastsBulbs - LEDLED - ReflectiveLamps - MR16 LED Lamp, 7.2 Watt, 615 Lumen, 2700K, 80 CRI, MR16 Flood, 40°, GU5.3 Base, 12 Volt Kichler 18146 LED Lamp, 7.2 Watt, 615 Lumen, 2700K, MR16, GU5.3 Base, 12V | 3000 | 80 | 615 | 85.4167 |  | 7.2 | 1 | 43.07 | 43.07 | 50.6089 | 2020Q2 | https://www.platt.com/platt-electric-supply/LED-Reflective-Lamps-MR16/Kichler/18146/product.aspx?zpid=948754 | Platt | 2020 | Yes
LED Lighting | Reflector | Lite The Nite | True |  | MR16 (Mini Reflector) |  | GU5.3 (2-Pin) | HomeLamps, Bulbs, BallastsBulbs - LEDLED - ReflectiveLamps - MR16 LED MR16, 5 Watt, 12 Volt, 40º Beam Spread, 3000K, Dimmable Lite The Nite L11534D LED MR16, 5W, 12V, 40 Deg Beam | 3000 | 80 | 430 | 86 |  | 5 | 1 | 12.35 | 12.35 | 14.5117 | 2020Q2 | https://www.platt.com/platt-electric-supply/LED-Reflective-Lamps-MR16/Lite-The-Nite/L11534D/product.aspx?zpid=347872 | Platt | 2020 | Yes
LED Lighting | Reflector | Philips Lighting | True |  | MR16 (Mini Reflector) |  | GU5.3 (2-Pin) | HomeLamps, Bulbs, BallastsBulbs - LEDLED - ReflectiveLamps - MR16 Dimmable LED Lamp, 10W, 12V, Bulb: MR16, Base: GU5.3, Lumens: 640, CRI: 80, Color Temperature: 2700K, Beam Angle: 24º, Rated Average Life: 30,000 Hrs. *Philips Part # 432393 75W Equivalent. Philips Lighting 10MR16/F24 2700 DIM HO Dimming 10W 24º 2700K MR16 | 2700 | 80 | 640 | 64 |  | 10 | 1 | 23.4 | 23.4 | 27.4959 | 2020Q2 | https://www.platt.com/platt-electric-supply/LED-Reflective-Lamps-MR16/Philips-Lighting/10MR16-F24-2700-DIM-HO/product.aspx?zpid=80862 | Platt | 2020 | Yes
LED Lighting | Reflector | Philips Lighting | False |  | MR16 (Mini Reflector) |  |  | HomeLamps, Bulbs, BallastsBulbs - LEDLED - ReflectiveLamps - MR16 Philips MR16 Dimmable LED Lamps provide ambient level light to illuminate hard to maintain applications. Increased transformer compatability allows for operation on a wider range of transformers. Available in dimmable and non-dimmable versions, these lamps are ideal for track and open recessed fixtures in retail, hospitality and residential spaces. Philips Lighting 10MR16F2440DMHO 432419 10MR16/F24 4000 DIM HO 10/1 |  |  | 780 | 78 |  | 10 | 1 | 23.4 | 23.4 | 27.4959 | 2020Q2 | https://www.platt.com/platt-electric-supply/LED-Reflective-Lamps-MR16/Philips-Lighting/10MR16F2440DMHO/product.aspx?zpid=84673 | Platt | 2020 | Yes
LED Lighting | Reflector | Philips Lighting | True |  | MR16 (Mini Reflector) |  | GU5.3 (2-Pin) | HomeLamps, Bulbs, BallastsBulbs - LEDLED - ReflectiveLamps - MR16 Dimmable LED Lamp, High Output Dimming 7w, 12V, Bulb: MR16, Base: GU5.3, Lumens: 480, CRI: 83, Color Temperature: 3000K, Beam Angle: 36°, Rated Average Life: 40,000 Hrs. Energy Star Rated. *Philips Part # 45748-1* Standard Halogen MR16 50W ENERGY STAR® Equivalent. Philips Lighting 457481 High Output Dimming 7W MR16 | 3000 | 83 | 480 | 68.5714 |  | 7 | 1 | 17.55 | 17.55 | 20.6219 | 2020Q2 | https://www.platt.com/platt-electric-supply/LED-Reflective-Lamps-MR16/Philips-Lighting/457481/product.aspx?zpid=178725 | Platt | 2020 | Yes
LED Lighting | Reflector | Philips Lighting | True |  | MR16 (Mini Reflector) |  | GU5.3 (2-Pin) | HomeLamps, Bulbs, BallastsBulbs - LEDLED - ReflectiveLamps - MR16 Dimmable LED Lamp, 6.4W, 12 V, Bulb: MR16 (Mini Reflector), Base: 2-Pin (GU5.3), Lumens: 450, CRI: 80, Color Temperature: 3000K, Beam Angle: 35°, Rated Average Life: 25000 Hours, *Philips Part # 470344* 34 Watt Equivalent Philips Lighting 470344 Dimmable LED Lamp, MR16, 6.4W, 12V, 3000K | 3000 | 80 | 450 | 70.3125 | 25000 | 6.4 | 1 | 10.73 | 10.73 | 12.6082 | 2020Q2 | https://www.platt.com/platt-electric-supply/LED-Reflective-Lamps-MR16/Philips-Lighting/470344/product.aspx?zpid=269460 | Platt | 2020 | Yes
LED Lighting | Reflector | Philips Lighting | True |  | MR16 (Mini Reflector) |  | GU5.3 (2-Pin) | HomeLamps, Bulbs, BallastsBulbs - LEDLED - ReflectiveLamps - MR16 Dimmable LED Lamp, 4W, 12 V, Bulb: MR16 (Mini Reflector), Base: 2-Pin (GU5.3), Lumens: 290, CRI: 82, Color Temperature: 2700K, Beam Angle: Flood 24º, Rated Average Life: 25000 Hours, Energy Star Rated. Philips Lighting 4MR16ACCSP10CW 4 W LED MR16 | 2700 | 82 | 290 | 72.5 | 25000 | 4 | 1 | 17 | 17 | 19.9757 | 2020Q2 | https://www.platt.com/platt-electric-supply/LED-Reflective-Lamps-MR16/Philips-Lighting/4MR16ACCSP10CW/product.aspx?zpid=778039 | Platt | 2020 | Yes
LED Lighting | Reflector | Philips Lighting | True |  | MR16 (Mini Reflector) |  | GU5.3 (2-Pin) | HomeLamps, Bulbs, BallastsBulbs - LEDLED - ReflectiveLamps - MR16 Dimmable LED, 6.4W, 12V, Bulb: MR16, Base: GU5.3, Lumens: 450, CRI: 80, Color Temperature: 3000K, Beam Angle: 25º, Rated Average Life: 25,000 Hrs. *Philips PN# 47033-6. Up to a 35W halogen MR16 Replacement. Philips Lighting 6.4MR16/F25/3000 DIM 12V 6.4W MR16 25° 3000K Dimmable LED | 3000 | 80 | 450 | 70.3125 |  | 6.4 | 1 | 10.73 | 10.73 | 12.6082 | 2020Q2 | https://www.platt.com/platt-electric-supply/LED-Reflective-Lamps-MR16/Philips-Lighting/6-4MR16-F25-3000-DIM-12V/product.aspx?zpid=329245 | Platt | 2020 | Yes
LED Lighting | Reflector | Philips Lighting | True |  | MR16 (Mini Reflector) |  | GU5.3 (2-Pin) | HomeLamps, Bulbs, BallastsBulbs - LEDLED - ReflectiveLamps - MR16 Dimmable LED Lamp with warm glow effect, 6.5W, 12V, Bulb: MR16, Base: GU5.3, Lumens: 410, CRI: 80, Color Temperature: 2700-2200K, Beam Angle: 25°, Rated Average Life: 25,000 Hrs. *Philips PN# 45453-8, 35W Equivalent. Philips Lighting 6.5MR16/F25/2700-2200 DIM 12V 6.5W 25° 27-22K Dimming | 2200 | 80 | 410 | 63.0769 |  | 6.5 | 1 | 12.68 | 12.68 | 14.8995 | 2020Q2 | https://www.platt.com/platt-electric-supply/LED-Reflective-Lamps-MR16/Philips-Lighting/6-5MR16-F25-2700-2200-DIM-12V/product.aspx?zpid=156279 | Platt | 2020 | Yes
LED Lighting | Reflector | Philips Lighting | True |  | MR16 (Mini Reflector) |  | GU5.3 (2-Pin) | HomeLamps, Bulbs, BallastsBulbs - LEDLED - ReflectiveLamps - MR16 Dimmable LED Lamp with warm glow effect, 6.5W, 12V, Bulb: MR16, Base: GU5.3, Lumens: 410, CRI: 80, Color Temperature: 2700-2200K, Beam Angle: 35°, Rated Average Life: 25,000 Hrs. *Philips PN# 45454-6. 35W Equivalent. Philips Lighting 6.5MR16/F35/2700-2200 DIM 12V 6.5W 35° 27-22K Dimming MR16 | 2200 | 80 | 410 | 63.0769 |  | 6.5 | 1 | 12.68 | 12.68 | 14.8995 | 2020Q2 | https://www.platt.com/platt-electric-supply/LED-Reflective-Lamps-MR16/Philips-Lighting/6-5MR16-F35-2700-2200-DIM-12V/product.aspx?zpid=156280 | Platt | 2020 | Yes
LED Lighting | Reflector | Philips Lighting | True |  | MR16 (Mini Reflector) |  | GU5.3 (2-Pin) | HomeLamps, Bulbs, BallastsBulbs - LEDLED - ReflectiveLamps - MR16 Dimmable LED Lamp, 6.5 Watt, 12 Volt, Bulb: MR16, Base: GU5.3, Lumens: 450, CRI: 80, Color Temperature: 2700K, Beam Angle: 36°, Rated Average Life: 25,000 Hrs. Energy Star Rated. *Philips Part # 453514* 35W Equivalent. Philips Lighting 6.5MR16/F36/2700-DIM-10/1 LED Lamp, Dimmable, MR16, 6.5W, 12V, FL36 | 2700 | 80 | 370 | 56.9231 |  | 6.5 | 1 | 11.7 | 11.7 | 13.748 | 2020Q2 | https://www.platt.com/platt-electric-supply/LED-Reflective-Lamps-MR16/Philips-Lighting/6-5MR16-F36-2700-DIM-10-1/product.aspx?zpid=126998 | Platt | 2020 | Yes
LED Lighting | Reflector | Philips Lighting | True |  | MR16 (Mini Reflector) |  | GU5.3 (2-Pin) | HomeLamps, Bulbs, BallastsBulbs - LEDLED - ReflectiveLamps - MR16 Dimmable LED Lamp, 6.5W, 12V, Bulb: MR16, Base: GU5.3, Lumens: 485, CRI: 91, Color Temperature: 2700K, Beam Angle: 25°, Rated Average Life: 25,000 Hrs. *Philips PN#479139, Mdl# 9290018543, 42W Equivalent. *CALIFORNIA TITLE 20 COMPLIANT* Philips Lighting 6.5MR16/LED/F25/927/D/EC/12V Dimmable LED Lamp, 6.5W | 2700 | 91 | 485 | 74.6154 |  | 6.5 | 1 | 19.4 | 19.4 | 22.7957 | 2020Q2 | https://www.platt.com/platt-electric-supply/LED-Reflective-Lamps-MR16/Philips-Lighting/6-5MR16-LED-F25-927-D-EC-12V/product.aspx?zpid=1303584 | Platt | 2020 | Yes
LED Lighting | Reflector | Philips Lighting | True |  | MR16 (Mini Reflector) |  | GU5.3 (2-Pin) | HomeLamps, Bulbs, BallastsBulbs - LEDLED - ReflectiveLamps - MR16 Dimmable LED Lamp, 6.5W, 12V, Bulb: MR16, Base: GU5.3, Lumens: 485, CRI: 91, Color Temperature: 3000K, Beam Angle: 25°, Rated Average Life: 25,000 Hrs. *Philips PN# 47914-7, 35W Equivalent. *CALIFORNIA TITLE 20 COMPLIANT* Philips Lighting 6.5MR16/LED/F25/930/D/EC/12V Dimmable LED Lamp, 6.5W | 3000 | 91 | 410 | 63.0769 |  | 6.5 | 1 | 19.4 | 19.4 | 22.7957 | 2020Q2 | https://www.platt.com/platt-electric-supply/LED-Reflective-Lamps-MR16/Philips-Lighting/6-5MR16-LED-F25-930-D-EC-12V/product.aspx?zpid=1303585 | Platt | 2020 | Yes
LED Lighting | Reflector | Philips Lighting | True |  | MR16 (Mini Reflector) |  | GU5.3 (2-Pin) | HomeLamps, Bulbs, BallastsBulbs - LEDLED - ReflectiveLamps - MR16 Dimmable LED Lamp, 6.5W, 12V, Bulb: MR16, Base: GU5.3, Lumens: 485, CRI: 91, Color Temperature: 2700K, Beam Angle: 35°, Rated Average Life: 25,000 Hrs. *Philips PN# 479162, Mdl #9290018545. 35-42W Equivalent. *CALIFORNIA TITLE 20 COMPLIANT* Philips Lighting 6.5MR16/LED/F35/927/D/EC/12V Dimmable LED Lamp, 6.5W | 2700 | 90 | 485 | 74.6154 |  | 6.5 | 1 | 19.4 | 19.4 | 22.7957 | 2020Q2 | https://www.platt.com/platt-electric-supply/LED-Reflective-Lamps-MR16/Philips-Lighting/6-5MR16-LED-F35-927-D-EC-12V/product.aspx?zpid=1303586 | Platt | 2020 | Yes
LED Lighting | Reflector | Philips Lighting | True |  | MR16 (Mini Reflector) |  | GU5.3 (2-Pin) | HomeLamps, Bulbs, BallastsBulbs - LEDLED - ReflectiveLamps - MR16 Dimmable LED Lamp, 6.5W, 12V, Bulb: MR16, Base: GU5.3, Lumens: 485, CRI: 91, Color Temperature: 3000K, Beam Angle: 35°, Rated Average Life: 25,000 Hrs. *Philips PN# 47917-0, 35-42W Equivalent. *CALIFORNIA TITLE 20 COMPLIANT* Philips Lighting 6.5MR16/LED/F35/930/D/EC/12V Dimmable LED Lamp, 6.5W | 3000 | 90 | 485 | 74.6154 |  | 6.5 | 1 | 19.4 | 19.4 | 22.7957 | 2020Q2 | https://www.platt.com/platt-electric-supply/LED-Reflective-Lamps-MR16/Philips-Lighting/6-5MR16-LED-F35-930-D-EC-12V/product.aspx?zpid=1303587 | Platt | 2020 | Yes
LED Lighting | Reflector | Philips Lighting | True |  | MR16 (Mini Reflector) |  | GU5.3 (2-Pin) | HomeLamps, Bulbs, BallastsBulbs - LEDLED - ReflectiveLamps - MR16 Dimmable LED, 6.6W, 12V, Bulb: MR16, Base: GU5.3, Lumens: 420, CRI: 80, Color Temperature: 3000K, Beam Angle: 25°, Rated Average Life: 25,000 Hrs. *Philips PN# 45478-5. Up to a 35W halogen MR16 Replacement. NOTE: NO LONGER MADE - SUB AVAILABLE. Philips Lighting 6.6MR16/F25/3000 DIM 12V 6.6W 25° 30K - OBSOLETE | 3000 | 80 | 420 | 64.6154 |  | 6.5 | 1 | 11.7 | 11.7 | 13.748 | 2020Q2 | https://www.platt.com/platt-electric-supply/LED-Reflective-Lamps-MR16/Philips-Lighting/6-6MR16-F25-3000-DIM-12V/product.aspx?zpid=156287 | Platt | 2020 | Yes
LED Lighting | Reflector | Philips Lighting | True |  | MR16 (Mini Reflector) |  | GU5.3 (2-Pin) | HomeLamps, Bulbs, BallastsBulbs - LEDLED - ReflectiveLamps - MR16 Dimmable LED Lamp, 6.6W, 12V, Bulb: MR16, Base: GU5.3, Lumens: 420, CRI: 80, Color Temperature: 3000K, Beam Angle: 35°, Rated Average Life: 25,000 Hrs. *Philips Part # 457606. Philips Lighting 6.6MR16/F35/3000 DIM 12V Dimmable LED Lamp, MR16, 6.6W, 12V, FL35 | 3000 | 80 | 420 | 63.6364 |  | 6.6 | 1 | 11.7 | 11.7 | 13.748 | 2020Q2 | https://www.platt.com/platt-electric-supply/LED-Reflective-Lamps-MR16/Philips-Lighting/6-6MR16-F35-3000-DIM-12V/product.aspx?zpid=178208 | Platt | 2020 | Yes
LED Lighting | Reflector | Philips Lighting | True |  | MR16 (Mini Reflector) |  | GU5.3 (2-Pin) | HomeLamps, Bulbs, BallastsBulbs - LEDLED - ReflectiveLamps - MR16 Dimmable LED Lamp, 7.3W, 12V, Bulb: MR16, Base: GU5.3, Lumens: 515, CRI: 80, Color Temperature: 2700K, Beam Angle: 35°, Rated Average Life: 25,000 Hrs. *Philips PN# 47917-0, 50W Equivalent. ** NON TITLE 20 COMPLIANT ** ** NOT FOR SALE IN CA ** Philips Lighting 7.3MR16/LED/827/F35/DIM 12V Dimmable LED Lamp, 7.3W | 2700 | 80 | 515 | 70.5479 |  | 7.3 | 1 | 13.65 | 13.65 | 16.0393 | 2020Q2 | https://www.platt.com/platt-electric-supply/LED-Reflective-Lamps-MR16/Philips-Lighting/7-3MR16-LED-827-F35-DIM-12V/product.aspx?zpid=1307520 | Platt | 2020 | Yes
LED Lighting | Reflector | Philips Lighting | True |  | MR16 (Mini Reflector) |  | GU5.3 (2-Pin) | HomeLamps, Bulbs, BallastsBulbs - LEDLED - ReflectiveLamps - MR16 Dimmable LED Lamp, 7.3W, 12V, Bulb: MR16, Base: GU5.3, Lumens: 515, CRI: 80, Color Temperature: 3000K, Beam Angle: 25°, Rated Average Life: 25,000 Hrs. *Philips PN# 533125, 50W Equivalent. Philips Lighting 7.3MR16/LED/830/F25/DIM 12V Dimmable LED Lamp, 7.3W | 3000 | 80 | 515 | 70.5479 |  | 7.3 | 1 | 13.65 | 13.65 | 16.0393 | 2020Q2 | https://www.platt.com/platt-electric-supply/LED-Reflective-Lamps-MR16/Philips-Lighting/7-3MR16-LED-830-F25-DIM-12V/product.aspx?zpid=1307531 | Platt | 2020 | Yes
LED Lighting | Reflector | Philips Lighting | True |  | MR16 (Mini Reflector) |  | GU5.3 (2-Pin) | HomeLamps, Bulbs, BallastsBulbs - LEDLED - ReflectiveLamps - MR16 Dimmable LED Lamp, 7.3W, 12V, Bulb: MR16, Base: GU5.3, Lumens: 515, CRI: 80, Color Temperature: 3000K, Beam Angle: 35°, Rated Average Life: 25,000 Hrs. *Philips PN#533158, 50W Equivalent. Philips Lighting 7.3MR16/LED/830/F35/DIM 12V Dimmable LED Lamp, 7.3W | 3000 | 80 | 515 | 70.5479 |  | 7.3 | 1 | 13.65 | 13.65 | 16.0393 | 2020Q2 | https://www.platt.com/platt-electric-supply/LED-Reflective-Lamps-MR16/Philips-Lighting/7-3MR16-LED-830-F35-DIM-12V/product.aspx?zpid=1307533 | Platt | 2020 | Yes
LED Lighting | Reflector | Philips Lighting | True |  | MR16 (Mini Reflector) |  | GU5.3 (2-Pin) | HomeLamps, Bulbs, BallastsBulbs - LEDLED - ReflectiveLamps - MR16 Dimmable LED Lamp, 7W, 12V, Bulb: MR16, Base: GU5.3, Lumens: 350, CRI: 85, Color Temperature: 4000K, Beam Angle: 24º, Rated Average Life: 40,000 Hrs. *Philips Part # 41470-6* 50W Equivalent. Philips Lighting 7MR16/END/F24 4000 12V DIM 7W EnduraLED Retrofit MR16 LED Bulb | 4000 | 85 | 350 | 50 |  | 7 | 1 | 17.06 | 17.06 | 20.0462 | 2020Q2 | https://www.platt.com/platt-electric-supply/LED-Reflective-Lamps-MR16/Philips-Lighting/7MR16-END-F24-4000-12V-DIM/product.aspx?zpid=878125 | Platt | 2020 | Yes
LED Lighting | Reflector | Philips Lighting | True |  | MR16 (Mini Reflector) |  | GU5.3 (2-Pin) | HomeLamps, Bulbs, BallastsBulbs - LEDLED - ReflectiveLamps - MR16 Dimmable LED Lamp, 7W, 12V, Bulb: MR16, Base: GU5.3, Lumens: 460, CRI: 80, Color Temperature: 4000K, Beam Angle: 25º, Rated Average Life: 40,000 Hrs. *Philips Part # 45746-5* 42W Equivalent. This lamp is ENERGY STAR® Certified. Philips Lighting 7MR16/F25 4000 DIM AF2 10/1 7W LED MR16 Dimmable | 4000 | 80 | 460 | 65.7143 |  | 7 | 1 | 17.55 | 17.55 | 20.6219 | 2020Q2 | https://www.platt.com/platt-electric-supply/LED-Reflective-Lamps-MR16/Philips-Lighting/7MR16-F25-4000-DIM-AF2-10-1/product.aspx?zpid=191255 | Platt | 2020 | Yes
LED Lighting | Reflector | Philips Lighting | True |  | MR16 (Mini Reflector) |  | GU5.3 (2-Pin) | HomeLamps, Bulbs, BallastsBulbs - LEDLED - ReflectiveLamps - MR16 Dimmable LED Lamp, High Output Dimming 7w, 12V, Bulb: MR16, Base: GU5.3, Lumens: 500, CRI: 83, Color Temperature: 3000K, Beam Angle: 35°, Rated Average Life: 40,000 Hrs. *Philips Part # 46159-0* This lamp is ENERGY STAR® Certified. Up to a 50W halogen MR16 Replacement *** Not for Sale in California *** Philips Lighting 7MR16/F35 3000 DIM AF2 High Output Dimming 7W MR16 | 3000 | 83 | 500 | 71.4286 |  | 7 | 1 | 17.55 | 17.55 | 20.6219 | 2020Q2 | https://www.platt.com/platt-electric-supply/LED-Reflective-Lamps-MR16/Philips-Lighting/7MR16-F35-3000-DIM-AF2/product.aspx?zpid=8137 | Platt | 2020 | Yes
LED Lighting | Reflector | Philips Lighting | True |  | MR16 (Mini Reflector) |  | GU5.3 (2-Pin) | HomeLamps, Bulbs, BallastsBulbs - LEDLED - ReflectiveLamps - MR16 Dimmable LED Lamp, High Output Dimming 7W, 12V, Bulb: MR16, Base: GU5.3, Lumens: 480, CRI: 83, Color Temperature: 2700K, Beam Angle: 36°, Rated Average Life: 40,000 Hrs. Energy Star Rated. *Philips Part # 43364-9* Standard Halogen MR16 50W ENERGY STAR® Equivalent. Philips Lighting 7MR16/F36 2700 DIM AF HO Dimmable LED Lamp, MR16, 7W, 12V, FL36 | 2700 | 83 | 480 | 68.5714 |  | 7 | 1 | 10 | 10 | 11.7504 | 2020Q2 | https://www.platt.com/platt-electric-supply/LED-Reflective-Lamps-MR16/Philips-Lighting/7MR16-F36-2700-DIM-AF-HO/product.aspx?zpid=120020 | Platt | 2020 | Yes
LED Lighting | Reflector | Philips Lighting | True |  | MR16 (Mini Reflector) |  | GU5.3 (2-Pin) | HomeLamps, Bulbs, BallastsBulbs - LEDLED - ReflectiveLamps - MR16 Dimmable LED Lamp, 7w, 12V, Bulb: MR16, Base: GU5.3, Lumens: 500, CRI: 80, Color Temperature: 2700K, Beam Angle: 25°, Rated Average Life: 40,000 Hrs. *Philips Part # 46155-8* Standard Halogen MR16 50W Equivalent. *** Not for Sale in California *** Philips Lighting 7MR16/LED/F25/827/DIM AF2 Dimmable LED Lamp, 7W 25° 2700K MR16 | 2700 | 80 | 500 | 71.4286 |  | 7 | 1 | 17.55 | 17.55 | 20.6219 | 2020Q2 | https://www.platt.com/platt-electric-supply/LED-Reflective-Lamps-MR16/Philips-Lighting/7MR16-LED-F25-827-DIM-AF2/product.aspx?zpid=146299 | Platt | 2020 | Yes
LED Lighting | Reflector | Philips Lighting | True |  | MR16 (Mini Reflector) |  | GU5.3 (2-Pin) | HomeLamps, Bulbs, BallastsBulbs - LEDLED - ReflectiveLamps - MR16 Dimmable LED Lamp, 7W, 12V, Bulb: MR16, Base: GU5.3, Lumens: 500, CRI: 91, Color Temperature: 3000K, Beam Angle: 25°, Rated Average Life: 25,000 Hrs. *Philips PN# 53185-5, 50W Equivalent. Philips Lighting 7MR16/LED/F25/830/DIM AF2 10/1 Dimmable LED Lamp, 7W | 3000 | 80 | 500 | 71.4286 |  | 7 | 1 | 17.55 | 17.55 | 20.6219 | 2020Q2 | https://www.platt.com/platt-electric-supply/LED-Reflective-Lamps-MR16/Philips-Lighting/7MR16-LED-F25-830-DIM-AF2-10-1/product.aspx?zpid=1199796 | Platt | 2020 | Yes
LED Lighting | Reflector | Philips Lighting | True |  | MR16 (Mini Reflector) |  | GU5.3 (2-Pin) | HomeLamps, Bulbs, BallastsBulbs - LEDLED - ReflectiveLamps - MR16 Dimmable LED Lamp, 7w, 12V, Bulb: MR16, Base: GU5.3, Lumens: 500, CRI: 80, Color Temperature: 3000K, Beam Angle: 25°, Rated Average Life: 40,000 Hrs. *Philips Part # 46156-6* Standard Halogen MR16 50W Equivalent. *** No Longer Made - Sub is Platt #1307531: 7.3MR16/LED/830/F25/DIM *** Philips Lighting 7MR16/LED/F25/830/DIM AF2 Dimmable LED Lamp, 7W 25° 3000K MR16 | 3000 | 80 | 500 | 71.4286 |  | 7 | 1 | 17.55 | 17.55 | 20.6219 | 2020Q2 | https://www.platt.com/platt-electric-supply/LED-Reflective-Lamps-MR16/Philips-Lighting/7MR16-LED-F25-830-DIM-AF2/product.aspx?zpid=85587 | Platt | 2020 | Yes
LED Lighting | Reflector | Philips Lighting | True |  | MR16 (Mini Reflector) |  | GU5.3 (2-Pin) | HomeLamps, Bulbs, BallastsBulbs - LEDLED - ReflectiveLamps - MR16 Dimmable LED Lamp, 7w, 12V, Bulb: MR16, Base: GU5.3, Lumens: 530, CRI: 80, Color Temperature: 4000K, Beam Angle: 25°, Rated Average Life: 40,000 Hrs. *Philips Part # 46157-4* Standard Halogen MR16 50W Equivalent. Philips Lighting 7MR16/LED/F25/840/DIM AF2 Dimming 7W 25° 4000K MR16 | 4000 | 80 | 530 | 75.7143 |  | 7 | 1 | 17.55 | 17.55 | 20.6219 | 2020Q2 | https://www.platt.com/platt-electric-supply/LED-Reflective-Lamps-MR16/Philips-Lighting/7MR16-LED-F25-840-DIM-AF2/product.aspx?zpid=78935 | Platt | 2020 | Yes
LED Lighting | Reflector | Philips Lighting | True |  | MR16 (Mini Reflector) |  | GU5.3 (2-Pin) | HomeLamps, Bulbs, BallastsBulbs - LEDLED - ReflectiveLamps - MR16 Dimmable LED Lamp, High Output Dimming 7w, 12V, Bulb: MR16, Base: GU5.3, Lumens: 500, CRI: 83, Color Temperature: 2700K, Beam Angle: 35°, Rated Average Life: 40,000 Hrs. *Philips Part # 46158-2* This lamp is ENERGY STAR® Certified. Up to a 50W halogen MR16 Replacement *** Not for Sale in California *** Philips Lighting 7MR16/LED/F35/827/DIM AF2 High Output Dimming 7W MR16 | 2700 | 83 | 500 | 71.4286 |  | 7 | 1 | 17.55 | 17.55 | 20.6219 | 2020Q2 | https://www.platt.com/platt-electric-supply/LED-Reflective-Lamps-MR16/Philips-Lighting/7MR16-LED-F35-827-DIM-AF2/product.aspx?zpid=70027 | Platt | 2020 | Yes
LED Lighting | Reflector | Philips Lighting | True |  | MR16 (Mini Reflector) |  | GU5.3 (2-Pin) | HomeLamps, Bulbs, BallastsBulbs - LEDLED - ReflectiveLamps - MR16 Dimmable LED Lamp, 7W, 12V, Bulb: MR16, Base: GU5.3, Lumens: 500, CRI: 91, Color Temperature: 3000K, Beam Angle: 35°, Rated Average Life: 25,000 Hrs. *Philips PN# 53187-1, 50W Equivalent. Philips Lighting 7MR16/LED/F35/830/DIM AF2 10/1 Dimmable LED Lamp, 7W | 3000 | 80 | 500 | 71.4286 |  | 7 | 1 | 17.55 | 17.55 | 20.6219 | 2020Q2 | https://www.platt.com/platt-electric-supply/LED-Reflective-Lamps-MR16/Philips-Lighting/7MR16-LED-F35-830-DIM-AF2-10-1/product.aspx?zpid=1199793 | Platt | 2020 | Yes
LED Lighting | Reflector | Philips Lighting | True |  | MR16 (Mini Reflector) |  | GU5.3 (2-Pin) | HomeLamps, Bulbs, BallastsBulbs - LEDLED - ReflectiveLamps - MR16 Dimmable LED Lamp, 7w, 12V, Bulb: MR16, Base: GU5.3, Lumens: 500, CRI: 80, Color Temperature: 3000K, Beam Angle: 15°, Rated Average Life: 40,000 Hrs. Energy Star Rated. *Philips Part # 46153-3* 12NC: 929001 1526. Philips Lighting 7MR16/LED/S15/830/DIM AF2 Dimming 7W MR16 | 3000 | 80 | 500 | 71.4286 |  | 7 | 1 | 17.55 | 17.55 | 20.6219 | 2020Q2 | https://www.platt.com/platt-electric-supply/LED-Reflective-Lamps-MR16/Philips-Lighting/7MR16-LED-S15-830-DIM-AF2/product.aspx?zpid=121028 | Platt | 2020 | Yes
LED Lighting | Reflector | Philips Lighting | True |  | MR16 (Mini Reflector) |  | GU5.3 (2-Pin) | HomeLamps, Bulbs, BallastsBulbs - LEDLED - ReflectiveLamps - MR16 Dimmable LED Lamp, 8.5W, 12V, Bulb: MRX16, Base: GU5.3, Lumens: 600, CRI: 80, Color Temperature: 2700K, Beam Angle: 25°, Rated Average Life: 40,000 Hrs. *Philips Part #533513, 12NC 929001881304. Up to a 50W halogen MR16 Replacement. Philips Lighting 8.5MR16/LED/827/F25/DIM 12V Dimming 8.5W 25° 2700K LED MR16 | 2700 | 80 | 600 | 70.5882 |  | 8.5 | 1 | 16.58 | 16.58 | 19.4821 | 2020Q2 | https://www.platt.com/platt-electric-supply/LED-Reflective-Lamps-MR16/Philips-Lighting/8-5MR16-LED-827-F25-DIM-12V/product.aspx?zpid=1311392 | Platt | 2020 | Yes
LED Lighting | Reflector | Philips Lighting | True |  | MR16 (Mini Reflector) |  | GU5.3 (2-Pin) | HomeLamps, Bulbs, BallastsBulbs - LEDLED - ReflectiveLamps - MR16 Dimmable LED Lamp, 8.5W, 12V, Bulb: MR16, Base: GU5.3, Lumens: 600, CRI: 80, Color Temperature: 2700K, Beam Angle: 35°, Rated Average Life: 40,000 Hrs. *Philips Part #53318-2, Up to a 50W halogen MR16 Replacement. Philips Lighting 8.5MR16/LED/827/F35/DIM 12V 8.5W 35° 2700K LED MR16 | 2700 | 80 | 600 | 70.5882 |  | 8.5 | 1 | 16.58 | 16.58 | 19.4821 | 2020Q2 | https://www.platt.com/platt-electric-supply/LED-Reflective-Lamps-MR16/Philips-Lighting/8-5MR16-LED-827-F35-DIM-12V/product.aspx?zpid=1330337 | Platt | 2020 | Yes
LED Lighting | Reflector | Philips Lighting | True |  | MR16 (Mini Reflector) |  | GU5.3 (2-Pin) | HomeLamps, Bulbs, BallastsBulbs - LEDLED - ReflectiveLamps - MR16 Dimmable LED Lamp, 8.5W, 12V, Bulb: MR16, Base: GU5.3, Lumens: 620, CRI: 80, Color Temperature: 3000K, Beam Angle: 25°, Rated Average Life: 40,000 Hrs. *Philips Part #53317-4, Up to a 50W halogen MR16 Replacement. Philips Lighting 8.5MR16/LED/830/F25/DIM 12V 8.5W 25° 3000K LED MR16 | 3000 | 80 | 620 | 72.9412 |  | 8.5 | 1 | 16.58 | 16.58 | 19.4821 | 2020Q2 | https://www.platt.com/platt-electric-supply/LED-Reflective-Lamps-MR16/Philips-Lighting/8-5MR16-LED-830-F25-DIM-12V/product.aspx?zpid=1330338 | Platt | 2020 | Yes
LED Lighting | Reflector | Philips Lighting | True |  | MR16 (Mini Reflector) |  | GU5.3 (2-Pin) | HomeLamps, Bulbs, BallastsBulbs - LEDLED - ReflectiveLamps - MR16 Dimmable LED Lamp, 8.5W, 12V, Bulb: MR16, Base: GU5.3, Lumens: 620, CRI: 80, Color Temperature: 3000K, Beam Angle: 35°, Rated Average Life: 40,000 Hrs. *Philips Part #53319-0, Mdl# 9290018817. 50-75W halogen MR16 Replacement. Philips Lighting 8.5MR16/LED/830/F35/DIM 12V 8.5W 35° 3000K LED MR16 | 3000 | 80 | 620 | 72.9412 |  | 8.5 | 1 | 16.58 | 16.58 | 19.4821 | 2020Q2 | https://www.platt.com/platt-electric-supply/LED-Reflective-Lamps-MR16/Philips-Lighting/8-5MR16-LED-830-F35-DIM-12V/product.aspx?zpid=1315456 | Platt | 2020 | Yes
LED Lighting | Reflector | Philips Lighting | True |  | MR16 (Mini Reflector) |  | GU5.3 (2-Pin) | HomeLamps, Bulbs, BallastsBulbs - LEDLED - ReflectiveLamps - MR16 Dimmable LED Lamp, 8.5W, 12V, Bulb: MRX16, Base: GU5.3, Lumens: 635, CRI: 80, Color Temperature: 2700K, Beam Angle: 25°, Rated Average Life: 40,000 Hrs. *Philips Part # 45750-7 Up to a 75W halogen MR16 Replacement. *** Not for Sale in California *** Philips Lighting 8.5MRX16/F25 2700 DIM AF Dimmable LED Lamp, 8.5W 25° 2700K MR16 | 2700 | 80 | 635 | 74.7059 |  | 8.5 | 1 | 23.4 | 23.4 | 27.4959 | 2020Q2 | https://www.platt.com/platt-electric-supply/LED-Reflective-Lamps-MR16/Philips-Lighting/8-5MRX16-F25-2700-DIM-AF/product.aspx?zpid=27800 | Platt | 2020 | Yes
LED Lighting | Reflector | Philips Lighting | True |  | MR16 (Mini Reflector) |  | GU5.3 (2-Pin) | HomeLamps, Bulbs, BallastsBulbs - LEDLED - ReflectiveLamps - MR16 Dimmable LED Lamp, 8.5W, 12V, Bulb: MRX16, Base: GU5.3, Lumens: 660, CRI: 80, Color Temperature: 3000K, Beam Angle: 25°, Rated Average Life: 40,000 Hrs. *Philips PN# 45751-5, 75W Equivalent. Mdl# 9290011499A. This lamp is ENERGY STAR® Certified Philips Lighting 8.5MRX16/F25 3000 DIM AF 10/1 8.5W LED MR16 | 3000 | 80 | 660 | 77.6471 |  | 8.5 | 1 | 23.4 | 23.4 | 27.4959 | 2020Q2 | https://www.platt.com/platt-electric-supply/LED-Reflective-Lamps-MR16/Philips-Lighting/8-5MRX16-F25-3000-DIM-AF-10-1/product.aspx?zpid=49238 | Platt | 2020 | Yes
LED Lighting | Reflector | Philips Lighting | True |  | MR16 (Mini Reflector) |  | GU5.3 (2-Pin) | HomeLamps, Bulbs, BallastsBulbs - LEDLED - ReflectiveLamps - MR16 Dimmable LED Lamp, 8.5W, 12V, Bulb: MRX16, Base: GU5.3, Lumens: 635, CRI: 80, Color Temperature: 2700K, Beam Angle: 35°, Rated Average Life: 40,000 Hrs. *Philips PN# 457531, 75W Equivalent. Mdl# 9290011501A. This lamp is ENERGY STAR® Certified. *** Not for Sale in California *** Philips Lighting 8.5MRX16/F35 2700 DIM AF 10/1 Dimmable LED Lamp, 8.5W LED MR16 | 2700 | 80 | 635 | 74.7059 |  | 8.5 | 1 | 23.4 | 23.4 | 27.4959 | 2020Q2 | https://www.platt.com/platt-electric-supply/LED-Reflective-Lamps-MR16/Philips-Lighting/8-5MRX16-F35-2700-DIM-AF-10-1/product.aspx?zpid=4823 | Platt | 2020 | Yes
LED Lighting | Reflector | Philips Lighting | True |  | MR16 (Mini Reflector) |  | GU5.3 (2-Pin) | HomeLamps, Bulbs, BallastsBulbs - LEDLED - ReflectiveLamps - MR16 Dimmable LED Lamp, 8.5W, 12V, Bulb: MRX16, Base: GU5.3, Lumens: 660, CRI: 80, Color Temperature: 3000K, Beam Angle: 35°, Rated Average Life: 40,000 Hrs. *Philips PN# 45754-9, 75W Equivalent. Mdl# 9290011502A. This lamp is ENERGY STAR® Certified. *** Not for Sale in California *** Philips Lighting 8.5MRX16/F35 3000 DIM AF 10/1 DImmable LED Lamp, 8.5W LED MR16 | 3000 | 80 | 660 | 77.6471 |  | 8.5 | 1 | 23.4 | 23.4 | 27.4959 | 2020Q2 | https://www.platt.com/platt-electric-supply/LED-Reflective-Lamps-MR16/Philips-Lighting/8-5MRX16-F35-3000-DIM-AF-10-1/product.aspx?zpid=187893 | Platt | 2020 | Yes
LED Lighting | Reflector | TCP |  |  | MR16 |  | GU5.3 (2-Pin) | HomeLamps, Bulbs, BallastsBulbs - LEDLED - ReflectiveLamps - MR16 TCP LED512VMR1624KFL LED 5W M TCP LED512VMR1624KFL TCP LED512VMR1624KFL | 1624 | 82 | 280 | 56 |  | 5 | 1 | 8.93 | 8.93 | 10.4931 | 2020Q2 | https://www.platt.com/platt-electric-supply/LED-Reflective-Lamps-MR16/TCP/LED512VMR1624KFL/product.aspx?zpid=282282 | Platt | 2020 | Yes
LED Lighting | Reflector | TCP |  |  | MR16 |  | GU5.3 (2-Pin) | HomeLamps, Bulbs, BallastsBulbs - LEDLED - ReflectiveLamps - MR16 TCP LED512VMR1641KNFL LED 5W TCP LED512VMR1641KNFL TCP LED512VMR1641KNFL 5W LED MR16 4 | 1641 |  | 390 | 78 |  | 5 | 1 | 8.93 | 8.93 | 10.4931 | 2020Q2 | https://www.platt.com/platt-electric-supply/LED-Reflective-Lamps-MR16/TCP/LED512VMR1641KNFL/product.aspx?zpid=282287 | Platt | 2020 | Yes
LED Lighting | Reflector | TCP | True |  | MR16 (Mini Reflector) |  | GU10 (2-Pin Twistlock) | HomeLamps, Bulbs, BallastsBulbs - LEDLED - ReflectiveLamps - MR16 Dimmable Elite LED Lamp, 7W, 12V, Bulb: MR16, Base:GU10, Lumens: 500, CRI: 82, Color Temperature: 2700K, Beam Angle: 40°, Lamp Life: 25,000 Hrs. 50W Equivalent. TCP LED712VMR16827K LED712VMR16827K | 2700 | 82 | 500 | 71.4286 |  | 7 | 1 | 10 | 10 | 11.7504 | 2020Q2 | https://www.platt.com/platt-electric-supply/LED-Reflective-Lamps-MR16/TCP/LED712VMR16827K/product.aspx?zpid=188892 | Platt | 2020 | Yes
LED Lighting | Reflector | TCP | True |  | MR16 (Mini Reflector) |  | GU5.3 (2-Pin) | HomeLamps, Bulbs, BallastsBulbs - LEDLED - ReflectiveLamps - MR16 Dimmable Elite LED Lamp, Dimming 7W, 12V, Bulb: MR16, Base: 2-Pin GU5.3, Lumens: 500, CRI: 82, Color Temperature: 3000K, Beam Angle: 20°, Rated Average Life: 25,000 Hrs. Energy Star Rated. TCP LED712VMR16830KNFL Dimmable LED Lamp, MR16, 7W, 12V | 3000 | 82 | 500 | 71.4286 |  | 7 | 1 | 18.11 | 18.11 | 21.2799 | 2020Q2 | https://www.platt.com/platt-electric-supply/LED-Reflective-Lamps-MR16/TCP/LED712VMR16830KNFL/product.aspx?zpid=78998 | Platt | 2020 | Yes
LED Lighting | Reflector | TCP | True |  | MR16 (Mini Reflector) |  | GU5.3 (2-Pin) | HomeLamps, Bulbs, BallastsBulbs - LEDLED - ReflectiveLamps - MR16 Dimmable LED Lamp, 7W, 12V, Bulb: MR16, Base: GU5.3, Lumens: 425, CRI: 80, Color Temperature: 2700K, Beam Angle: 40°, Rated Average Life: 25,000 Hrs. TCP LED712VMR16927KFL 7 Watt Dimmable LED MR16 | 2700 | 80 | 425 | 60.7143 |  | 7 | 1 | 20.14 | 20.14 | 23.6653 | 2020Q2 | https://www.platt.com/platt-electric-supply/LED-Reflective-Lamps-MR16/TCP/LED712VMR16927KFL/product.aspx?zpid=10408 | Platt | 2020 | Yes
LED Lighting | Reflector | TCP | True |  | MR16 (Mini Reflector) |  | GU5.3 (2-Pin) | HomeLamps, Bulbs, BallastsBulbs - LEDLED - ReflectiveLamps - MR16 Dimmable LED Lamp, 7W, 12V, Bulb: MR16, Base: GU5.3, Lumens: 425, CRI: 80, Color Temperature: 2700K, Beam Angle: 20°, Rated Average Life: 25,000 Hrs. TCP LED712VMR16927KNFL 7 Watt Dimmable LED MR16 | 2700 | 80 | 425 | 60.7143 |  | 7 | 1 | 20.14 | 20.14 | 23.6653 | 2020Q2 | https://www.platt.com/platt-electric-supply/LED-Reflective-Lamps-MR16/TCP/LED712VMR16927KNFL/product.aspx?zpid=282292 | Platt | 2020 | Yes
LED Lighting | Reflector | TCP |  |  | MR16 |  | GU5.3 (2-Pin) | HomeLamps, Bulbs, BallastsBulbs - LEDLED - ReflectiveLamps - MR16 TCO LED7 12V MR16 930 KFL TCP LED712VMR16930KFL TCP LED712VMR16930KFL 7W 12V DIM MR | 3000 |  | 425 | 60.7143 |  | 7 | 1 | 20.14 | 20.14 | 23.6653 | 2020Q2 | https://www.platt.com/platt-electric-supply/LED-Reflective-Lamps-MR16/TCP/LED712VMR16930KFL/product.aspx?zpid=218578 | Platt | 2020 | Yes
LED Lighting | Reflector | TCP | True |  | MR16 |  | GU5.3 (2-Pin) | HomeLamps, Bulbs, BallastsBulbs - LEDLED - ReflectiveLamps - MR16 LED Dimmable MR16 Lamp, 7 Watts, 12V, Lumens: 425, Color Temperature: 3000K, CRI: 90 TCP LED712VMR16930KNFL LED Dimmable MR16 Lamp, 7W | 3000 | 90 | 425 | 60.7143 |  | 7 | 1 | 20.14 | 20.14 | 23.6653 | 2020Q2 | https://www.platt.com/platt-electric-supply/LED-Reflective-Lamps-MR16/TCP/LED712VMR16930KNFL/product.aspx?zpid=292558 | Platt | 2020 | Yes
LED Lighting | Reflector | TCP | True |  | MR16 |  | GU5.3 (2-Pin) | HomeLamps, Bulbs, BallastsBulbs - LEDLED - ReflectiveLamps - MR16 LED Lamp, Dimmable, 7 Watt, 12 Volt, Bulb: MR16 (Mini Reflector), Base: 2-Pin (GU5.3), Lumens: 446, CRI: 92, Color Temperature: 4100K, Beam Angle: Flood 40 Degree TCP LED712VMR16941KFL LED Lamp, Dimmable, MR16, 7W, 12V, FL40 | 4100 | 90 | 445 | 63.5714 |  | 7 | 1 | 20.14 | 20.14 | 23.6653 | 2020Q2 | https://www.platt.com/platt-electric-supply/LED-Reflective-Lamps-MR16/TCP/LED712VMR16941KFL/product.aspx?zpid=282294 | Platt | 2020 | Yes
LED Lighting | Reflector | TCP | True |  | MR16 (Mini Reflector) |  | GU10 (2-Pin Twistlock) | HomeLamps, Bulbs, BallastsBulbs - LEDLED - ReflectiveLamps - MR16 Dimmable Elite LED Lamp, 7W, 120V, Bulb: MR16, Base:GU10, Lumens: 500, CRI: 82, Color Temperature: 2700K, Beam Angle: 40°, Lamp Life: 25,000 Hrs. 50W Equivalent. TCP LED7MR16GU1027KFL Dimmable LED Lamp, MR16, 7W, 120V, FL40 | 2700 | 82 | 500 | 71.4286 |  | 7 | 1 | 5.64 | 5.64 | 6.6272 | 2020Q2 | https://www.platt.com/platt-electric-supply/LED-Reflective-Lamps-MR16/TCP/LED7MR16GU1027KFL/product.aspx?zpid=936771 | Platt | 2020 | Yes
LED Lighting | Reflector | TCP | True |  | MR16 (Mini Reflector) |  | GU10 (2-Pin Twistlock) | HomeLamps, Bulbs, BallastsBulbs - LEDLED - ReflectiveLamps - MR16 LED Lamp, Dimmable, 7 Watt, 120 Volt, Bulb: MR16 (Mini Reflector), Base: 2-Pin Twist Lock (GU10), Lumens: 500, CRI: 82, Color Temperature: 3000K, Beam Angle: Flood 40° TCP LED7MR16GU1030KFL LED Lamp, Dimmable, MR16, 7W, 120V, FL40 | 3000 | 82 | 525 | 75 |  | 7 | 1 | 5.64 | 5.64 | 6.6272 | 2020Q2 | https://www.platt.com/platt-electric-supply/LED-Reflective-Lamps-MR16/TCP/LED7MR16GU1030KFL/product.aspx?zpid=141953 | Platt | 2020 | Yes
LED Lighting | Reflector | TCP | True |  | MR16 (Mini Reflector) |  | GU10 (2-Pin Twistlock) | HomeLamps, Bulbs, BallastsBulbs - LEDLED - ReflectiveLamps - MR16 Dimmable Elite LED Lamp, 7W, 120V, Bulb: MR16, Base:GU10, Lumens: 525, CRI: 82, Color Temperature: 3000K, Beam Angle: 20°, Lamp Life: 25,000 Hrs. 50W Equivalent. TCP LED7MR16GU1030KNFL 7W MR16 Dimmable LED Bulb | 3000 | 82 | 525 | 75 |  | 7 | 1 | 5.64 | 5.64 | 6.6272 | 2020Q2 | https://www.platt.com/platt-electric-supply/LED-Reflective-Lamps-MR16/TCP/LED7MR16GU1030KNFL/product.aspx?zpid=918501 | Platt | 2020 | Yes
LED Lighting | Reflector | TCP | True |  | MR16 |  | GU10 (2-Pin Twistlock) | HomeLamps, Bulbs, BallastsBulbs - LEDLED - ReflectiveLamps - MR16 TCP LED7MR16GU1041KNFL DIMMABLE 7W GU10 MR16 - 4100K 20° TCP LED7MR16GU1041KNFL TCP LED7MR16GU1041KNFL | 1041 | 82 | 550 | 78.5714 |  | 7 | 1 | 5.64 | 5.64 | 6.6272 | 2020Q2 | https://www.platt.com/platt-electric-supply/LED-Reflective-Lamps-MR16/TCP/LED7MR16GU1041KNFL/product.aspx?zpid=144852 | Platt | 2020 | Yes
LED Lighting | Reflector | Green Creative | True |  | PAR16 (Sealed Beam) |  | E26 (Medium Screw) | HomeLamps, Bulbs, BallastsBulbs - LEDLED - ReflectiveLamps - PAR16 Dimmable LED Lamp, 6W, 120V, Bulb: PAR16, Base: E26, Lumens: 480, CRI: 82, Color Temperature: 2700K, Beam Angle: FL 35º, Rated Average Life: 25,000 Hrs. Green Creative 57990 Dimmable LED Lamp, 6W, 120V, 2700K, E26 | 2700 | 82 | 480 | 80 |  | 6 | 1 | 9.71 | 9.71 | 11.4096 | 2020Q2 | https://www.platt.com/platt-electric-supply/LED-Reflective-Lamps-PAR16/Green-Creative/57990/product.aspx?zpid=242434 | Platt | 2020 | Yes
LED Lighting | Reflector | Green Creative | True |  | PAR16 (Sealed Beam) |  | E26 (Medium Screw) | HomeLamps, Bulbs, BallastsBulbs - LEDLED - ReflectiveLamps - PAR16 Dimmable LED Lamp, 6W, 120V, Bulb: PAR16, Base: E26, Lumens: 500, CRI: 82, Color Temperature: 3000K, Beam Angle: FL 35º, Rated Average Life: 25,000 Hrs. Green Creative 57991 Dimmable LED Lamp, 6W, 120V, 3000K, E26 | 3000 | 82 | 500 | 83.3333 |  | 6 | 1 | 9.71 | 9.71 | 11.4096 | 2020Q2 | https://www.platt.com/platt-electric-supply/LED-Reflective-Lamps-PAR16/Green-Creative/57991/product.aspx?zpid=242436 | Platt | 2020 | Yes
LED Lighting | Reflector | Philips Lighting | True |  | PAR16 (Sealed Beam) |  | GU10 (2-Pin Twistlock) | HomeLamps, Bulbs, BallastsBulbs - LEDLED - ReflectiveLamps - PAR16 LED Lamp, Dimmable, 4.5 Watt, 12 Volt, Bulb: MR16 (Mini Reflector), Base: 2-Pin Twist Lock (GU10), Lumens: 315, CRI: 80, Color Temperature: 3000K, Beam Angle: Flood 25° *Philips Part # 45440-5* Philips Lighting 4.5GU10/F25 3000 DIM 10/1 LED Lamp, Dimmable, MR16, 4.5W, 120V, FL25 | 3000 | 80 | 315 | 70 |  | 4.5 | 1 | 14.63 | 14.63 | 17.1908 | 2020Q2 | https://www.platt.com/platt-electric-supply/LED-Reflective-Lamps-PAR16/Philips-Lighting/4-5GU10-F25-3000-DIM-10-1/product.aspx?zpid=151974 | Platt | 2020 | Yes
LED Lighting | Reflector | Philips Lighting | True |  | PAR16 (Sealed Beam) |  | GU10 (2-Pin Twistlock) | HomeLamps, Bulbs, BallastsBulbs - LEDLED - ReflectiveLamps - PAR16 Dimmable LED Lamp, 4.5W, 120V, Bulb: PAR16, Base: GU10, Lumens: 380, CRI: 80, Color Temperature: Warm Glow; 2700-2200K, Beam Angle: 35º, Rated Average Life: 25,000 Hrs. Philips p/n 47156-5 / Mdl.# 929001358204. Philips Lighting 471565 4.5W LED PAR16 GU10 Bulb | 2200 | 80 | 380 | 84.4444 |  | 4.5 | 1 | 9.65 | 9.65 | 11.3391 | 2020Q2 | https://www.platt.com/platt-electric-supply/LED-Reflective-Lamps-PAR16/Philips-Lighting/471565/product.aspx?zpid=502697 | Platt | 2020 | Yes
LED Lighting | Reflector | Philips Lighting | True |  | PAR16 (Sealed Beam) |  | GU10 (2-Pin Twistlock) | HomeLamps, Bulbs, BallastsBulbs - LEDLED - ReflectiveLamps - PAR16 Dimmable LED Lamp, 5W, 120V, Bulb: PAR16, Base: GU10, Lumens: 400, CRI: 80, Color Temperature: Warm Glow; 2700-2200K, Beam Angle: 25º, Rated Average Life: 25,000 Hrs. Philips p/n 45765-5 / Mdl.# 9290011565. Philips Lighting 5GU10/LED/827-22/F25 DIM 5W LED PAR16 GU10 Bulb | 2200 | 80 | 400 | 80 |  | 5 | 1 | 12.68 | 12.68 | 14.8995 | 2020Q2 | https://www.platt.com/platt-electric-supply/LED-Reflective-Lamps-PAR16/Philips-Lighting/5GU10-LED-827-22-F25-DIM/product.aspx?zpid=26717 | Platt | 2020 | Yes
LED Lighting | Reflector | Satco |  |  | PAR16 (Sealed Beam) |  | GU10 (2-Pin Twistlock) | HomeLamps, Bulbs, BallastsBulbs - LEDLED - ReflectiveLamps - PAR16 6.5MR16/LED/40 /2 Satco S9382 6.5 watt; LED MR16 LED; 2700K; 40' beam spread; GU10 base; 120 volts | 2700 |  | 500 | 71.4286 |  | 7 | 1 | 13.34 | 13.34 | 15.675 | 2020Q2 | https://www.platt.com/platt-electric-supply/LED-Reflective-Lamps-PAR16/Satco/S9382/product.aspx?zpid=103220 | Platt | 2020 | Yes
LED Lighting | Reflector | Satco | True |  | PAR16 (Sealed Beam) |  | E26 (Medium Screw) | HomeLamps, Bulbs, BallastsBulbs - LEDLED - ReflectiveLamps - PAR16 Dimmable LED Lamp, 4.5W, 120V, Bulb: PAR16, Base: Medium Screw (E26), Lumens: 370, CRI: 80+, Color Temperature: 3000K, Beam Angle: 40°, Rated Average Life: 25,000 Hrs. Satco S9386 LED Lamp, Dimmable, MR16, 4.5W, 120V | 3000 | 80 | 370 | 74 |  | 5 | 1 | 8.54 | 8.54 | 10.0348 | 2020Q2 | https://www.platt.com/platt-electric-supply/LED-Reflective-Lamps-PAR16/Satco/S9386/product.aspx?zpid=185087 | Platt | 2020 | Yes
LED Lighting | Reflector | Satco | True |  | PAR16 (Sealed Beam) |  | E26 (Medium Screw) | HomeLamps, Bulbs, BallastsBulbs - LEDLED - ReflectiveLamps - PAR16 Dimmable LED Lamp, 6.5W, 120V, Bulb: PAR16, Base: Medium Screw (E26), Lumens: 560, CRI: 80, Color Temperature: 5000K, Beam Angle: 40º, Rated Average Life: 25,000 Hrs. Satco S9389 6.5PAR16/LED/40°/5000K/120V | 5000 | 80 | 560 | 80 |  | 7 | 1 | 8.54 | 8.54 | 10.0348 | 2020Q2 | https://www.platt.com/platt-electric-supply/LED-Reflective-Lamps-PAR16/Satco/S9389/product.aspx?zpid=200775 | Platt | 2020 | Yes
LED Lighting | Reflector | TCP | True |  | PAR16 (Sealed Beam) |  | E26 (Medium Screw) | HomeLamps, Bulbs, BallastsBulbs - LEDLED - ReflectiveLamps - PAR16 Dimmable LED Lamp, 7W, 120V, Bulb: PAR16, Base: Medium Screw (E26), Lumens: 350, CRI: 75, Color Temperature: 3000K, Beam Angle: 20°, Rated Average Life: 40,000 Hrs. TCP LED7P1630KNFL 7W Dimmable PAR16 | 3000 | 75 | 525 | 75 |  | 7 | 1 | 14.44 | 14.44 | 16.9676 | 2020Q2 | https://www.platt.com/platt-electric-supply/LED-Reflective-Lamps-PAR16/TCP/LED7P1630KNFL/product.aspx?zpid=104714 | Platt | 2020 | Yes
LED Lighting | Reflector | Green Creative | True |  | PAR20 (Sealed Beam) |  | E26 (Medium Screw) | HomeLamps, Bulbs, BallastsBulbs - LEDLED - ReflectiveLamps - PAR20 Dimmable LED Lamp, 8W, 120V, Bulb: PAR20, Base: Medium Screw (E26), Lumens: 535, CRI: 90, Color Temperature: 2700K, Beam Angle: 25º, Rated Average Life: 50,000 Hrs. Green Creative 58105 Dimmable LED Lamp, 8W, 120V, E26, 2700K, Angle: 25° | 2700 | 90 | 535 | 66.875 |  | 8 | 1 | 11.56 | 11.56 | 13.5834 | 2020Q2 | https://www.platt.com/platt-electric-supply/LED-Reflective-Lamps-PAR20/Green-Creative/58105/product.aspx?zpid=242440 | Platt | 2020 | Yes
LED Lighting | Reflector | Green Creative | True |  | PAR20 (Sealed Beam) |  |  | HomeLamps, Bulbs, BallastsBulbs - LEDLED - ReflectiveLamps - PAR20 Dimmable LED Lamp, 8W, 120V, Bulb: PAR20, Base: Medium Screw (E26), Lumens: 535, CRI: 90, Color Temperature: 2700K, Beam Angle: 40º, Rated Average Life: 50,000 Hrs. Green Creative 58106 Dimmable LED Lamp, 8W, 120V, E26, 2700K, Angle: 40° | 2700 |  | 535 | 66.875 |  | 8 | 1 | 15.26 | 15.26 | 17.9311 | 2020Q2 | https://www.platt.com/platt-electric-supply/LED-Reflective-Lamps-PAR20/Green-Creative/58106/product.aspx?zpid=362830 | Platt | 2020 | Yes
LED Lighting | Reflector | Green Creative | True |  | PAR20 (Sealed Beam) |  | E26 (Medium Screw) | HomeLamps, Bulbs, BallastsBulbs - LEDLED - ReflectiveLamps - PAR20 Dimmable LED Lamp, 8W, 120V, Bulb: PAR20, Base: Medium Screw (E26), Lumens: 550, CRI: 90, Color Temperature: 3000K, Beam Angle: 15º, Rated Average Life: 50,000 Hrs. Green Creative 58107 Dimmable LED Lamp, 8W, 120V, E26, 3000K, Angle: 15° | 3000 | 90 | 550 | 68.75 |  | 8 | 1 | 13.41 | 13.41 | 15.7573 | 2020Q2 | https://www.platt.com/platt-electric-supply/LED-Reflective-Lamps-PAR20/Green-Creative/58107/product.aspx?zpid=242445 | Platt | 2020 | Yes
LED Lighting | Reflector | Green Creative | True |  | PAR20 (Sealed Beam) |  | E26 (Medium Screw) | HomeLamps, Bulbs, BallastsBulbs - LEDLED - ReflectiveLamps - PAR20 Dimmable LED Lamp, 8W, 120V, Bulb: PAR20, Base: Medium Screw (E26), Lumens: 550, CRI: 90, Color Temperature: 3000K, Beam Angle: 25º, Rated Average Life: 50,000 Hrs. Green Creative 58108 Dimmable LED Lamp, 8W, 120V, E26, 3000K, Angle: 25° | 3000 | 90 | 550 | 68.75 |  | 8 | 1 | 11.56 | 11.56 | 13.5834 | 2020Q2 | https://www.platt.com/platt-electric-supply/LED-Reflective-Lamps-PAR20/Green-Creative/58108/product.aspx?zpid=242444 | Platt | 2020 | Yes
LED Lighting | Reflector | Green Creative | True |  | PAR20 (Sealed Beam) |  | E26 (Medium Screw) | HomeLamps, Bulbs, BallastsBulbs - LEDLED - ReflectiveLamps - PAR20 Dimmable LED Lamp, 8W, 120V, Bulb: PAR20, Base: Medium Screw (E26), Lumens: 570, CRI: 90, Color Temperature: 4000K, Beam Angle: 40º, Rated Average Life: 50,000 Hrs. Green Creative 58112 Dimmable LED Lamp, 8W, 120V, E26, 4000K, Angle: 40° | 4000 | 90 | 570 | 71.25 |  | 8 | 1 | 15.26 | 15.26 | 17.9311 | 2020Q2 | https://www.platt.com/platt-electric-supply/LED-Reflective-Lamps-PAR20/Green-Creative/58112/product.aspx?zpid=321835 | Platt | 2020 | Yes
LED Lighting | Reflector | Green Creative | True |  | PAR20 (Sealed Beam) |  | E26 (Medium Screw) | HomeLamps, Bulbs, BallastsBulbs - LEDLED - ReflectiveLamps - PAR20 Dimmable LED Lamp, 8W, 120V, Bulb: PAR20, Base: Medium Screw (E26), Lumens: 550, CRI: 90, Color Temperature: 3000K, Beam Angle: 40º, Rated Average Life: 50,000 Hrs. Black Finish Green Creative 97901 Dimmable LED Lamp, 8W, 120V, E26, 3000K, Angle: 40°, Black | 3000 | 90 | 550 | 68.75 |  | 8 | 1 | 11.56 | 11.56 | 13.5834 | 2020Q2 | https://www.platt.com/platt-electric-supply/LED-Reflective-Lamps-PAR20/Green-Creative/97901/product.aspx?zpid=242443 | Platt | 2020 | Yes
LED Lighting | Reflector | Light Efficient Design | True |  | PAR20 (Sealed Beam) |  | E26 (Medium Screw) | HomeLamps, Bulbs, BallastsBulbs - LEDLED - ReflectiveLamps - PAR20 Dimmable LED Lamp, 6W, 120V, Bulb: PAR20, Base: Medium Screw (E26), Lumens: 320, CRI: 70, Color Temperature: 4500K, Beam Angle: 30º, Rated Average Life: 50,000 Hrs. 30W Equivalent. Light Efficient Design LED-1626 6 W Dimmable LED PAR20 Bulb | 4500 | 70 | 320 | 53.3333 |  | 6 | 1 | 31 | 31 | 36.4262 | 2020Q2 | https://www.platt.com/platt-electric-supply/LED-Reflective-Lamps-PAR20/Light-Efficient-Design/LED-1626/product.aspx?zpid=801598 | Platt | 2020 | Yes
LED Lighting | Reflector | Light Efficient Design | True |  | PAR20 (Sealed Beam) |  | E26 (Medium Screw) | HomeLamps, Bulbs, BallastsBulbs - LEDLED - ReflectiveLamps - PAR20 Dimmable LED Lamp, 8W, 120V, Bulb: PAR20, Base: Medium Screw (E26), Lumens: 619, CRI: >80, Color Temperature: 3000K, Beam Angle: 40º, Rated Average Life: Up to 50,000 Hrs. 60W Equivalent. Energy Star rated (3000K). Light Efficient Design LED-1735-30K-B 8W Dimmable LED PAR20 Bulb | 3000 | 80 | 550 | 68.75 |  | 8 | 1 | 16 | 16 | 18.8006 | 2020Q2 | https://www.platt.com/platt-electric-supply/LED-Reflective-Lamps-PAR20/Light-Efficient-Design/LED-1735-30K-B/product.aspx?zpid=35716 | Platt | 2020 | Yes
LED Lighting | Reflector | Philips Lighting | True |  | PAR20 (Sealed Beam) |  | E26 (Medium Screw) | HomeLamps, Bulbs, BallastsBulbs - LEDLED - ReflectiveLamps - PAR20 Dimmable LED Lamp, Single Optic Design. Watts: 6, Volts: 120, Bulb: PAR20, Base: Medium Screw (E26), Lumens: 480, CRI: 80, Color Temperature: 2700K, Beam Angle: 25°, Rated Average Life: 25,000 Hrs. *Philips Part # 46364-6* 6W PAR20 saves 44 Watts of energy when compared to a 50W halogen PAR20. Philips Lighting 6PAR20/LED/827/F25/DIM SO 120V 6 Watt Dimmable LED PAR20 | 2700 | 80 | 480 | 80 |  | 6 | 1 | 17.55 | 17.55 | 20.6219 | 2020Q2 | https://www.platt.com/platt-electric-supply/LED-Reflective-Lamps-PAR20/Philips-Lighting/6PAR20-LED-827-F25-DIM-SO-120V/product.aspx?zpid=203372 | Platt | 2020 | Yes
LED Lighting | Reflector | Philips Lighting | True |  | PAR20 (Sealed Beam) |  | E26 (Medium Screw) | HomeLamps, Bulbs, BallastsBulbs - LEDLED - ReflectiveLamps - PAR20 Dimmable LED Lamp, Single Optic Design. Watts: 6, Volts: 120, Bulb: PAR20, Base: Medium Screw (E26), Lumens: 480, CRI: 80, Color Temperature: 2700K, Beam Angle: 35°, Rated Average Life: 25,000 Hrs. *Philips Part # 46367-9* 6W PAR20 saves 44 Watts of energy when compared to a 50W halogen PAR20. Philips Lighting 6PAR20/LED/827/F35/DIM SO 120V 6 Watt Dimmable LED PAR20 | 2700 | 80 | 480 | 80 |  | 6 | 1 | 17.55 | 17.55 | 20.6219 | 2020Q2 | https://www.platt.com/platt-electric-supply/LED-Reflective-Lamps-PAR20/Philips-Lighting/6PAR20-LED-827-F35-DIM-SO-120V/product.aspx?zpid=201859 | Platt | 2020 | Yes
LED Lighting | Reflector | Philips Lighting | True |  | PAR20 (Sealed Beam) |  | E26 (Medium Screw) | HomeLamps, Bulbs, BallastsBulbs - LEDLED - ReflectiveLamps - PAR20 Dimmable LED Lamp, Single Optic Design. Watts: 6, Volts: 120, Bulb: PAR20, Base: Medium Screw (E26), Lumens: 500, CRI: 80, Color Temperature: 3000K, Beam Angle: 25°, Rated Average Life: 25,000 Hrs. *Philips Part # 46365-3* 6W PAR20 saves 44 Watts of energy when compared to a 50W halogen PAR20. Philips Lighting 6PAR20/LED/830/F25/DIM SO 120V 6 Watt Dimmable LED PAR20 | 3000 | 80 | 500 | 83.3333 |  | 6 | 1 | 17.55 | 17.55 | 20.6219 | 2020Q2 | https://www.platt.com/platt-electric-supply/LED-Reflective-Lamps-PAR20/Philips-Lighting/6PAR20-LED-830-F25-DIM-SO-120V/product.aspx?zpid=201861 | Platt | 2020 | Yes
LED Lighting | Reflector | Philips Lighting | True |  | PAR20 (Sealed Beam) |  | E26 (Medium Screw) | HomeLamps, Bulbs, BallastsBulbs - LEDLED - ReflectiveLamps - PAR20 Dimmable LED Lamp, Single Optic Design. Watts: 6, Volts: 120, Bulb: PAR20, Base: Medium Screw (E26), Lumens: 500, CRI: 80, Color Temperature: 3000K, Beam Angle: 25º, Rated Average Life: 25,000 Hrs. Black Body. *Philips Part # 46371-1* 6W PAR20 saves 44 Watts of energy when compared to a 50W halogen PAR20. Philips Lighting 6PAR20/LED/830/F25/DIM SO-B 6 Watt Dimmable LED PAR20 | 3000 | 80 | 500 | 83.3333 |  | 6 | 1 | 17.55 | 17.55 | 20.6219 | 2020Q2 | https://www.platt.com/platt-electric-supply/LED-Reflective-Lamps-PAR20/Philips-Lighting/6PAR20-LED-830-F25-DIM-SO-B/product.aspx?zpid=203389 | Platt | 2020 | Yes
LED Lighting | Reflector | Philips Lighting | True |  | PAR20 (Sealed Beam) |  | E26 (Medium Screw) | HomeLamps, Bulbs, BallastsBulbs - LEDLED - ReflectiveLamps - PAR20 Dimmable LED Lamp, Single Optic Design. Watts: 6, Volts: 120, Bulb: PAR20, Base: Medium Screw (E26), Lumens: 500, CRI: 80, Color Temperature: 3000K, Beam Angle: 35°, Rated Average Life: 25,000 Hrs. *Philips Part # 46368-7* 6W PAR20 saves 44 Watts of energy when compared to a 50W halogen PAR20. Philips Lighting 6PAR20/LED/830/F35/DIM SO 120V Dimmable LED Lamp, 6W, PAR20, 120V | 3000 | 80 | 500 | 83.3333 |  | 6 | 1 | 10 | 10 | 11.7504 | 2020Q2 | https://www.platt.com/platt-electric-supply/LED-Reflective-Lamps-PAR20/Philips-Lighting/6PAR20-LED-830-F35-DIM-SO-120V/product.aspx?zpid=203290 | Platt | 2020 | Yes
LED Lighting | Reflector | Philips Lighting | True |  | PAR20 (Sealed Beam) |  | E26 (Medium Screw) | HomeLamps, Bulbs, BallastsBulbs - LEDLED - ReflectiveLamps - PAR20 Dimmable LED Lamp, Single Optic Design. Watts: 6, Volts: 120, Bulb: PAR20, Base: Medium Screw (E26), Lumens: 520, CRI: 80, Color Temperature: 4000K, Beam Angle: 35°, Rated Average Life: 25,000 Hrs. *Philips Part # 46369-5* 6W PAR20 saves 44 Watts of energy when compared to a 50W halogen PAR20. Philips Lighting 6PAR20/LED/840/F35/DIM SO 120V 6 Watt Dimmable LED PAR20 | 4000 | 80 | 520 | 86.6667 |  | 6 | 1 | 17.55 | 17.55 | 20.6219 | 2020Q2 | https://www.platt.com/platt-electric-supply/LED-Reflective-Lamps-PAR20/Philips-Lighting/6PAR20-LED-840-F35-DIM-SO-120V/product.aspx?zpid=203376 | Platt | 2020 | Yes
LED Lighting | Reflector | Philips Lighting | True | Scene Controls, | PAR20 (Sealed Beam) |  |  | HomeLamps, Bulbs, BallastsBulbs - LEDLED - ReflectiveLamps - PAR20 LED PAR20 Lamp, 7 Watt, 120 Volt, 500 Lumens, Color Temperature: 2200-2700K: 822-827 (tunable warm white), 80 CRI, Dimmable. Signify p/n 471102, 12NC 929001317204. Philips Lighting 7PAR20/LED/F25/827-822/E26/GL/DIM 1PK 6/1 LED PAR20 Lamp, 7W, 120V | 2700 | 80 | 500 | 71.4286 |  | 7 | 1 | 12.19 | 12.19 | 14.3237 | 2020Q2 | https://www.platt.com/platt-electric-supply/LED-Reflective-Lamps-PAR20/Philips-Lighting/7PAR20-LED-F25-827-822-E26-GL-DIM-1PK-6-1/product.aspx?zpid=780326 | Platt | 2020 | Yes
LED Lighting | Reflector | Philips Lighting | True |  | PAR20 (Sealed Beam) |  | E26 (Medium Screw) | HomeLamps, Bulbs, BallastsBulbs - LEDLED - ReflectiveLamps - PAR20 Dimmable LED Lamp, Single Optic Design. Watts: 7, Volts: 120, Bulb: PAR20, Base: Medium Screw (E26), Lumens: 500, CRI: 80, Color Temperature: 3000K, Beam Angle: 25°, Rated Average Life: 25,000 Hrs. *Philips Part # 47111-0* 7W PAR20 saves 43 Watts of energy when compared to a 50W halogen PAR20. Philips Lighting 7PAR20/LED/F25/830/E26/GL/DIM 120V 7PAR20/LED/F25/830/E26/GL/DIM 120V | 3000 | 80 | 500 | 71.4286 |  | 7 | 1 | 11.7 | 11.7 | 13.748 | 2020Q2 | https://www.platt.com/platt-electric-supply/LED-Reflective-Lamps-PAR20/Philips-Lighting/7PAR20-LED-F25-830-E26-GL-DIM-120V/product.aspx?zpid=734215 | Platt | 2020 | Yes
LED Lighting | Reflector | Philips Lighting | True |  | PAR20 (Sealed Beam) |  | E26 (Medium Screw) | HomeLamps, Bulbs, BallastsBulbs - LEDLED - ReflectiveLamps - PAR20 Dimmable LED Lamp, Single Optic Design. Watts: 7, Volts: 120, Bulb: PAR20, Base: Medium Screw (E26), Lumens: 520, CRI: 80, Color Temperature: 4000K, Beam Angle: 25°, Rated Average Life: 25,000 Hrs. *Philips Part # 47112-8* 6W PAR20 saves 43 Watts of energy when compared to a 50W halogen PAR20. Philips Lighting 7PAR20/LED/F25/840/E26/GL/DIM 120V 7PAR20/LED/F25/840/E26/GL/DIM 120V 6/1 | 4000 | 80 | 500 | 71.4286 |  | 7 | 1 | 11.7 | 11.7 | 13.748 | 2020Q2 | https://www.platt.com/platt-electric-supply/LED-Reflective-Lamps-PAR20/Philips-Lighting/7PAR20-LED-F25-840-E26-GL-DIM-120V/product.aspx?zpid=780370 | Platt | 2020 | Yes
LED Lighting | Reflector | Philips Lighting | True |  | PAR20 (Sealed Beam) |  | E26 (Medium Screw) | HomeLamps, Bulbs, BallastsBulbs - LEDLED - ReflectiveLamps - PAR20 Dimmable LED Lamp, Single Optic Design. Watts: 7-50, Volts: 120, Bulb: PAR20, Base: Medium Screw (E26), Lumens: 500, CRI: 80, Color Temperature: 2700K-2200K (Warm-Glow), Beam Angle: 40°, Rated Average Life: 25,000 Hrs. *Philips Part # 47113-6* 7W PAR20 saves 43 Watts of energy when compared to a 50W halogen PAR20. Philips Lighting 7PAR20/LED/F40/827-822/E26/GL/DIM 120V Dimmable LED Lamp, Warm-Glow | 2200 | 80 | 500 | 71.4286 |  | 7 | 1 | 12.19 | 12.19 | 14.3237 | 2020Q2 | https://www.platt.com/platt-electric-supply/LED-Reflective-Lamps-PAR20/Philips-Lighting/7PAR20-LED-F40-827-822-E26-GL-DIM-120V/product.aspx?zpid=780387 | Platt | 2020 | Yes
LED Lighting | Reflector | Philips Lighting | True |  | PAR20 (Sealed Beam) |  | E26 (Medium Screw) | HomeLamps, Bulbs, BallastsBulbs - LEDLED - ReflectiveLamps - PAR20 LED Lamp, 7 Watt, PAR20, 500 Lumen, 3000K, Frosted, 120 Volt, Medium Base, Dimmable, Replaces 50 Watt Incandescent *Philips Part # 471149* Philips Lighting 7PAR20/LED/F40/830/E26/GL/DIM 120V LED Lamp, 7W, PAR20, 500 Lumen, 3000K, Frosted, 120V | 3000 | 80 | 500 | 71.4286 |  | 7 | 1 | 11.7 | 11.7 | 13.748 | 2020Q2 | https://www.platt.com/platt-electric-supply/LED-Reflective-Lamps-PAR20/Philips-Lighting/7PAR20-LED-F40-830-E26-GL-DIM-120V/product.aspx?zpid=734436 | Platt | 2020 | Yes
LED Lighting | Reflector | Green Creative | True |  | PAR30 (Sealed Beam) |  | E26 (Medium Screw) | HomeLamps, Bulbs, BallastsBulbs - LEDLED - ReflectiveLamps - PAR30 Dimmable LED Lamp, 12.5W, 120V, Bulb: PAR30, Base: Medium Screw (E26), Lumens: 815, CRI: 90, Color Temperature: 2700K, Beam Angle: 25°, Rated Average Life: 40,000 Hrs. Green Creative 16112 Dimmable LED Lamp, 12.5W, 120V | 2700 | 90 | 815 | 65.2 |  | 12.5 | 1 | 12.23 | 12.23 | 14.3707 | 2020Q2 | https://www.platt.com/platt-electric-supply/LED-Reflective-Lamps-PAR30/Green-Creative/16112/product.aspx?zpid=185777 | Platt | 2020 | Yes
LED Lighting | Reflector | Green Creative | True |  | PAR30 (Sealed Beam) |  | E26 (Medium Screw) | HomeLamps, Bulbs, BallastsBulbs - LEDLED - ReflectiveLamps - PAR30 Dimmable LED Lamp, 14W, 120V, Bulb: PAR30, Base: Medium Screw (E26), Lumens: 700, CRI: 90, Color Temperature: 2700K, Beam Angle: 15º, Rated Average Life: 40,000 Hrs. Green Creative 16129 Dimmable LED Lamp, 14W, 120V | 2700 | 90 | 700 | 50 |  | 14 | 1 | 8.4 | 8.4 | 9.8703 | 2020Q2 | https://www.platt.com/platt-electric-supply/LED-Reflective-Lamps-PAR30/Green-Creative/16129/product.aspx?zpid=61197 | Platt | 2020 | Yes
LED Lighting | Reflector | Green Creative | True |  | PAR30 (Sealed Beam) |  | E26 (Medium Screw) | HomeLamps, Bulbs, BallastsBulbs - LEDLED - ReflectiveLamps - PAR30 Dimmable LED Lamp, 11W, 120V, Bulb: PAR30, Base: Medium Screw (E26), Lumens: 705, CRI: 90, Color Temperature: 2700K, Beam Angle: 25º, Rated Average Life: 40,000 Hrs. Green Creative 16130 Dimmable LED Lamp, 11W, 120V | 2700 | 90 | 705 | 64.0909 |  | 11 | 1 | 8.4 | 8.4 | 9.8703 | 2020Q2 | https://www.platt.com/platt-electric-supply/LED-Reflective-Lamps-PAR30/Green-Creative/16130/product.aspx?zpid=198633 | Platt | 2020 | Yes
LED Lighting | Reflector | Green Creative | True |  | PAR30 (Sealed Beam) |  | E26 (Medium Screw) | HomeLamps, Bulbs, BallastsBulbs - LEDLED - ReflectiveLamps - PAR30 Dimmable LED Lamp, 14W, 120V, Bulb: PAR30, Base: Medium Screw (E26), Lumens: 725, CRI: 90, Color Temperature: 3000K, Beam Angle: 15º, Rated Average Life: 40,000 Hrs. Green Creative 16232 Dimmable LED Lamp, 14W, 120V | 3000 | 90 | 725 | 51.7857 |  | 14 | 1 | 8.4 | 8.4 | 9.8703 | 2020Q2 | https://www.platt.com/platt-electric-supply/LED-Reflective-Lamps-PAR30/Green-Creative/16232/product.aspx?zpid=61204 | Platt | 2020 | Yes
LED Lighting | Reflector | Green Creative | True |  | PAR30 (Sealed Beam) |  | E26 (Medium Screw) | HomeLamps, Bulbs, BallastsBulbs - LEDLED - ReflectiveLamps - PAR30 Dimmable LED Lamp, 11W, 120V, Bulb: PAR30, Base: Medium Screw (E26), Lumens: 740, CRI: 90, Color Temperature: 3000K, Beam Angle: 25º, Rated Average Life: 40,000 Hrs. Green Creative 16233 Dimmable LED Lamp, 11W, 120V | 3000 | 90 | 725 | 51.7857 |  | 14 | 1 | 8.4 | 8.4 | 9.8703 | 2020Q2 | https://www.platt.com/platt-electric-supply/LED-Reflective-Lamps-PAR30/Green-Creative/16233/product.aspx?zpid=74035 | Platt | 2020 | Yes
LED Lighting | Reflector | Green Creative | True |  | PAR30 (Sealed Beam) |  |  | HomeLamps, Bulbs, BallastsBulbs - LEDLED - ReflectiveLamps - PAR30 Dimmable LED Lamp, 13W, 120V, Bulb: PAR30, Base: Medium Screw (E26), Lumens: 1000, CRI: 90, Color Temperature: 2700K, Beam Angle: 40°, Rated Average Life: 50,000 Hrs. Green Creative 58115 Dimmable LED Lamp, 13W, 120V, E26, 2700K, Angle: 40° | 2700 |  | 1000 | 76.9231 |  | 13 | 1 | 19.12 | 19.12 | 22.4667 | 2020Q2 | https://www.platt.com/platt-electric-supply/LED-Reflective-Lamps-PAR30/Green-Creative/58115/product.aspx?zpid=362809 | Platt | 2020 | Yes
LED Lighting | Reflector | Green Creative | True |  | PAR30 (Sealed Beam) |  | E26 (Medium Screw) | HomeLamps, Bulbs, BallastsBulbs - LEDLED - ReflectiveLamps - PAR30 Dimmable LED Lamp, 13W, 120V, Bulb: PAR30, Base: Medium Screw (E26), Lumens: 880, CRI: 90, Color Temperature: 3000K, Beam Angle: 15º, Rated Average Life: 50,000 Hrs. Green Creative 58116 Dimmable LED Lamp, 13W, 120V, E26, 3000K, Angle: 15° | 3000 | 90 | 1050 | 80.7692 |  | 13 | 1 | 19.12 | 19.12 | 22.4667 | 2020Q2 | https://www.platt.com/platt-electric-supply/LED-Reflective-Lamps-PAR30/Green-Creative/58116/product.aspx?zpid=242417 | Platt | 2020 | Yes
LED Lighting | Reflector | Green Creative |  |  | PAR30 (Sealed Beam) |  |  | HomeLamps, Bulbs, BallastsBulbs - LEDLED - ReflectiveLamps - PAR30 LED Lamp, 13W, 120V, Bulb: PAR30, Base: Medium Screw (E26), Lumens: 1050, CRI: 90, Color Temperature: 3000K, Beam Angle: 40°, Rated Average Life: 50,000 Hrs. Green Creative 58127 LED Lamp, 13W, 120V, E26, 3000K, Angle: 40° | 3000 |  | 1050 | 80.7692 |  | 13 | 1 | 29.03 | 29.03 | 34.1114 | 2020Q2 | https://www.platt.com/platt-electric-supply/LED-Reflective-Lamps-PAR30/Green-Creative/58127/product.aspx?zpid=362806 | Platt | 2020 | Yes
LED Lighting | Reflector | Green Creative | True |  | PAR30 (Sealed Beam) |  | E26 (Medium Screw) | HomeLamps, Bulbs, BallastsBulbs - LEDLED - ReflectiveLamps - PAR30 Dimmable LED Lamp, 13W, 120V, Bulb: PAR30, Base: Medium Screw (E26), Lumens: 870, CRI: 90, Color Temperature: 2700K, Beam Angle: SP 40º, Rated Average Life: 50,000 Hrs. Green Creative 58140 Dimmable LED Lamp, 13W, 120V, 2700K, Angle: 40° | 2700 | 90 | 870 | 66.9231 |  | 13 | 1 | 19.12 | 19.12 | 22.4667 | 2020Q2 | https://www.platt.com/platt-electric-supply/LED-Reflective-Lamps-PAR30/Green-Creative/58140/product.aspx?zpid=242419 | Platt | 2020 | Yes
LED Lighting | Reflector | Green Creative | True |  | PAR30 (Sealed Beam) |  |  | HomeLamps, Bulbs, BallastsBulbs - LEDLED - ReflectiveLamps - PAR30 Dimmable LED Lamp, 13W, 120V, Bulb: PAR30, Base: Medium Screw (E26), Lumens: 1000, CRI: 90, Color Temperature: 2700K, Rated Average Life: 50,000 Hrs. Green Creative 58141 Dimmable LED Lamp, 13W, 120V, E26, 2700K | 2700 |  | 1000 | 76.9231 |  | 13 | 1 | 19.12 | 19.12 | 22.4667 | 2020Q2 | https://www.platt.com/platt-electric-supply/LED-Reflective-Lamps-PAR30/Green-Creative/58141/product.aspx?zpid=362816 | Platt | 2020 | Yes
LED Lighting | Reflector | Green Creative | True |  | PAR30 (Sealed Beam) |  | E26 (Medium Screw) | HomeLamps, Bulbs, BallastsBulbs - LEDLED - ReflectiveLamps - PAR30 Dimmable LED Lamp, 13W, 120V, Bulb: PAR30, Base: Medium Screw (E26), Lumens: 1000, CRI: 90, Color Temperature: 2700K, Beam Angle: FL 40º, Rated Average Life: 50,000 Hrs. Green Creative 58142 Dimmable LED Lamp, 13W, 120V, 2700K, Angle: 40° | 2700 | 90 | 1000 | 76.9231 |  | 13 | 1 | 19.12 | 19.12 | 22.4667 | 2020Q2 | https://www.platt.com/platt-electric-supply/LED-Reflective-Lamps-PAR30/Green-Creative/58142/product.aspx?zpid=242418 | Platt | 2020 | Yes
LED Lighting | Reflector | Green Creative | True |  | PAR30 (Sealed Beam) |  | E26 (Medium Screw) | HomeLamps, Bulbs, BallastsBulbs - LEDLED - ReflectiveLamps - PAR30 Dimmable LED Lamp, 13W, 120V, Bulb: PAR30, Base: Medium Screw (E26), Lumens: 1050, CRI: 90, Color Temperature: 3000K, Beam Angle: FL 40º, Rated Average Life: 50,000 Hrs. Green Creative 58144 Dimmable LED Lamp, 13W, 120V, 3000K, Angle: 40° | 3000 | 90 | 1050 | 80.7692 |  | 13 | 1 | 25.17 | 25.17 | 29.5757 | 2020Q2 | https://www.platt.com/platt-electric-supply/LED-Reflective-Lamps-PAR30/Green-Creative/58144/product.aspx?zpid=233486 | Platt | 2020 | Yes
LED Lighting | Reflector | Green Creative | True |  | PAR30 (Sealed Beam) |  | E26 (Medium Screw) | HomeLamps, Bulbs, BallastsBulbs - LEDLED - ReflectiveLamps - PAR30 Dimmable LED Lamp, 13W, 120V, Bulb: PAR30, Base: Medium Screw (E26), Lumens: 1050, CRI: 90, Color Temperature: 3000K, Beam Angle: FL 40º, Rated Average Life: 50,000 Hrs. Green Creative 58145 Dimmable LED Lamp, 13W, 120V, 3000K, Angle: 40° | 3000 | 90 | 1050 | 80.7692 |  | 13 | 1 | 19.12 | 19.12 | 22.4667 | 2020Q2 | https://www.platt.com/platt-electric-supply/LED-Reflective-Lamps-PAR30/Green-Creative/58145/product.aspx?zpid=242420 | Platt | 2020 | Yes
LED Lighting | Reflector | Green Creative | True |  | PAR38 (Sealed Beam) |  | E26 (Medium Screw) | HomeLamps, Bulbs, BallastsBulbs - LEDLED - ReflectiveLamps - PAR30 Dimmable LED Lamp, 13W, 120V, Bulb: PAR30, Base: Medium Screw (E26), Lumens: 1100, CRI: 90, Color Temperature: 4000K, Beam Angle: FL 40º, Rated Average Life: 50,000 Hrs. Green Creative 58148 Dimmable LED Lamp, 13W, 120V, 4000K, Angle: 40° | 4000 | 90 | 1100 | 84.6154 |  | 13 | 1 | 19.12 | 19.12 | 22.4667 | 2020Q2 | https://www.platt.com/platt-electric-supply/LED-Reflective-Lamps-PAR30/Green-Creative/58148/product.aspx?zpid=233140 | Platt | 2020 | Yes
LED Lighting | Reflector | Green Creative | True |  | PAR30 (Sealed Beam) |  | E26 (Medium Screw) | HomeLamps, Bulbs, BallastsBulbs - LEDLED - ReflectiveLamps - PAR30 Dimmable LED Lamp, 13W, 120V, Bulb: PAR30, Base: Medium Screw (E26), Lumens: 1050, CRI: 90, Color Temperature: 3000K, Beam Angle: 40º, Rated Average Life: 50,000 Hrs. Black Finish Green Creative 97903 Dimmable LED Lamp, 13W, 120V, 3000K, Angle: 40° | 3000 | 90 | 1050 | 80.7692 |  | 13 | 1 | 19.12 | 19.12 | 22.4667 | 2020Q2 | https://www.platt.com/platt-electric-supply/LED-Reflective-Lamps-PAR30/Green-Creative/97903/product.aspx?zpid=242422 | Platt | 2020 | Yes
LED Lighting | Reflector | Green Creative | True |  |  |  |  | HomeLamps, Bulbs, BallastsBulbs - LEDLED - ReflectiveLamps - PAR30 LED Lamp, 19.5W, 120-277V, Bulb: PAR30, Base: Medium Screw (E26), Lumens: 1800, CRI: 92, Color Temperature: 3000K, Beam Angle: 25º, Rated Average Life: 50,000 Hrs. Green Creative 98206 LED Lamp, 19.5W, 120V, E26, 3000K, Angle: 25° | 3000 |  | 1800 | 92.3077 |  | 19.5 | 1 | 35.25 | 35.25 | 41.4201 | 2020Q2 | https://www.platt.com/platt-electric-supply/LED-Reflective-Lamps-PAR30/Green-Creative/98206/product.aspx?zpid=1212446 | Platt | 2020 | Yes
LED Lighting | Reflector | Green Creative |  |  | PAR30 (Sealed Beam) |  |  | HomeLamps, Bulbs, BallastsBulbs - LEDLED - ReflectiveLamps - PAR30 LED Lamp, 19.5W, 120V, Bulb: PAR30, Base: Medium Screw (E26), Lumens: 1800, CRI: 92, Color Temperature: 3000K, Beam Angle: 40º, Rated Average Life: 50,000 Hrs. Green Creative 98207 LED Lamp, 19.5W, 120V, E26, 3000K, Angle: 40° | 3000 |  | 1800 | 92.3077 |  | 19.5 | 1 | 35.25 | 35.25 | 41.4201 | 2020Q2 | https://www.platt.com/platt-electric-supply/LED-Reflective-Lamps-PAR30/Green-Creative/98207/product.aspx?zpid=1212448 | Platt | 2020 | Yes
LED Lighting | Reflector | Green Creative |  |  | PAR30 (Sealed Beam) |  |  | HomeLamps, Bulbs, BallastsBulbs - LEDLED - ReflectiveLamps - PAR30 LED Lamp, 19.5W, 120V, Bulb: PAR30, Base: Medium Screw (E26), Lumens: 1800, CRI: 92, Color Temperature: 3000K, Beam Angle: 25°, Rated Average Life: 50,000 Hrs. Green Creative 98208 LED Lamp, 19.5W, 120V, E26, 3000K, Angle: 25° | 3000 |  | 1800 | 92.3077 |  | 19.5 | 1 | 35.25 | 35.25 | 41.4201 | 2020Q2 | https://www.platt.com/platt-electric-supply/LED-Reflective-Lamps-PAR30/Green-Creative/98208/product.aspx?zpid=1212449 | Platt | 2020 | Yes
LED Lighting | Reflector | Green Creative | [5 empty] | HomeLamps, Bulbs, BallastsBulbs - LEDLED - ReflectiveLamps - PAR30 LED Lamp, 19.5W, 120V, Bulb: PAR30, Base: Medium Screw (E26), Lumens: 1800, CRI: 92, Color Temperature: 4000K, Beam Angle: 40º, Rated Average Life: 40,000 Hrs. Green Creative 98209 98209 19.5PAR30HO/940FL40 | 4000 |  | 1800 | 92.3077 |  | 19.5 | 1 | 35.25 | 35.25 | 41.4201 | 2020Q2 | https://www.platt.com/platt-electric-supply/LED-Reflective-Lamps-PAR30/Green-Creative/98209/product.aspx?zpid=1212451 | Platt | 2020 | Yes
LED Lighting | Reflector | Kichler | [5 empty] | HomeLamps, Bulbs, BallastsBulbs - LEDLED - ReflectiveLamps - PAR30 LED Lamp, PAR36, 10 Watt, 690 Lumen, 12 Volt, 60 Degree Beam, Black Finish Kichler 18189 LED Lamp, PAR36, 10 Watt, 690 Lumen, 12V, 60 Degree | 3000 |  | 690 | 69 |  | 10 | 1 | 83.99 | 83.99 | 98.6915 | 2020Q2 | https://www.platt.com/platt-electric-supply/LED-Reflective-Lamps-PAR30/Kichler/18189/product.aspx?zpid=949083 | Platt | 2020 | Yes
LED Lighting | Reflector | Philips Lighting | True |  | PAR30L (Sealed Beam Long) |  | E26 (Medium Screw) | HomeLamps, Bulbs, BallastsBulbs - LEDLED - ReflectiveLamps - PAR30 Dimmable LED Lamp, 10W, 120V, Bulb: PAR30L, Base: Medium Screw (E26), Lumens: 800, CRI: 80, Color Temperature: 2700K, Beam Angle: 25°, Rated Average Life: 25,000 Hrs. *Philips Part # 52970-1, Philips Lighting 10PAR30L/LED/827/F25/DIM/ULW Dimmable LED Lamp, 10W | 2700 | 80 | 800 | 80 |  | 10 | 1 | 12.19 | 12.19 | 14.3237 | 2020Q2 | https://www.platt.com/platt-electric-supply/LED-Reflective-Lamps-PAR30/Philips-Lighting/10PAR30L-LED-827-F25-DIM-ULW/product.aspx?zpid=1224878 | Platt | 2020 | Yes
LED Lighting | Reflector | Philips Lighting | True |  | PAR30L (Sealed Beam Long) |  | E26 (Medium Screw) | HomeLamps, Bulbs, BallastsBulbs - LEDLED - ReflectiveLamps - PAR30 Dimmable LED Lamp, 10W, 120V, Bulb: PAR30L, Base: Medium Screw (E26), Lumens: 800, CRI: 80, Color Temperature: 2700K, Beam Angle: 40°, Rated Average Life: 25,000 Hrs. *Philips Part # 52973-5, Mdl # 9290013220. Rated for Wet Locations. ENERGY STAR® Qualified LED Lamp, 75W Equivalent. Philips Lighting 10PAR30L/LED/827/F40/DIM/ULW/1 Dimmable LED Lamp, 10W, 120V, 40°, PAR30L | 2700 | 80 | 800 | 80 |  | 10 | 1 | 12.19 | 12.19 | 14.3237 | 2020Q2 | https://www.platt.com/platt-electric-supply/LED-Reflective-Lamps-PAR30/Philips-Lighting/10PAR30L-LED-827-F40-DIM-ULW-1/product.aspx?zpid=1214291 | Platt | 2020 | Yes
LED Lighting | Reflector | Philips Lighting | True |  | PAR30L (Sealed Beam Long) |  | E26 (Medium Screw) | HomeLamps, Bulbs, BallastsBulbs - LEDLED - ReflectiveLamps - PAR30 Dimmable LED Lamp, 10W, 120V, Bulb: PAR30L, Base: Medium Screw (E26), Lumens: 850, CRI: 80, Color Temperature: 3000K, Beam Angle: 40°, Rated Average Life: 25,000 Hrs. *Philips Part # 52974-3, Mdl # 929001322104. Rated for Wet Locations. ENERGY STAR® Qualified LED Lamp, 75W Equivalent. Philips Lighting 10PAR30L/LED/830/F40/DIM/ULW Dimmable LED Lamp, 10W, 120V, 40°, PAR30L | 3000 | 80 | 800 | 80 |  | 10 | 1 | 12.19 | 12.19 | 14.3237 | 2020Q2 | https://www.platt.com/platt-electric-supply/LED-Reflective-Lamps-PAR30/Philips-Lighting/10PAR30L-LED-830-F40-DIM-ULW/product.aspx?zpid=1224884 | Platt | 2020 | Yes
LED Lighting | Reflector | Philips Lighting | True |  | PAR30L (Sealed Beam Long) |  | E26 (Medium Screw) | HomeLamps, Bulbs, BallastsBulbs - LEDLED - ReflectiveLamps - PAR30 Dimmable LED Lamp, 10W, 120V, Bulb: PAR30L, Base: Medium Screw (E26), Lumens: 850, CRI: 80, Color Temperature: 4000K, Beam Angle: 40°, Rated Average Life: 25,000 Hrs. *Philips Part # 52975-0, Mdl # 9290013223. Rated for Wet Locations. ENERGY STAR® Qualified LED Lamp, 75W Equivalent. Philips Lighting 10PAR30L/LED/840/F40/DIM/ULW Dimmable LED Lamp, 10W | 4000 | 80 | 850 | 85 |  | 10 | 1 | 12.19 | 12.19 | 14.3237 | 2020Q2 | https://www.platt.com/platt-electric-supply/LED-Reflective-Lamps-PAR30/Philips-Lighting/10PAR30L-LED-840-F40-DIM-ULW/product.aspx?zpid=1224889 | Platt | 2020 | Yes
LED Lighting | Reflector | Philips Lighting | True |  | PAR30S (Sealed Beam Short) |  | E26 (Medium Screw) | HomeLamps, Bulbs, BallastsBulbs - LEDLED - ReflectiveLamps - PAR30 Dimmable LED Lamp, 10W, 120V, Bulb: PAR30S, Base: Medium Screw (E26), Lumens: 800, CRI: 80, Color Temperature: 2700K, Beam Angle: 25°, Rated Average Life: 25,000 Hrs. *Philips Part # 52976-8, Mdl # 9290013204. Rated for Wet Locations. ENERGY STAR® Qualified LED Lamp, 75W Equivalent. Philips Lighting 10PAR30S/LED/827/F25/DIM/ULW 10 Watt, LED, PAR30S, 2700K | 2700 | 80 | 800 | 80 |  | 10 | 1 | 12.19 | 12.19 | 14.3237 | 2020Q2 | https://www.platt.com/platt-electric-supply/LED-Reflective-Lamps-PAR30/Philips-Lighting/10PAR30S-LED-827-F25-DIM-ULW/product.aspx?zpid=1224942 | Platt | 2020 | Yes
LED Lighting | Reflector | Philips Lighting | True |  | PAR30S (Sealed Beam Short) |  | E26 (Medium Screw) | HomeLamps, Bulbs, BallastsBulbs - LEDLED - ReflectiveLamps - PAR30 Dimmable LED Lamp, 10W, 120V, Bulb: PAR30S, Base: Medium Screw (E26), Lumens: 800, CRI: 80, Color Temperature: 2700K, Beam Angle: 40°, Rated Average Life: 25,000 Hrs. *Philips Part # 52979-2, Mdl # 929001320904. Rated for Wet Locations. ENERGY STAR® Qualified LED Lamp, 75W Equivalent. Philips Lighting 10PAR30S/LED/827/F40/DIM/ULW/1 Dimmable LED Lamp, 10W, 120V, 40°, PAR30S | 2700 | 80 | 800 | 80 |  | 10 | 1 | 12.19 | 12.19 | 14.3237 | 2020Q2 | https://www.platt.com/platt-electric-supply/LED-Reflective-Lamps-PAR30/Philips-Lighting/10PAR30S-LED-827-F40-DIM-ULW-1/product.aspx?zpid=1221923 | Platt | 2020 | Yes
LED Lighting | Reflector | Philips Lighting | True |  | PAR30S (Sealed Beam Short) |  | E26 (Medium Screw) | HomeLamps, Bulbs, BallastsBulbs - LEDLED - ReflectiveLamps - PAR30 Dimmable LED Lamp, 12W, 120V, Short Neck, Bulb: PAR30S, Base: Medium Screw (E26), Lumens: 850, CRI: 80, Color Temperature: 3000K, Beam Angle: 25º, Rated Average Life: 25,000-50,000 Hrs. *Philips Part # 52977-6, Mdl # 9290013205. 75W Equivalent. Suitable for Use in Wet Locations. This lamp is ENERGY STAR® Certified. Philips Lighting 10PAR30S/LED/830/F25/DIM/ULW Dimmable LED Lamp, PAR30S, 10W, 120V, 25° | 3000 | 80 | 850 | 85 |  | 10 | 1 | 12.19 | 12.19 | 14.3237 | 2020Q2 | https://www.platt.com/platt-electric-supply/LED-Reflective-Lamps-PAR30/Philips-Lighting/10PAR30S-LED-830-F25-DIM-ULW/product.aspx?zpid=1224958 | Platt | 2020 | Yes
LED Lighting | Reflector | Philips Lighting | True |  | PAR30S (Sealed Beam Short) |  | E26 (Medium Screw) | HomeLamps, Bulbs, BallastsBulbs - LEDLED - ReflectiveLamps - PAR30 Dimmable LED Lamp, 10W, 120V, Short Neck, Bulb: PAR30S, Base: Medium Screw (E26), Lumens: 850, CRI: 80, Color Temperature: 3000K, Beam Angle: 40º, Rated Average Life: 25,000-50,000 Hrs. *Philips Part # 52980-0, Mdl # 929001321004. 75W Equivalent. Suitable for Use in Wet Locations. This lamp is ENERGY STAR® Certified. Philips Lighting 10PAR30S/LED/830/F40/DIM/ULW Dimmable LED Lamp, PAR30S, 10W, 120V, 40° | 3000 | 80 | 850 | 85 |  | 10 | 1 | 12.19 | 12.19 | 14.3237 | 2020Q2 | https://www.platt.com/platt-electric-supply/LED-Reflective-Lamps-PAR30/Philips-Lighting/10PAR30S-LED-830-F40-DIM-ULW/product.aspx?zpid=1224994 | Platt | 2020 | Yes
LED Lighting | Reflector | Philips Lighting | True |  | PAR30S (Sealed Beam Short) |  | E26 (Medium Screw) | HomeLamps, Bulbs, BallastsBulbs - LEDLED - ReflectiveLamps - PAR30 Dimmable LED Lamp, 10W, 120V, Short Neck, Bulb: PAR30S, Base: Medium Screw (E26), Lumens: 850, CRI: 80, Color Temperature: 4000K, Beam Angle: 25º, Rated Average Life: 25,000-50,000 Hrs. *Philips Part # 52978-4, Mdl # 9290013207. 75W Equivalent. Suitable for Use in Wet Locations. This lamp is ENERGY STAR® Certified. Philips Lighting 10PAR30S/LED/840/F25/DIM/ULW Dimmable LED Lamp, PAR30S, 10W, 120V, 25° | 4000 | 80 | 850 | 85 |  | 10 | 1 | 12.19 | 12.19 | 14.3237 | 2020Q2 | https://www.platt.com/platt-electric-supply/LED-Reflective-Lamps-PAR30/Philips-Lighting/10PAR30S-LED-840-F25-DIM-ULW/product.aspx?zpid=1224972 | Platt | 2020 | Yes
LED Lighting | Reflector | Philips Lighting | True |  | PAR30S (Sealed Beam Short) |  | E26 (Medium Screw) | HomeLamps, Bulbs, BallastsBulbs - LEDLED - ReflectiveLamps - PAR30 Dimmable LED Lamp, 12W, 120V, Short Neck, Bulb: PAR30S, Base: Medium Screw (E26), Lumens: 850, CRI: 80, Color Temperature: 4000K, Beam Angle: 40º, Rated Average Life: 25,000-50,000 Hrs. *Philips Part # 52981-8, Mdl # 9290013212. 75W Equivalent. Suitable for Use in Wet Locations. This lamp is ENERGY STAR® Certified. Philips Lighting 10PAR30S/LED/840/F40/DIM/ULW Dimmable LED Lamp, PAR30S, 12W, 120V, 40° | 4000 | 80 | 850 | 85 |  | 10 | 1 | 12.19 | 12.19 | 14.3237 | 2020Q2 | https://www.platt.com/platt-electric-supply/LED-Reflective-Lamps-PAR30/Philips-Lighting/10PAR30S-LED-840-F40-DIM-ULW/product.aspx?zpid=1225006 | Platt | 2020 | Yes
LED Lighting | Reflector | Philips Lighting |  |  | PAR30L (Sealed Beam Long) |  | E26 (Medium Screw) | HomeLamps, Bulbs, BallastsBulbs - LEDLED - ReflectiveLamps - PAR30 LED Lamp, 11W, 120V, Bulb: PAR30L, Base: Medium Screw (E26), Lumens: 560, CRI: 65, Color Temperature: 4200K, Beam Angle: 20º, Rated Average Life: 45,000 Hrs. *Philips Part # 40681-9* 50W Equivalent. Philips Lighting 11PAR30L/END/F25 4200 120V 6/1 11 W EnduraLED PAR30L Bulb | 4200 | 65 | 560 | 50.9091 |  | 11 | 1 | 30 | 30 | 35.2512 | 2020Q2 | https://www.platt.com/platt-electric-supply/LED-Reflective-Lamps-PAR30/Philips-Lighting/11PAR30L-END-F25-4200-120V-6-1/product.aspx?zpid=796004 | Platt | 2020 | Yes
LED Lighting | Reflector | Philips Lighting | True |  | PAR30L (Sealed Beam Long) |  | E26 (Medium Screw) | HomeLamps, Bulbs, BallastsBulbs - LEDLED - ReflectiveLamps - PAR30 Dimmable LED Lamp, 12.5W, 120V, Bulb: PAR30L, Base: Medium Screw (E26), Lumens: 850, CRI: 80, Color Temperature: 2700K, Beam Angle: 25°, Rated Average Life: 25,000 - 50,000 Hrs. *Philips Part # 45466-0. ENERGY STAR® Certified LED Lamp, 75W Equivalent. Philips Lighting 12.5PAR30L/F25 2700 DIM SO Dimmable LED Lamp, PAR30L, 12.5W, 120V, FL25 | 2700 | 80 | 850 | 68 |  | 12.5 | 1 | 24.38 | 24.38 | 28.6474 | 2020Q2 | https://www.platt.com/platt-electric-supply/LED-Reflective-Lamps-PAR30/Philips-Lighting/12-5PAR30L-F25-2700-DIM-SO/product.aspx?zpid=169485 | Platt | 2020 | Yes
LED Lighting | Reflector | Philips Lighting | True |  | PAR30L (Sealed Beam Long) |  | E26 (Medium Screw) | HomeLamps, Bulbs, BallastsBulbs - LEDLED - ReflectiveLamps - PAR30 LED Lamp, Dimmable, 12.5 Watt, 120 Volt, Bulb: PAR30L, Base: Medium Screw (E26), Lumens: 900, CRI: 80, Color Temperature: 3000K, Beam Angle: 25°, Rated Average Life: 45,000 Hrs. *Philips Part # 45467-8. 75W Equivalent. * * Energy Star * * Philips Lighting 12.5PAR30L/F25 30K DM AF LED Lamp, Dimmable, PAR30L, 12.5W, 120V, F25, 3000K | 3000 | 80 | 900 | 72 |  | 12.5 | 1 | 24.38 | 24.38 | 28.6474 | 2020Q2 | https://www.platt.com/platt-electric-supply/LED-Reflective-Lamps-PAR30/Philips-Lighting/12-5PAR30L-F25-30K-DM-AF/product.aspx?zpid=11655 | Platt | 2020 | Yes
LED Lighting | Reflector | Philips Lighting | True |  | PAR30L (Sealed Beam Long) |  | E26 (Medium Screw) | HomeLamps, Bulbs, BallastsBulbs - LEDLED - ReflectiveLamps - PAR30 Dimmable LED Lamp, 12.5W, 120V, Bulb: PAR30L, Base: Medium Screw (E26), Lumens: 950, CRI: 80, Color Temperature: 4000K, 5Beam Angle: 25°, Rated Average Life: 45,000 Hrs. *Philips Part # 45468-6. 75W Equivalent. Philips Lighting 12.5PAR30L/F25 4000 DIM SO Dimmable LED Lamp, PAR30L, 12.5W, 120V, FL25 | 4000 | 80 | 950 | 76 |  | 12.5 | 1 | 24.38 | 24.38 | 28.6474 | 2020Q2 | https://www.platt.com/platt-electric-supply/LED-Reflective-Lamps-PAR30/Philips-Lighting/12-5PAR30L-F25-4000-DIM-SO/product.aspx?zpid=169765 | Platt | 2020 | Yes
LED Lighting | Reflector | Philips Lighting | True |  | PAR30L (Sealed Beam Long) |  | E26 (Medium Screw) | HomeLamps, Bulbs, BallastsBulbs - LEDLED - ReflectiveLamps - PAR30 Dimmable LED Lamp, 12.5W, 120V, Bulb: PAR30L, Base: Medium Screw (E26), Lumens: 950, CRI: 80, Color Temperature: 4000K, 5Beam Angle: 35°, Rated Average Life: 45,000 Hrs. *Philips Part # 45471-0. ENERGY STAR® Certified LED Lamp, 75W Equivalent. Philips Lighting 12.5PAR30L/F35-4000-DIM-SO Dimmable LED Lamp, PAR30L, 12.5W, 120V, FL35 | 4000 | 80 | 950 | 76 |  | 12.5 | 1 | 24.38 | 24.38 | 28.6474 | 2020Q2 | https://www.platt.com/platt-electric-supply/LED-Reflective-Lamps-PAR30/Philips-Lighting/12-5PAR30L-F35-4000-DIM-SO/product.aspx?zpid=169770 | Platt | 2020 | Yes
LED Lighting | Reflector | Philips Lighting | True |  | PAR30S (Sealed Beam Short) |  | E26 (Medium Screw) | HomeLamps, Bulbs, BallastsBulbs - LEDLED - ReflectiveLamps - PAR30 Dimmable LED Lamp, 12.5W, 120V, Short Neck, Bulb: PAR30S, Base: Medium Screw (E26), Lumens: 850, CRI: 80, Color Temperature: 2700K, Beam Angle: 25°, Rated Average Life: 25,000-50,000Hrs. *Philips Part # 43529-7. 75W Equivalent. This lamp is ENERGY STAR® Certified. Philips Lighting 12.5PAR30S/F25/827 DIM AF Dimmable LED Lamp, PAR30S, 12.5W, 120V, FL25 | 2700 | 80 | 850 | 68 |  | 12.5 | 1 | 24.38 | 24.38 | 28.6474 | 2020Q2 | https://www.platt.com/platt-electric-supply/LED-Reflective-Lamps-PAR30/Philips-Lighting/12-5PAR30S-F25-827-DIM-AF/product.aspx?zpid=146073 | Platt | 2020 | Yes
LED Lighting | Reflector | Philips Lighting | True |  | PAR30S (Sealed Beam Short) |  | E26 (Medium Screw) | HomeLamps, Bulbs, BallastsBulbs - LEDLED - ReflectiveLamps - PAR30 Dimmable LED Lamp, 12.5W, 120V, Bulb: PAR30S, Short Neck, Base: Medium Screw (E26), Lumens: 850, CRI: 80, Color Temperature: 3000K, Beam Angle: 25°, Rated Average Life: 25,000-50,000Hrs. *Philips Part # 43530-5. 75W Equivalent. This lamp is ENERGY STAR® Certified. Philips Lighting 12.5PAR30S/F25/830 DIM AF SO Dimmable LED Lamp, PAR30S, 12.5W, 120V, FL25 | 3000 | 80 | 850 | 68 |  | 12.5 | 1 | 14.5 | 14.5 | 17.0381 | 2020Q2 | https://www.platt.com/platt-electric-supply/LED-Reflective-Lamps-PAR30/Philips-Lighting/12-5PAR30S-F25-830-DIM-AF-SO/product.aspx?zpid=146187 | Platt | 2020 | Yes
LED Lighting | Reflector | Philips Lighting | True |  | PAR30S (Sealed Beam Short) |  | E26 (Medium Screw) | HomeLamps, Bulbs, BallastsBulbs - LEDLED - ReflectiveLamps - PAR30 Dimmable LED Lamp, 12.5W, 120V, Bulb: PAR30S, Base: Medium Screw (E26), Lumens: 950, CRI: 80, Color Temperature: 4000K, Beam Angle: 25°, Rated Average Life: 25,000 Hrs. *Philips Part # 43531-3. 50W Equivalent. Philips Lighting 12.5PAR30S/F25/840 DIM AF SO 12.5W Dimmable LED PAR30S | 4000 | 80 | 950 | 76 |  | 12.5 | 1 | 24.38 | 24.38 | 28.6474 | 2020Q2 | https://www.platt.com/platt-electric-supply/LED-Reflective-Lamps-PAR30/Philips-Lighting/12-5PAR30S-F25-840-DIM-AF-SO/product.aspx?zpid=146415 | Platt | 2020 | Yes
LED Lighting | Reflector | Philips Lighting |  |  | PAR30S (Sealed Beam Short) |  | E26 (Medium Screw) | HomeLamps, Bulbs, BallastsBulbs - LEDLED - ReflectiveLamps - PAR30 LED Lamp, 12.5W, 120V, Bulb: PAR30S, Base: Medium Screw (E26), Lumens: 780, CRI: 92, Color Temperature: 3000K, Beam Angle: 25º, Rated Average Life: 25,000-50,000Hrs. *Philips Part # 43494-4. Mdl.#: 9290011102 Crisp White Technology 75W Equivalent. Philips Lighting 12.5PAR30S/F25/CW 3000 AF SO 12.5W LED PAR30S 25° FLOOD | 3000 | 92 | 780 | 62.4 |  | 12.5 | 1 | 28.28 | 28.28 | 33.2301 | 2020Q2 | https://www.platt.com/platt-electric-supply/LED-Reflective-Lamps-PAR30/Philips-Lighting/12-5PAR30S-F25-CW-3000-AF-SO/product.aspx?zpid=119999 | Platt | 2020 | Yes
LED Lighting | Reflector | Philips Lighting | True |  | PAR30S (Sealed Beam Short) |  | E26 (Medium Screw) | HomeLamps, Bulbs, BallastsBulbs - LEDLED - ReflectiveLamps - PAR30 Dimmable LED Lamp, 12.5W, 120V, Bulb: PAR30S, Base: Medium Screw (E26), Lumens: 850, CRI: 80, Color Temperature: 2700K, Beam Angle: 35°, Rated Average Life: 25,000Hrs. *Philips Part # 43532-1. 12.5W PAR30S saves 62.5Ws when compared to a 75W halogen PAR30S. This lamp is ENERGY STAR® Certified. Philips Lighting 12.5PAR30S/F35/827 DIM AF SO 12.5W LED PAR30S | 2700 | 80 | 850 | 70.8333 |  | 12 | 1 | 24.38 | 24.38 | 28.6474 | 2020Q2 | https://www.platt.com/platt-electric-supply/LED-Reflective-Lamps-PAR30/Philips-Lighting/12-5PAR30S-F35-827-DIM-AF-SO/product.aspx?zpid=146417 | Platt | 2020 | Yes
LED Lighting | Reflector | Philips Lighting | True |  | PAR30S (Sealed Beam Short) |  | E26 (Medium Screw) | HomeLamps, Bulbs, BallastsBulbs - LEDLED - ReflectiveLamps - PAR30 Dimmable LED Lamp, 12.5W, 120V, Bulb: PAR30S, Base: Medium Screw (E26), Lumens: 900, CRI: 80, Color Temperature: 3000K, Beam Angle: 35°, Rated Average Life: 25,000 Hrs. *Philips Part # 43533-9. Up to 75W Equivalent. This lamp is ENERGY STAR® Certified Philips Lighting 12.5PAR30S/F35/830 DIM AF SO 12.5W LED PAR30S | 3000 | 80 | 900 | 72 |  | 12.5 | 1 | 14 | 14 | 16.4505 | 2020Q2 | https://www.platt.com/platt-electric-supply/LED-Reflective-Lamps-PAR30/Philips-Lighting/12-5PAR30S-F35-830-DIM-AF-SO/product.aspx?zpid=144665 | Platt | 2020 | Yes
LED Lighting | Reflector | Philips Lighting | True |  | PAR30S (Sealed Beam Short) |  | E26 (Medium Screw) | HomeLamps, Bulbs, BallastsBulbs - LEDLED - ReflectiveLamps - PAR30 Dimmable LED Lamp, 12.5W, 120V, Bulb: PAR30S, Base: Medium Screw (E26), Lumens: 900, CRI: 80, Color Temperature: 3000K, Beam Angle: 15º, Rated Average Life: 25,000-50,000Hrs. *Philips Part # 43527-1. 50W Equivalent. This lamp is ENERGY STAR® Certified. Philips Lighting 12.5PAR30S/S15/830 DIM AF SO 12.5W LED PAR30S | 3000 | 80 | 900 | 72 |  | 12.5 | 1 | 24.38 | 24.38 | 28.6474 | 2020Q2 | https://www.platt.com/platt-electric-supply/LED-Reflective-Lamps-PAR30/Philips-Lighting/12-5PAR30S-S15-830-DIM-AF-SO/product.aspx?zpid=146181 | Platt | 2020 | Yes
LED Lighting | Reflector | Philips Lighting | True |  | PAR30L (Sealed Beam Long) |  | E26 (Medium Screw) | HomeLamps, Bulbs, BallastsBulbs - LEDLED - ReflectiveLamps - PAR30 Dimmable LED Lamp, 12W, 120V, Bulb: PAR30L, Base: Medium Screw (E26), Lumens: 850, CRI: 80, Color Temperature: 2700K, Beam Angle: 25°, Rated Average Life: 25,000 Hrs. *Philips Part # 46781-1, Mdl # 9290012940. Suitable for Use in Wet Locations. ENERGY STAR® Certified LED Lamp, 75W Equivalent. Philips Lighting 12PAR30L/AMB/F25/827/DIM ULW Dimmable LED Lamp, PAR30L, 12W, 120V, 25° | 2700 | 80 | 850 | 70.8333 |  | 12 | 1 | 17.45 | 17.45 | 20.5044 | 2020Q2 | https://www.platt.com/platt-electric-supply/LED-Reflective-Lamps-PAR30/Philips-Lighting/12PAR30L-AMB-F25-827-DIM-ULW/product.aspx?zpid=220287 | Platt | 2020 | Yes
LED Lighting | Reflector | Philips Lighting | True |  | PAR30L (Sealed Beam Long) |  | E26 (Medium Screw) | HomeLamps, Bulbs, BallastsBulbs - LEDLED - ReflectiveLamps - PAR30 Dimmable LED Lamp, 12W, 120V, Bulb: PAR30L, Base: Medium Screw (E26), Lumens: 850, CRI: 80, Color Temperature: 3000K, Beam Angle: 25°, Rated Average Life: 25,000 Hrs. *Philips Part # 46782-9, Mdl # 9290012941. Suitable for Use in Wet Locations. ENERGY STAR® Certified LED Lamp, 75W Equivalent. *** Not for Sale in California *** Philips Lighting 12PAR30L/AMB/F25/830/DIM ULW Dimmable LED Lamp, PAR30L, 12W, 120V, 25° | 3000 | 80 | 850 | 70.8333 |  | 12 | 1 | 17.45 | 17.45 | 20.5044 | 2020Q2 | https://www.platt.com/platt-electric-supply/LED-Reflective-Lamps-PAR30/Philips-Lighting/12PAR30L-AMB-F25-830-DIM-ULW/product.aspx?zpid=220292 | Platt | 2020 | Yes
LED Lighting | Reflector | Philips Lighting | True |  | PAR30L (Sealed Beam Long) |  | E26 (Medium Screw) | HomeLamps, Bulbs, BallastsBulbs - LEDLED - ReflectiveLamps - PAR30 Dimmable LED Lamp, 12W, 120V, Bulb: PAR30L, Base: Medium Screw (E26), Lumens: 850, CRI: 80, Color Temperature: 4000K, Beam Angle: 25°, Rated Average Life: 25,000 Hrs. *Philips Part # 46783-7, Mdl # 9290012942. Suitable for Use in Wet Locations. ENERGY STAR® Certified LED Lamp, 75W Equivalent. Philips Lighting 12PAR30L/AMB/F25/840/DIM ULW Dimmable LED Lamp, PAR30L, 12W, 120V, 25° | 4000 | 80 | 850 | 70.8333 |  | 12 | 1 | 17.45 | 17.45 | 20.5044 | 2020Q2 | https://www.platt.com/platt-electric-supply/LED-Reflective-Lamps-PAR30/Philips-Lighting/12PAR30L-AMB-F25-840-DIM-ULW/product.aspx?zpid=220294 | Platt | 2020 | Yes
LED Lighting | Reflector | Philips Lighting | True |  | PAR30L (Sealed Beam Long) |  | E26 (Medium Screw) | HomeLamps, Bulbs, BallastsBulbs - LEDLED - ReflectiveLamps - PAR30 Dimmable LED Lamp, 12W, 120V, Bulb: PAR30L, Base: Medium Screw (E26), Lumens: 850, CRI: 80, Color Temperature: 2700K, Beam Angle: 40°, Rated Average Life: 25,000 Hrs. *Philips Part # 46784-5, Mdl # 9290012944. Suitable for Use in Wet Locations. ENERGY STAR® Certified LED Lamp, 75W Equivalent. Philips Lighting 12PAR30L/AMB/F40/827/DIM ULW Dimmable LED Lamp, PAR30L, 12W, 120V, 40° | 2700 | 80 | 850 | 70.8333 |  | 12 | 1 | 17.45 | 17.45 | 20.5044 | 2020Q2 | https://www.platt.com/platt-electric-supply/LED-Reflective-Lamps-PAR30/Philips-Lighting/12PAR30L-AMB-F40-827-DIM-ULW/product.aspx?zpid=220401 | Platt | 2020 | Yes
LED Lighting | Reflector | Philips Lighting | True |  | PAR30L (Sealed Beam Long) |  | E26 (Medium Screw) | HomeLamps, Bulbs, BallastsBulbs - LEDLED - ReflectiveLamps - PAR30 Dimmable LED Lamp, 12W, 120V, Bulb: PAR30L, Base: Medium Screw (E26), Lumens: 850, CRI: 80, Color Temperature: 3000K, Beam Angle: 40°, Rated Average Life: 25,000 Hrs. *Philips Part # 46785-2, Mdl # 9290012945. Suitable for Use in Wet Locations. ENERGY STAR® Certified LED Lamp, 75W Equivalent. *** Not for Sale in California *** Philips Lighting 12PAR30L/AMB/F40/830/DIM ULW Dimmable LED Lamp, PAR30L, 12W, 120V, 40° | 3000 | 80 | 850 | 70.8333 |  | 12 | 1 | 17.45 | 17.45 | 20.5044 | 2020Q2 | https://www.platt.com/platt-electric-supply/LED-Reflective-Lamps-PAR30/Philips-Lighting/12PAR30L-AMB-F40-830-DIM-ULW/product.aspx?zpid=220405 | Platt | 2020 | Yes
LED Lighting | Reflector | Philips Lighting | True |  | PAR30L (Sealed Beam Long) |  | E26 (Medium Screw) | HomeLamps, Bulbs, BallastsBulbs - LEDLED - ReflectiveLamps - PAR30 Dimmable LED Lamp, 12W, 120V, Bulb: PAR30L, Base: Medium Screw (E26), Lumens: 700, CRI: 85, Color Temperature: 3000K, Beam Angle: 22°, Rated Average Life: 45,000 Hrs. *Philips Part # 41015-9* 50W Equivalent. Philips Lighting 12PAR30L/END/F22 3000 DIM 12 W Dimmable LED PAR30L Bulb | 3000 | 85 | 700 | 58.3333 |  | 12 | 1 | 30.4 | 30.4 | 35.7212 | 2020Q2 | https://www.platt.com/platt-electric-supply/LED-Reflective-Lamps-PAR30/Philips-Lighting/12PAR30L-END-F22-3000-DIM/product.aspx?zpid=848073 | Platt | 2020 | Yes
LED Lighting | Reflector | Philips Lighting | True |  | PAR30L (Sealed Beam Long) |  | E26 (Medium Screw) | HomeLamps, Bulbs, BallastsBulbs - LEDLED - ReflectiveLamps - PAR30 Dimmable LED Lamp, 12W, 120V, Bulb: PAR30L, Base: Medium Screw (E26), Lumens: 900, CRI: 83, Color Temperature: 3000K, Beam Angle: 25º, Rated Average Life: 45,000 Hrs. *Philips Part # 43013-2. 12W PAR30L saves 63 Ws when compared to a 75W halogen PAR30L. No longer made.. See sub, Platt # 011655: Philips Lighting 12.5PAR30L/F25 30K DM AF. Philips Lighting 12PAR30L/F25 3000 DIM SO AF 12 W Dimmable LED PAR30L | 3000 | 83 | 900 | 75 |  | 12 | 1 | 18 | 18 | 21.1507 | 2020Q2 | https://www.platt.com/platt-electric-supply/LED-Reflective-Lamps-PAR30/Philips-Lighting/12PAR30L-F25-3000-DIM-SO-AF/product.aspx?zpid=76343 | Platt | 2020 | Yes
LED Lighting | Reflector | Philips Lighting | True |  | PAR30S (Sealed Beam Short) |  | E26 (Medium Screw) | HomeLamps, Bulbs, BallastsBulbs - LEDLED - ReflectiveLamps - PAR30 Dimmable LED Lamp, 12W, 120V, Short Neck, Bulb: PAR30S, Base: Medium Screw (E26), Lumens: 850, CRI: 80, Color Temperature: 2700K, Beam Angle: 25º, Rated Average Life: 25,000-50,000 Hrs. *Philips Part # 46787-8, Mdl # 9290012948. 75W Equivalent. Suitable for Use in Wet Locations. This lamp is ENERGY STAR® Certified. Philips Lighting 12PAR30S/AMB/F25/827/DIM ULW Dimmable LED Lamp, PAR30S, 12W, 120V, 25° | 2700 | 80 | 850 | 70.8333 |  | 12 | 1 | 10 | 10 | 11.7504 | 2020Q2 | https://www.platt.com/platt-electric-supply/LED-Reflective-Lamps-PAR30/Philips-Lighting/12PAR30S-AMB-F25-827-DIM-ULW/product.aspx?zpid=220454 | Platt | 2020 | Yes
LED Lighting | Reflector | Philips Lighting | True |  | PAR30S (Sealed Beam Short) |  | E26 (Medium Screw) | HomeLamps, Bulbs, BallastsBulbs - LEDLED - ReflectiveLamps - PAR30 Dimmable LED Lamp, 12W, 120V, Short Neck, Bulb: PAR30S, Base: Medium Screw (E26), Lumens: 850, CRI: 80, Color Temperature: 3000K, Beam Angle: 25º, Rated Average Life: 25,000-50,000 Hrs. *Philips Part # 46788-6, Mdl # 9290012949. 75W Equivalent. Suitable for Use in Wet Locations. This lamp is ENERGY STAR® Certified. *** Not for Sale in California *** Philips Lighting 12PAR30S/AMB/F25/830/DIM ULW Dimmable LED Lamp, PAR30S, 12W, 120V, 25° | 3000 | 80 | 850 | 70.8333 |  | 12 | 1 | 17.45 | 17.45 | 20.5044 | 2020Q2 | https://www.platt.com/platt-electric-supply/LED-Reflective-Lamps-PAR30/Philips-Lighting/12PAR30S-AMB-F25-830-DIM-ULW/product.aspx?zpid=220457 | Platt | 2020 | Yes
LED Lighting | Reflector | Philips Lighting | True |  | PAR30S (Sealed Beam Short) |  | E26 (Medium Screw) | HomeLamps, Bulbs, BallastsBulbs - LEDLED - ReflectiveLamps - PAR30 Dimmable LED Lamp, 12W, 120V, Short Neck, Bulb: PAR30S, Base: Medium Screw (E26), Lumens: 850, CRI: 80, Color Temperature: 4000K, Beam Angle: 25º, Rated Average Life: 25,000-50,000 Hrs. *Philips Part # 46789-4, Mdl # 9290012950. 75W Equivalent. Suitable for Use in Wet Locations. This lamp is ENERGY STAR® Certified. Philips Lighting 12PAR30S/AMB/F25/840/DIM ULW Dimmable LED Lamp, PAR30S, 12W, 120V, 25° | 4000 | 80 | 850 | 70.8333 |  | 12 | 1 | 17.45 | 17.45 | 20.5044 | 2020Q2 | https://www.platt.com/platt-electric-supply/LED-Reflective-Lamps-PAR30/Philips-Lighting/12PAR30S-AMB-F25-840-DIM-ULW/product.aspx?zpid=220459 | Platt | 2020 | Yes
LED Lighting | Reflector | Philips Lighting | True |  | PAR30S (Sealed Beam Short) |  | E26 (Medium Screw) | HomeLamps, Bulbs, BallastsBulbs - LEDLED - ReflectiveLamps - PAR30 Dimmable LED Lamp, 12W, 120V, Short Neck, Bulb: PAR30S, Base: Medium Screw (E26), Lumens: 850, CRI: 80, Color Temperature: 3000K, Beam Angle: 40º, Rated Average Life: 25,000-50,000 Hrs. *Philips Part # 46791-0, Mdl # 9290012953. 75W Equivalent. Suitable for Use in Wet Locations. This lamp is ENERGY STAR® Certified. *** Not for Sale in California *** Philips Lighting 12PAR30S/AMB/F40/830/DIM ULW Dimmable LED Lamp, PAR30S, 12W, 120V, 40° | 3000 | 80 | 850 | 70.8333 |  | 12 | 1 | 17.45 | 17.45 | 20.5044 | 2020Q2 | https://www.platt.com/platt-electric-supply/LED-Reflective-Lamps-PAR30/Philips-Lighting/12PAR30S-AMB-F40-830-DIM-ULW/product.aspx?zpid=220467 | Platt | 2020 | Yes
LED Lighting | Reflector | Philips Lighting | True |  | PAR30S (Sealed Beam Short) |  | E26 (Medium Screw) | HomeLamps, Bulbs, BallastsBulbs - LEDLED - ReflectiveLamps - PAR30 Dimmable LED Lamp, 12W, 120V, Short Neck, Bulb: PAR30S, Base: Medium Screw (E26), Lumens: 850, CRI: 80, Color Temperature: 4000K, Beam Angle: 40º, Rated Average Life: 25,000-50,000 Hrs. *Philips Part # 46792-8, Mdl # 9290012954. 75W Equivalent. Suitable for Use in Wet Locations. This lamp is ENERGY STAR® Certified. Philips Lighting 12PAR30S/AMB/F40/840/DIM ULW Dimmable LED Lamp, PAR30S, 12W, 120V, 40° | 4000 | 80 | 850 | 70.8333 |  | 12 | 1 | 17.45 | 17.45 | 20.5044 | 2020Q2 | https://www.platt.com/platt-electric-supply/LED-Reflective-Lamps-PAR30/Philips-Lighting/12PAR30S-AMB-F40-840-DIM-ULW/product.aspx?zpid=220468 | Platt | 2020 | Yes
LED Lighting | Reflector | Philips Lighting |  |  | PAR30S (Sealed Beam Short) |  | E26 (Medium Screw) | HomeLamps, Bulbs, BallastsBulbs - LEDLED - ReflectiveLamps - PAR30 LED Lamp, 12W, 120V, Bulb: PAR30S, Base: Medium Screw (E26), Lumens: 900, CRI: 80, Color Temperature: 3000K, Beam Angle: 25º, Rated Average Life: 25,000-50,000Hrs. *Philips Part # 42693-2. 50W Equivalent. Philips Lighting 12PAR30S/F25 30K AF RO 12 W LED PAR30S | 3000 | 80 | 900 | 75 |  | 12 | 1 | 18 | 18 | 21.1507 | 2020Q2 | https://www.platt.com/platt-electric-supply/LED-Reflective-Lamps-PAR30/Philips-Lighting/12PAR30S-F25-30K-AF-RO/product.aspx?zpid=76702 | Platt | 2020 | Yes
LED Lighting | Reflector | Philips Lighting | True |  | PAR30S (Sealed Beam Short) |  | E26 (Medium Screw) | HomeLamps, Bulbs, BallastsBulbs - LEDLED - ReflectiveLamps - PAR30 LED Lamp, 12W, 120V, Bulb: PAR30S, Base: Medium Screw (E26), Lumens: 850, CRI: 80, Color Temperature: 2700K, Beam Angle: 36º, Rated Average Life: 25,000-50,000Hrs. *Philips Part # 42695-6. NOT DIMMABLE 50W Equivalent. Philips Lighting 12PAR30S/F36 27K AF RO 12 W LED PAR30S | 2700 | 80 | 850 | 70.8333 |  | 12 | 1 | 18 | 18 | 21.1507 | 2020Q2 | https://www.platt.com/platt-electric-supply/LED-Reflective-Lamps-PAR30/Philips-Lighting/12PAR30S-F36-27K-AF-RO/product.aspx?zpid=76432 | Platt | 2020 | Yes
LED Lighting | Reflector | Philips Lighting | True |  | PAR30 (Sealed Beam) |  | E26 (Medium Screw) | HomeLamps, Bulbs, BallastsBulbs - LEDLED - ReflectiveLamps - PAR30 Dimmable LED Lamp, 12W, 120V, Short Neck, Bulb: PAR30S, Base: Medium Screw (E26), Lumens: 850, CRI: 80, Color Temperature: 2700K, Beam Angle: 10º, Rated Average Life: 40,000 Hrs. Philips Lighting 470898 12PAR30S/EC/S10/927/DIM/120V 6/1 | 2700 | 80 | 850 | 70.8333 |  | 12 | 1 | 22.43 | 22.43 | 26.3561 | 2020Q2 | https://www.platt.com/platt-electric-supply/LED-Reflective-Lamps-PAR30/Philips-Lighting/470898/product.aspx?zpid=573808 | Platt | 2020 | Yes
LED Lighting | Reflector | TCP | [5 empty] | HomeLamps, Bulbs, BallastsBulbs - LEDLED - ReflectiveLamps - PAR30 TCP LED10P30SD35KFL LED 10W P TCP LED10P30SD35KFL TCP LED10P30SD35KFL 10W P30SNECK DI | 3500 |  | 675 | 67.5 |  | 10 | 1 | 17.94 | 17.94 | 21.0802 | 2020Q2 | https://www.platt.com/platt-electric-supply/LED-Reflective-Lamps-PAR30/TCP/LED10P30SD35KFL/product.aspx?zpid=282327 | Platt | 2020 | Yes
LED Lighting | Reflector | TCP | True |  |  |  |  | HomeLamps, Bulbs, BallastsBulbs - LEDLED - ReflectiveLamps - PAR30 Dimmable LED Lamp, 10 Watt, 120 Volt, Bulb: PAR30S (Sealed Beam), Base: Medium Screw (E26), Lumens: 700, CRI: 82, Color Temperature: 4100K, Beam Angle: 40º TCP LED10P30SD41KFL Dimmable LED Lamp, PAR30S, 10W, 120V, FL40 | 4100 |  | 700 | 70 |  | 10 | 1 | 17.94 | 17.94 | 21.0802 | 2020Q2 | https://www.platt.com/platt-electric-supply/LED-Reflective-Lamps-PAR30/TCP/LED10P30SD41KFL/product.aspx?zpid=282329 | Platt | 2020 | Yes
LED Lighting | Reflector | TCP | True |  | PAR30S (Sealed Beam Short) |  | E26 (Medium Screw) | HomeLamps, Bulbs, BallastsBulbs - LEDLED - ReflectiveLamps - PAR30 Dimmable LED Lamp, 12W, 120V, Bulb: PAR30S, Base: Medium Screw (E26), Lumens: 800, CRI: 82, Color Temperature: 2700K, Beam Angle: 40°, Rated Average Life: 25,000 Hrs TCP LED12P30SD27KFL Dimmable LED Lamp, PAR30S, 12W, 120V, FL40 | 2700 | 82 | 800 | 66.6667 |  | 12 | 1 | 18.42 | 18.42 | 21.6442 | 2020Q2 | https://www.platt.com/platt-electric-supply/LED-Reflective-Lamps-PAR30/TCP/LED12P30SD27KFL/product.aspx?zpid=105828 | Platt | 2020 | Yes
LED Lighting | Reflector | TCP | True |  | PAR30S (Sealed Beam Short) |  | E26 (Medium Screw) | HomeLamps, Bulbs, BallastsBulbs - LEDLED - ReflectiveLamps - PAR30 Dimmable LED Lamp, 12W, 120V, Bulb: PAR30S, Base: Medium Screw (E26), Lumens: 800, CRI: 83, Color Temperature: 2700K, Beam Angle: 25°, Rated Average Life: 25,000. TCP LED12P30SD27KNFL 12 W Dimmable LED PAR30 Bulb | 2700 | 83 | 800 | 66.6667 |  | 12 | 1 | 18.42 | 18.42 | 21.6442 | 2020Q2 | https://www.platt.com/platt-electric-supply/LED-Reflective-Lamps-PAR30/TCP/LED12P30SD27KNFL/product.aspx?zpid=144952 | Platt | 2020 | Yes
LED Lighting | Reflector | TCP | True |  | PAR30S (Sealed Beam Short) |  | E26 (Medium Screw) | HomeLamps, Bulbs, BallastsBulbs - LEDLED - ReflectiveLamps - PAR30 Dimmable LED Lamp, 12W, 120V, Bulb: PAR30S, Base: Medium Screw (E26), Lumens: 825, CRI: 82, Color Temperature: 3000K, 2Beam Angle: 40°, Rated Average Life: 25,000. Energy Star: Yes TCP LED12P30SD30KFL Dimmable LED Lamp, PAR30S, 12W, 120V, FL40 | 3000 | 82 | 825 | 68.75 |  | 12 | 1 | 18.42 | 18.42 | 21.6442 | 2020Q2 | https://www.platt.com/platt-electric-supply/LED-Reflective-Lamps-PAR30/TCP/LED12P30SD30KFL/product.aspx?zpid=68995 | Platt | 2020 | Yes
LED Lighting | Reflector | TCP | True |  | PAR30S (Sealed Beam Short) |  | E26 (Medium Screw) | HomeLamps, Bulbs, BallastsBulbs - LEDLED - ReflectiveLamps - PAR30 Dimmable LED Lamp, 12W, 120V, Bulb: PAR30S - Black Body, Base: Medium Screw (E26), Lumens: 800, CRI: 82, Color Temperature: 3000K, Beam Angle: 40°, Rated Average Life: 25,000. TCP LED12P30SD30KFLB 12 W Dimmable LED PAR30 Bulb - Black | 3000 | 83 | 825 | 68.75 |  | 12 | 1 | 20.33 | 20.33 | 23.8885 | 2020Q2 | https://www.platt.com/platt-electric-supply/LED-Reflective-Lamps-PAR30/TCP/LED12P30SD30KFLB/product.aspx?zpid=124005 | Platt | 2020 | Yes
LED Lighting | Reflector | TCP | True |  | PAR30S (Sealed Beam Short) |  | E26 (Medium Screw) | HomeLamps, Bulbs, BallastsBulbs - LEDLED - ReflectiveLamps - PAR30 Dimmable LED Lamp, 12W, 120V, Bulb: PAR30S, Base: Medium Screw (E26), Lumens: 825, CRI: 82, Color Temperature: 3000K, Beam Angle: 25°, Rated Average Life: 25,000. Energy Star: Yes TCP LED12P30SD30KNFL LED Lamp, Dimmable, PAR30S, 12W, 120V, NFL25 | 3000 | 82 | 825 | 68.75 |  | 12 | 1 | 18.42 | 18.42 | 21.6442 | 2020Q2 | https://www.platt.com/platt-electric-supply/LED-Reflective-Lamps-PAR30/TCP/LED12P30SD30KNFL/product.aspx?zpid=27066 | Platt | 2020 | Yes
LED Lighting | Reflector | TCP | [5 empty] | HomeLamps, Bulbs, BallastsBulbs - LEDLED - ReflectiveLamps - PAR30 TCP LED12P30SD30KNFLB BLK 25D 12W SMOOTH PAR30S 3000K 25° BLACK BODY TCP LED12P30SD30KNFLB TCP LED12P30SD30KNFLB 12W P30SN DIM | 3000 |  | 825 | 68.75 |  | 12 | 1 | 20.33 | 20.33 | 23.8885 | 2020Q2 | https://www.platt.com/platt-electric-supply/LED-Reflective-Lamps-PAR30/TCP/LED12P30SD30KNFLB/product.aspx?zpid=417376 | Platt | 2020 | Yes
LED Lighting | Reflector | TCP | True |  | PAR30S (Sealed Beam Short) |  | E26 (Medium Screw) | HomeLamps, Bulbs, BallastsBulbs - LEDLED - ReflectiveLamps - PAR30 Dimmable LED Lamp, 12W, 120V, Bulb: PAR30S, Base: Medium Screw (E26), Lumens: 800, CRI: 83, Color Temperature: 4100K, Beam Angle: 25°, Rated Average Life: 25,000. TCP LED12P30SD41KNFL 12 W Dimmable LED PAR30 Bulb | 4100 | 81 | 800 | 66.6667 |  | 12 | 1 | 18.42 | 18.42 | 21.6442 | 2020Q2 | https://www.platt.com/platt-electric-supply/LED-Reflective-Lamps-PAR30/TCP/LED12P30SD41KNFL/product.aspx?zpid=120971 | Platt | 2020 | Yes
LED Lighting | Reflector | TCP | True |  | PAR30 (Sealed Beam) |  | E26 (Medium Screw) | HomeLamps, Bulbs, BallastsBulbs - LEDLED - ReflectiveLamps - PAR30 ### NOTE ### NO LONGER MADE ### SEE SUB ### PLATT# 078956 ### Dimmable LED Lamp, 14 W, 120V, Bulb: PAR30 (Sealed Beam), Base: Medium Screw (E26), Lumens: 850, CRI: 85, Color Temperature: 3000K, Beam Angle: Flood 40°, Rated Average Life: 50000 Hours, Energy Star Rated, 50 W Equivalent. TCP LED14E26P3030KF Dimmable LED Lamp, PAR30, 14W, 120V, FL40 | 3000 | 85 | 850 | 60.7143 | 50000 | 14 | 1 | 30 | 30 | 35.2512 | 2020Q2 | https://www.platt.com/platt-electric-supply/LED-Reflective-Lamps-PAR30/TCP/LED14E26P3030KF/product.aspx?zpid=874595 | Platt | 2020 | Yes
LED Lighting | Reflector | TCP | True |  | PAR30L (Sealed Beam Long) |  | E26 (Medium Screw) | HomeLamps, Bulbs, BallastsBulbs - LEDLED - ReflectiveLamps - PAR30 Dimmable LED Lamp, 14W, 120V, Bulb: PAR30L (Sealed Beam), Base: Medium Screw (E26), Lumens: 1050, CRI: 82, Color Temperature: 2700K, Beam Angle: Flood 40° TCP LED14P30D27KFL Dimmable LED Lamp, PAR30, 14W, 120V, FL40, Limited Quantities Available | 2700 | 83 | 1050 | 75 |  | 14 | 1 | 19.37 | 19.37 | 22.7605 | 2020Q2 | https://www.platt.com/platt-electric-supply/LED-Reflective-Lamps-PAR30/TCP/LED14P30D27KFL/product.aspx?zpid=80410 | Platt | 2020 | Yes
LED Lighting | Reflector | TCP | True |  |  |  |  | HomeLamps, Bulbs, BallastsBulbs - LEDLED - ReflectiveLamps - PAR30 TCP LED14P30D27KSP DIM 14W SM DIMMABLE 14W SMOOTH PAR30 2700K 15° TCP LED14P30D27KSP TCP LED14P30D27KSP DIM 14W SMOOTH P | 2700 |  | 1050 | 75 |  | 14 | 1 | 19.37 | 19.37 | 22.7605 | 2020Q2 | https://www.platt.com/platt-electric-supply/LED-Reflective-Lamps-PAR30/TCP/LED14P30D27KSP/product.aspx?zpid=145630 | Platt | 2020 | Yes
LED Lighting | Reflector | TCP | True |  | PAR30L (Sealed Beam Long) |  | E26 (Medium Screw) | HomeLamps, Bulbs, BallastsBulbs - LEDLED - ReflectiveLamps - PAR30 Dimmable LED Lamp, 14W, 120V, Bulb: PAR30L (Sealed Beam), Base: Medium Screw (E26), Lumens: 1100, CRI: 82, Color Temperature: 3000K, Beam Angle: Flood 40° TCP LED14P30D30KFL Dimmable LED Lamp, PAR30, 14W, 120V, FL40 | 3000 | 82 | 1100 | 78.5714 |  | 14 | 1 | 19.37 | 19.37 | 22.7605 | 2020Q2 | https://www.platt.com/platt-electric-supply/LED-Reflective-Lamps-PAR30/TCP/LED14P30D30KFL/product.aspx?zpid=93342 | Platt | 2020 | Yes
LED Lighting | Reflector | TCP | True |  | PAR30L (Sealed Beam Long) |  | E26 (Medium Screw) | HomeLamps, Bulbs, BallastsBulbs - LEDLED - ReflectiveLamps - PAR30 Dimmable LED Lamp, 14W, 120V, Bulb: PAR30L (Sealed Beam), Base: Medium Screw (E26), Lumens: 1100, CRI: 82, Color Temperature: 3000K, Beam Angle: Flood 25°, Black Body. TCP LED14P30D30KFLB Dimmable LED Lamp, PAR30, 14W, 120V, FL40 | 3000 | 82 | 1100 | 78.5714 |  | 14 | 1 | 21.28 | 21.28 | 25.0048 | 2020Q2 | https://www.platt.com/platt-electric-supply/LED-Reflective-Lamps-PAR30/TCP/LED14P30D30KFLB/product.aspx?zpid=116895 | Platt | 2020 | Yes
LED Lighting | Reflector | TCP | True |  | PAR30L (Sealed Beam Long) |  | E26 (Medium Screw) | HomeLamps, Bulbs, BallastsBulbs - LEDLED - ReflectiveLamps - PAR30 Dimmable LED Lamp, 14W, 120V, Bulb: PAR30L (Sealed Beam), Base: Medium Screw (E26), Lumens: 1100, CRI: 82, Color Temperature: 3000K, Beam Angle: Flood 40°, Black Body. TCP LED14P30D30KNFL LED14P30D30KFL | 3000 | 82 | 1100 | 78.5714 |  | 14 | 1 | 19.37 | 19.37 | 22.7605 | 2020Q2 | https://www.platt.com/platt-electric-supply/LED-Reflective-Lamps-PAR30/TCP/LED14P30D30KNFL/product.aspx?zpid=93344 | Platt | 2020 | Yes
LED Lighting | Reflector | TCP | [5 empty] | HomeLamps, Bulbs, BallastsBulbs - LEDLED - ReflectiveLamps - PAR30 TCP LED14P30D41KSP LED 14W P3 TCP LED14P30D41KSP TCP LED14P30D41KSP DIM 14W SMOOTH P |  |  | 1150 | 82.1429 |  | 14 | 1 | 19.37 | 19.37 | 22.7605 | 2020Q2 | https://www.platt.com/platt-electric-supply/LED-Reflective-Lamps-PAR30/TCP/LED14P30D41KSP/product.aspx?zpid=282409 | Platt | 2020 | Yes
LED Lighting | Reflector | TCP | True |  | PAR30 (Sealed Beam) |  | E26 (Medium Screw) | HomeLamps, Bulbs, BallastsBulbs - LEDLED - ReflectiveLamps - PAR30 Dimmable LED Lamp, 14 W, 120V, Bulb: PAR30 (Sealed Beam), Base: Medium Screw (E26), Lumens: 1050, CRI: 82, Color Temperature: 5000K, Beam Angle: Flood 40°, Rated Average Life: 50000 Hours. TCP LED14P30D50KFL Dimmable LED Lamp, PAR30, 14W, 120V, FL40 | 5000 | 82 | 1150 | 82.1429 | 50000 | 14 | 1 | 19.37 | 19.37 | 22.7605 | 2020Q2 | https://www.platt.com/platt-electric-supply/LED-Reflective-Lamps-PAR30/TCP/LED14P30D50KFL/product.aspx?zpid=138267 | Platt | 2020 | Yes
LED Lighting | Reflector | Cree Lighting | True |  | PAR38 (Sealed Beam) |  | E26 (Medium Screw) | HomeLamps, Bulbs, BallastsBulbs - LEDLED - ReflectiveLamps - PAR38 LED Lamp, 19 Watt, 1500 Lumen, 40° Flood, PAR 38, 3000K, 120 Volt, Dimmable, 150 Watt Replacement Cree Lighting PAR38-150W-P1-30K-40FL-E26-U1 LED Lamp, 19 Watt, 1500 Lumen, PAR 38, 3000K, 120V | 3000 | 90 | 1500 | 78.9474 |  | 19 | 1 | 21 | 21 | 24.6758 | 2020Q2 | https://www.platt.com/platt-electric-supply/LED-Reflective-Lamps-PAR38/Cree-Lighting/PAR38-150W-P1-30K-40FL-E26-U1/product.aspx?zpid=1233093 | Platt | 2020 | Yes
LED Lighting | Reflector | Green Creative | True |  | PAR38 (Sealed Beam) |  | E26 (Medium Screw) | HomeLamps, Bulbs, BallastsBulbs - LEDLED - ReflectiveLamps - PAR38 Dimmable LED Lamp, 18.5W, 120V, Bulb: PAR38, Base: Medium Screw (E26), Lumens: 1105, CRI: 90, Color Temperature: 2700K, Beam Angle: 25º, Rated Average Life: 40,000 Hrs. Green Creative 16148 Dimmable LED Lamp, 18.5W, 120V | 2700 | 90 | 1105 | 59.7297 |  | 18.5 | 1 | 14.42 | 14.42 | 16.9441 | 2020Q2 | https://www.platt.com/platt-electric-supply/LED-Reflective-Lamps-PAR38/Green-Creative/16148/product.aspx?zpid=195691 | Platt | 2020 | Yes
LED Lighting | Reflector | Green Creative | True |  | PAR38 (Sealed Beam) |  | E26 (Medium Screw) | HomeLamps, Bulbs, BallastsBulbs - LEDLED - ReflectiveLamps - PAR38 Dimmable LED Lamp, 17W, 120V, Bulb: PAR38, Base: Medium Screw (E26), Lumens: 1105, CRI: 90, Color Temperature: 2700K, Beam Angle: 40°, Rated Average Life: 40,000 Hrs. Green Creative 16303 Dimmable LED Lamp, 17W, 120V | 2700 | 90 | 1105 | 65 |  | 17 | 1 | 14.42 | 14.42 | 16.9441 | 2020Q2 | https://www.platt.com/platt-electric-supply/LED-Reflective-Lamps-PAR38/Green-Creative/16303/product.aspx?zpid=178510 | Platt | 2020 | Yes
LED Lighting | Reflector | Green Creative | True |  | PAR38 (Sealed Beam) |  | E26 (Medium Screw) | HomeLamps, Bulbs, BallastsBulbs - LEDLED - ReflectiveLamps - PAR38 Dimmable LED Lamp, 17W, 120-277V, Bulb: PAR38, Base: Medium Screw (E26), Lumens: 1150, CRI: 90, Color Temperature: 3000K, Beam Angle: FL 40º, Rated Average Life: 40,000 Hrs. Suitable for use in totally enclosed fixtures. 17W Replaces 120W Hal. Green Creative 58152 Dimmable LED Lamp, 17W, 120-277V, PAR38 | 3000 | 90 | 1150 | 67.6471 |  | 17 | 1 | 30.04 | 30.04 | 35.2982 | 2020Q2 | https://www.platt.com/platt-electric-supply/LED-Reflective-Lamps-PAR38/Green-Creative/58152/product.aspx?zpid=242429 | Platt | 2020 | Yes
LED Lighting | Reflector | Green Creative | True |  | PAR38 (Sealed Beam) |  | E26 (Medium Screw) | HomeLamps, Bulbs, BallastsBulbs - LEDLED - ReflectiveLamps - PAR38 Dimmable LED Lamp, 17W, 120V, Bulb: PAR38, Base: Medium Screw (E26), Lumens: 1430, CRI: 90, Color Temperature: 3000K, Beam Angle: NF 25º, Rated Average Life: 40,000 Hrs. Suitable for use in totally enclosed fixtures. 17W Replaces 120W Hal. Green Creative 58153 Dimmable LED Lamp, 17W, 120V, PAR38 | 3000 | 90 | 1430 | 84.1176 |  | 17 | 1 | 30.04 | 30.04 | 35.2982 | 2020Q2 | https://www.platt.com/platt-electric-supply/LED-Reflective-Lamps-PAR38/Green-Creative/58153/product.aspx?zpid=242427 | Platt | 2020 | Yes
LED Lighting | Reflector | Green Creative | True |  | PAR38 (Sealed Beam) |  | E26 (Medium Screw) | HomeLamps, Bulbs, BallastsBulbs - LEDLED - ReflectiveLamps - PAR38 Dimmable LED Lamp, 17W, 120V, Bulb: PAR38, Base: Medium Screw (E26), Lumens: 1430, CRI: 90, Color Temperature: 3000K, Beam Angle: FL 40º, Rated Average Life: 40,000 Hrs. Suitable for use in totally enclosed fixtures. 17W Replaces 120W Hal. Green Creative 58154 Dimmable LED Lamp, 17W, 120V, PAR38 | 3000 | 90 | 1430 | 84.1176 |  | 17 | 1 | 24.66 | 24.66 | 28.9765 | 2020Q2 | https://www.platt.com/platt-electric-supply/LED-Reflective-Lamps-PAR38/Green-Creative/58154/product.aspx?zpid=242425 | Platt | 2020 | Yes
LED Lighting | Reflector | Green Creative | True |  | PAR38 (Sealed Beam) |  | E26 (Medium Screw) | HomeLamps, Bulbs, BallastsBulbs - LEDLED - ReflectiveLamps - PAR38 Dimmable LED Lamp, 17W, 120V, Bulb: PAR38, Base: Medium Screw (E26), Lumens: 1430, CRI: 90, Color Temperature: 3000K, Beam Angle: 25º, Rated Average Life: 50,000 Hrs. Green Creative 97904 Dimmable LED Lamp, 17W, 120V | 3000 | 90 | 1430 | 84.1176 |  | 17 | 1 | 24.66 | 24.66 | 28.9765 | 2020Q2 | https://www.platt.com/platt-electric-supply/LED-Reflective-Lamps-PAR38/Green-Creative/97904/product.aspx?zpid=242428 | Platt | 2020 | Yes
LED Lighting | Reflector | Green Creative |  |  | PAR38 (Sealed Beam) |  |  | HomeLamps, Bulbs, BallastsBulbs - LEDLED - ReflectiveLamps - PAR38 LED Lamp, 25W, 120-277V, Bulb: PAR38, Base: Medium Screw (E26), Lumens: 2500, CRI: 92, Color Temperature: 3000K, Beam Angle: 25°, Rated Average Life: 50,000 Hrs. Green Creative 98210 LED Lamp, 25W, 120-277V, 3000K, Angle: 25° | 3000 |  | 2500 | 100 |  | 25 | 1 | 41.97 | 41.97 | 49.3164 | 2020Q2 | https://www.platt.com/platt-electric-supply/LED-Reflective-Lamps-PAR38/Green-Creative/98210/product.aspx?zpid=1315187 | Platt | 2020 | Yes
LED Lighting | Reflector | Green Creative |  |  | PAR38 (Sealed Beam) |  |  | HomeLamps, Bulbs, BallastsBulbs - LEDLED - ReflectiveLamps - PAR38 LED Lamp, 25W, 120-277V, Bulb: PAR38, Base: Medium Screw (E26), Lumens: 2500, CRI: 92, Color Temperature: 3000K, Beam Angle: 40°, Rated Average Life: 50,000 Hrs. Green Creative 98211 LED Lamp, 25W, 120-277V, 3000K, Angle: 40° | 3000 |  | 2500 | 100 |  | 25 | 1 | 41.97 | 41.97 | 49.3164 | 2020Q2 | https://www.platt.com/platt-electric-supply/LED-Reflective-Lamps-PAR38/Green-Creative/98211/product.aspx?zpid=1315188 | Platt | 2020 | Yes
LED Lighting | Reflector | Green Creative |  |  | PAR38 (Sealed Beam) |  |  | HomeLamps, Bulbs, BallastsBulbs - LEDLED - ReflectiveLamps - PAR38 LED Lamp, 25W, 120-277V, Bulb: PAR38, Base: Medium Screw (E26), Lumens: 2500, CRI: 92, Color Temperature: 4000K, Beam Angle: 25°, Rated Average Life: 50,000 Hrs. Green Creative 98212 LED Lamp, 25W, 120-277V, 4000K, Angle: 25° | 4000 |  | 2500 | 100 |  | 25 | 1 | 41.97 | 41.97 | 49.3164 | 2020Q2 | https://www.platt.com/platt-electric-supply/LED-Reflective-Lamps-PAR38/Green-Creative/98212/product.aspx?zpid=1315189 | Platt | 2020 | Yes
LED Lighting | Reflector | Green Creative |  |  | PAR38 (Sealed Beam) |  |  | HomeLamps, Bulbs, BallastsBulbs - LEDLED - ReflectiveLamps - PAR38 LED Lamp, 25W, 120-277V, Bulb: PAR38, Base: Medium Screw (E26), Lumens: 2500, CRI: 92, Color Temperature: 4000K, Beam Angle: 40°, Rated Average Life: 50,000 Hrs. Green Creative 98213 LED Lamp, 25W, 120-277V, 4000K, Angle: 40° | 4000 |  | 2500 | 100 |  | 25 | 1 | 41.97 | 41.97 | 49.3164 | 2020Q2 | https://www.platt.com/platt-electric-supply/LED-Reflective-Lamps-PAR38/Green-Creative/98213/product.aspx?zpid=1315190 | Platt | 2020 | Yes
LED Lighting | Reflector | Green Creative | [5 empty] | HomeLamps, Bulbs, BallastsBulbs - LEDLED - ReflectiveLamps - PAR38 LED Lamp, 25W, 120-277V, Bulb: PAR38, Base: Medium Screw (E26), Lumens: 2400, CRI: 92, Color Temperature: 2700K, Beam Angle: 25°, Rated Average Life: 50,000 Hrs. Green Creative 98223 LED Lamp, 25W, 120-277V, 2700K, Angle: 25° | 2700 |  | 2400 | 96 |  | 25 | 1 | 41.97 | 41.97 | 49.3164 | 2020Q2 | https://www.platt.com/platt-electric-supply/LED-Reflective-Lamps-PAR38/Green-Creative/98223/product.aspx?zpid=1315191 | Platt | 2020 | Yes
LED Lighting | Reflector | Light Efficient Design |  |  | PAR38 (Sealed Beam) |  | E26 (Medium Screw) | HomeLamps, Bulbs, BallastsBulbs - LEDLED - ReflectiveLamps - PAR38 LED Lamp with External Driver, 30W, 120-277V, Bulb: PAR38; Recessed / Pendant, Base: E26 Medium Base, Lumens: 3177, CRI: 81, Color Temperature: 2700k, Beam Angle: 120°, Average Life: Up to 50,000 Hrs. 30W LED Replaces 100W MH or HPS HID Lamps. Meanwell Driver LPF-40D-48 included. LDL Listed. Light Efficient Design LED-8081E27 30W 2700K Reflector Flood | 2700 | 81 | 3177 | 105.9 |  | 30 | 1 | 68 | 68 | 79.9026 | 2020Q2 | https://www.platt.com/platt-electric-supply/LED-Reflective-Lamps-PAR38/Light-Efficient-Design/LED-8081E27/product.aspx?zpid=79783 | Platt | 2020 | Yes
LED Lighting | Reflector | Philips Lighting | False |  | PAR38 (Sealed Beam) |  | E26 (Medium Screw) | HomeLamps, Bulbs, BallastsBulbs - LEDLED - ReflectiveLamps - PAR38 Non-Dimmable LED Lamp, 11W, 120V, Bulb: PAR38, Base: Medium Screw (E26), Lumens: 950, CRI: >80, Color Temperature: 3000K, Beam Angle: 25°, Rated Average Life: 10,950 Hrs. *Philips Part # 45799-3. 90W Non-Dim Equivalent. ** NON TITLE 20 COMPLIANT ** ** NOT FOR SALE IN CA ** Philips Lighting 11PAR38/F25/830 ND 120V 11 W LED PAR38 Bulb | 3000 | 80 | 950 | 86.3636 |  | 11 | 1 | 10.73 | 10.73 | 12.6082 | 2020Q2 | https://www.platt.com/platt-electric-supply/LED-Reflective-Lamps-PAR38/Philips-Lighting/11PAR38-F25-830-ND-120V/product.aspx?zpid=173585 | Platt | 2020 | Yes
LED Lighting | Reflector | Philips Lighting | True |  | PAR38 (Sealed Beam) |  | E26 (Medium Screw) | HomeLamps, Bulbs, BallastsBulbs - LEDLED - ReflectiveLamps - PAR38 Dimmable LED Lamp, 12W, 120V, Bulb: PAR38, Base: Medium Screw (E26), Lumens: 850, CRI: 80, Color Temperature: 2700K, Rated Life: 25,000 Hrs. Philips Lighting 12PAR38/LED/827/F25/DIM/ULW Dimmable LED Lamp, 12W | 2700 |  | 850 | 70.8333 |  | 12 | 1 | 13.16 | 13.16 | 15.4635 | 2020Q2 | https://www.platt.com/platt-electric-supply/LED-Reflective-Lamps-PAR38/Philips-Lighting/12PAR38-LED-827-F25-DIM-ULW/product.aspx?zpid=1277153 | Platt | 2020 | Yes
LED Lighting | Reflector | Philips Lighting | True |  | PAR38 (Sealed Beam) |  | E26 (Medium Screw) | HomeLamps, Bulbs, BallastsBulbs - LEDLED - ReflectiveLamps - PAR38 Dimmable LED Lamp, 12W, 120V, Bulb: PAR38, Base: Medium Screw (E26), Lumens: 1100, CRI: 80, Color Temperature: 2700K, Beam Angle: 40°, Rated Average Life: 25,000 Hrs. *Philips Part # 52966-9* Standard Halogen PAR38 90W Equivalent. Philips Lighting 12PAR38/LED/827/F40/DIM/ULW Dimmable LED Lamp, 12W | 2700 | 80 | 1100 | 91.6667 |  | 12 | 1 | 13.16 | 13.16 | 15.4635 | 2020Q2 | https://www.platt.com/platt-electric-supply/LED-Reflective-Lamps-PAR38/Philips-Lighting/12PAR38-LED-827-F40-DIM-ULW/product.aspx?zpid=1277157 | Platt | 2020 | Yes
LED Lighting | Reflector | Philips Lighting | True |  | PAR38 (Sealed Beam) |  | E26 (Medium Screw) | HomeLamps, Bulbs, BallastsBulbs - LEDLED - ReflectiveLamps - PAR38 Dimmable LED Lamp, 12W, 120V, Bulb: PAR38, Base: Medium Screw (E26), Lumens: 1100, CRI: 80, Color Temperature: 3000K, Beam Angle: 40°, Rated Average Life: 25,000 Hrs. *Philips Part # 52967-7* Standard Halogen PAR38 90W Equivalent. Philips Lighting 12PAR38/LED/830/F40/DIM/ULW Dimmable LED Lamp, 12W | 3000 | 80 | 1100 | 91.6667 |  | 12 | 1 | 13.16 | 13.16 | 15.4635 | 2020Q2 | https://www.platt.com/platt-electric-supply/LED-Reflective-Lamps-PAR38/Philips-Lighting/12PAR38-LED-830-F40-DIM-ULW/product.aspx?zpid=1276924 | Platt | 2020 | Yes
LED Lighting | Reflector | Philips Lighting | True |  | PAR38 (Sealed Beam) |  | E26 (Medium Screw) | HomeLamps, Bulbs, BallastsBulbs - LEDLED - ReflectiveLamps - PAR38 Outdoor LED Lamp, 12W, 120V, Bulb: PAR38, Base: Medium Screw (E26), Lumens: 1200, CRI: 80, Color Temperature: 5000K, Beam Angle: 35°, Rated Average Life: 25,000 Hrs. Energy Star Rated. *Philips Part # 46104-6* 100W Halogen replacement*. UL WET RATED, Dimmable using leading and trailing edge dimmers. See 'Compatibility Sheet'. Philips Lighting 12PAR38/LED/850/ F35/DIM ULW SO 120V 12 W Outdoor LED PAR38 | 5000 | 80 | 1200 | 100 |  | 12 | 1 | 21.45 | 21.45 | 25.2046 | 2020Q2 | https://www.platt.com/platt-electric-supply/LED-Reflective-Lamps-PAR38/Philips-Lighting/12PAR38-LED-850-F35-DIM-ULW-SO-120V/product.aspx?zpid=36500 | Platt | 2020 | Yes
LED Lighting | Reflector | Philips Lighting | True |  | PAR38 (Sealed Beam) |  | E26 (Medium Screw) | HomeLamps, Bulbs, BallastsBulbs - LEDLED - ReflectiveLamps - PAR38 Dimmable LED Lamp, 13W, 120V, Bulb: PAR38, Base: Medium Screw (E26), Lumens: 950, CRI: 80, Color Temperature: 2700K, Beam Angle: 25º, Rated Average Life: 25,000 Hrs. *Philips Part # 46775-3, Mdl # 9290012920. 90W Equivalent. Suitable for Use in Wet Locations. This lamp is ENERGY STAR® Certified. *** Not for Sale in California *** Philips Lighting 13.5PAR38/AMB/F25/827/DIM ULW 13W Dimmable LED PAR38 Bulb | 2700 | 80 | 950 | 73.0769 |  | 13 | 1 | 18.53 | 18.53 | 21.7735 | 2020Q2 | https://www.platt.com/platt-electric-supply/LED-Reflective-Lamps-PAR38/Philips-Lighting/13-5PAR38-AMB-F25-827-DIM-ULW/product.aspx?zpid=221574 | Platt | 2020 | Yes
LED Lighting | Reflector | Philips Lighting | True |  | PAR38 (Sealed Beam) |  | E26 (Medium Screw) | HomeLamps, Bulbs, BallastsBulbs - LEDLED - ReflectiveLamps - PAR38 Dimmable LED Lamp, 13W, 120V, Bulb: PAR38, Base: Medium Screw (E26), Lumens: 950, CRI: 80, Color Temperature: 3000K, Beam Angle: 25°, Rated Average Life: 25,000 Hrs. *Philips Part # 46776-1, Mdl # 9290012921. 90W Equivalent. Suitable for Use in Wet Locations. This lamp is ENERGY STAR® Certified. Philips Lighting 13.5PAR38/AMB/F25/830/DIM ULW 13W Dimmable LED PAR38 Bulb | 3000 | 80 | 950 | 73.0769 |  | 13 | 1 | 18.53 | 18.53 | 21.7735 | 2020Q2 | https://www.platt.com/platt-electric-supply/LED-Reflective-Lamps-PAR38/Philips-Lighting/13-5PAR38-AMB-F25-830-DIM-ULW/product.aspx?zpid=221577 | Platt | 2020 | Yes
LED Lighting | Reflector | Philips Lighting | True |  | PAR38 (Sealed Beam) |  | E26 (Medium Screw) | HomeLamps, Bulbs, BallastsBulbs - LEDLED - ReflectiveLamps - PAR38 Dimmable LED Lamp, 13W, 120V, Bulb: PAR38, Base: Medium Screw (E26), Lumens: 950, CRI: 80, Color Temperature: 4000K, Beam Angle: 25º, Rated Average Life: 25,000 Hrs. *Philips Part # 46777-9, Mdl # 9290012922. 90W Equivalent. Suitable for Use in Wet Locations. This lamp is ENERGY STAR® Certified. Philips Lighting 13.5PAR38/AMB/F25/840/DIM ULW 13W Dimmable LED PAR38 Bulb | 4000 | 80 | 950 | 73.0769 |  | 13 | 1 | 18.53 | 18.53 | 21.7735 | 2020Q2 | https://www.platt.com/platt-electric-supply/LED-Reflective-Lamps-PAR38/Philips-Lighting/13-5PAR38-AMB-F25-840-DIM-ULW/product.aspx?zpid=221579 | Platt | 2020 | Yes
LED Lighting | Reflector | Philips Lighting | True |  | PAR38 (Sealed Beam) |  | E26 (Medium Screw) | HomeLamps, Bulbs, BallastsBulbs - LEDLED - ReflectiveLamps - PAR38 Dimmable LED Lamp, 13W, 120V, Bulb: PAR38, Base: Medium Screw (E26), Lumens: 950, CRI: 80, Color Temperature: 5000K, Beam Angle: 25º, Rated Average Life: 25,000 Hrs. *Philips Part # 46819-9, Mdl # 9290012923. 90W Equivalent. Suitable for Use in Wet Locations. This lamp is ENERGY STAR® Certified. Philips Lighting 13.5PAR38/AMB/F25/850/DIM ULW 13W Dimmable LED PAR38 Bulb | 5000 | 80 | 950 | 73.0769 |  | 13 | 1 | 18.53 | 18.53 | 21.7735 | 2020Q2 | https://www.platt.com/platt-electric-supply/LED-Reflective-Lamps-PAR38/Philips-Lighting/13-5PAR38-AMB-F25-850-DIM-ULW/product.aspx?zpid=221845 | Platt | 2020 | Yes
LED Lighting | Reflector | Philips Lighting | True |  | PAR38 (Sealed Beam) |  | E26 (Medium Screw) | HomeLamps, Bulbs, BallastsBulbs - LEDLED - ReflectiveLamps - PAR38 Dimmable LED Lamp, 13W, 120V, Bulb: PAR38, Base: Medium Screw (E26), Lumens: 950, CRI: 80, Color Temperature: 3000K, Beam Angle: 40°, Rated Average Life: 25,000 Hrs. *Philips Part # 46779-5, Mdl # 9290012925. 90W Equivalent. Suitable for Use in Wet Locations. This lamp is ENERGY STAR® Certified. Philips Lighting 13.5PAR38/AMB/F40/830/DIM ULW Dimmable LED Lamp, 13W, PAR38, 120V | 3000 | 80 | 950 | 73.0769 |  | 13 | 1 | 18.53 | 18.53 | 21.7735 | 2020Q2 | https://www.platt.com/platt-electric-supply/LED-Reflective-Lamps-PAR38/Philips-Lighting/13-5PAR38-AMB-F40-830-DIM-ULW/product.aspx?zpid=221588 | Platt | 2020 | Yes
LED Lighting | Reflector | Philips Lighting | True |  | PAR38 (Sealed Beam) |  | E26 (Medium Screw) | HomeLamps, Bulbs, BallastsBulbs - LEDLED - ReflectiveLamps - PAR38 Dimmable LED Lamp, 13W, 120V, Bulb: PAR38, Base: Medium Screw (E26), Lumens: 950, CRI: 80, Color Temperature: 4000K, Beam Angle: 40°, Rated Average Life: 25,000 Hrs. *Philips Part # 46780-3, Mdl # 9290012926. 90W Equivalent. Suitable for Use in Wet Locations. This lamp is ENERGY STAR® Certified. Philips Lighting 13.5PAR38/AMB/F40/840/DIM ULW 13W Dimmable LED PAR38 Bulb | 4000 | 80 | 950 | 73.0769 |  | 13 | 1 | 11 | 11 | 12.9254 | 2020Q2 | https://www.platt.com/platt-electric-supply/LED-Reflective-Lamps-PAR38/Philips-Lighting/13-5PAR38-AMB-F40-840-DIM-ULW/product.aspx?zpid=221594 | Platt | 2020 | Yes
LED Lighting | Reflector | Philips Lighting | True |  | PAR38 (Sealed Beam) |  | E26 (Medium Screw) | HomeLamps, Bulbs, BallastsBulbs - LEDLED - ReflectiveLamps - PAR38 Dimmable LED Lamp, 13W, 120V, Bulb: PAR38, Base: Medium Screw (E26), Lumens: 900, CRI: 80, Color Temperature: 2700K, Beam Angle: 25°, Rated Average Life: 25,000 Hrs. *Philips Part # 45472-8. 75W Equivalent. Philips Lighting 13PAR38/F25/827 DIM AF SO 13W Dimmable LED PAR38 Bulb | 2700 | 80 | 900 | 69.2308 |  | 13 | 1 | 15 | 15 | 17.6256 | 2020Q2 | https://www.platt.com/platt-electric-supply/LED-Reflective-Lamps-PAR38/Philips-Lighting/13PAR38-F25-827-DIM-AF-SO/product.aspx?zpid=145974 | Platt | 2020 | Yes
LED Lighting | Reflector | Philips Lighting | True |  | PAR38 (Sealed Beam) |  | E26 (Medium Screw) | HomeLamps, Bulbs, BallastsBulbs - LEDLED - ReflectiveLamps - PAR38 Dimmable LED Lamp, 13W, 120V, Bulb: PAR38, Base: Medium Screw (E26), Lumens: 950, CRI: 80, Color Temperature: 3000K, Beam Angle: 25º, Rated Average Life: 25,000Hrs. *Philips Part # 45473-6. Up to 75W Equivalent. This lamp is ENERGY STAR® Certified Philips Lighting 13PAR38/F25/830/ DIM AF SO 13W Dimmable LED PAR38 Bulb | 3000 | 80 | 950 | 73.0769 |  | 13 | 1 | 15 | 15 | 17.6256 | 2020Q2 | https://www.platt.com/platt-electric-supply/LED-Reflective-Lamps-PAR38/Philips-Lighting/13PAR38-F25-830-DIM-AF-SO/product.aspx?zpid=155592 | Platt | 2020 | Yes
LED Lighting | Reflector | Philips Lighting | True |  | PAR38 (Sealed Beam) |  | E26 (Medium Screw) | HomeLamps, Bulbs, BallastsBulbs - LEDLED - ReflectiveLamps - PAR38 Dimmable LED Lamp, 13W, 120V, Bulb: PAR38, Base: Medium Screw (E26), Lumens: 900, CRI: 80, Color Temperature: 2700K, Beam Angle: 35°, Rated Average Life: 25,000Hrs. *Philips Part # 45474-4. Up to 75W Equivalent. This lamp is ENERGY STAR® Certified Philips Lighting 13PAR38/F35/827/ DIM AF SO 13W Dimmable LED PAR38 Bulb | 2700 | 80 | 900 | 69.2308 |  | 13 | 1 | 14 | 14 | 16.4505 | 2020Q2 | https://www.platt.com/platt-electric-supply/LED-Reflective-Lamps-PAR38/Philips-Lighting/13PAR38-F35-827-DIM-AF-SO/product.aspx?zpid=155593 | Platt | 2020 | Yes
LED Lighting | Reflector | Philips Lighting | True |  | PAR38 (Sealed Beam) |  | E26 (Medium Screw) | HomeLamps, Bulbs, BallastsBulbs - LEDLED - ReflectiveLamps - PAR38 Dimmable LED Lamp, 13W, 120V, Bulb: PAR38, Base: Medium Screw (E26), Lumens: 950, CRI: 80, Color Temperature: 3000K, Beam Angle: 35°, Rated Average Life: 25,000Hrs. *Philips Part # 45475-1. Up to 75W Equivalent. This lamp is ENERGY STAR® Certified Philips Lighting 13PAR38/F35/830/ DIM AF SO 13W Dimmable LED PAR38 Bulb | 3000 | 80 | 950 | 73.0769 |  | 13 | 1 | 25.35 | 25.35 | 29.7872 | 2020Q2 | https://www.platt.com/platt-electric-supply/LED-Reflective-Lamps-PAR38/Philips-Lighting/13PAR38-F35-830-DIM-AF-SO/product.aspx?zpid=155594 | Platt | 2020 | Yes
LED Lighting | Reflector | Philips Lighting | True |  | PAR38 (Sealed Beam) |  | E26 (Medium Screw) | HomeLamps, Bulbs, BallastsBulbs - LEDLED - ReflectiveLamps - PAR38 Dimmable LED Lamp, 14W, 120V, Bulb: PAR38, Base: Medium Screw (E26), Lumens: 1100, CRI: 80, Color Temperature: 2700K, Beam Angle: 25°, Rated Average Life: 25,000 Hrs. *Philips Part # 52950-3* Standard Halogen PAR38 90W Equivalent. Philips Lighting 14PAR38/LED/827/F25/DIM/ULW Dimmable LED Lamp, 14W | 2700 | 80 | 1100 | 78.5714 |  | 14 | 1 | 14.14 | 14.14 | 16.615 | 2020Q2 | https://www.platt.com/platt-electric-supply/LED-Reflective-Lamps-PAR38/Philips-Lighting/14PAR38-LED-827-F25-DIM-ULW/product.aspx?zpid=1277159 | Platt | 2020 | Yes
LED Lighting | Reflector | Philips Lighting | True |  | PAR38 (Sealed Beam) |  | E26 (Medium Screw) | HomeLamps, Bulbs, BallastsBulbs - LEDLED - ReflectiveLamps - PAR38 Dimmable LED Lamp, 14W, 120V, Bulb: PAR38, Base: Medium Screw (E26), Lumens: 1100, CRI: 80, Color Temperature: 2700K, Beam Angle: 40°, Rated Average Life: 25,000 Hrs. *Philips Part # 52655-2* Standard Halogen PAR38 90W Equivalent. Philips Lighting 14PAR38/LED/827/F40/DIM/ULW Dimmable LED Lamp, 14W | 2700 | 80 | 1100 | 78.5714 |  | 14 | 1 | 14.14 | 14.14 | 16.615 | 2020Q2 | https://www.platt.com/platt-electric-supply/LED-Reflective-Lamps-PAR38/Philips-Lighting/14PAR38-LED-827-F40-DIM-ULW/product.aspx?zpid=1277162 | Platt | 2020 | Yes
LED Lighting | Reflector | Philips Lighting | True |  | PAR38 (Sealed Beam) |  | E26 (Medium Screw) | HomeLamps, Bulbs, BallastsBulbs - LEDLED - ReflectiveLamps - PAR38 Dimmable LED Lamp, 14W, 120V, Bulb: PAR38, Base: Medium Screw (E26), Lumens: 1200, CRI: 80, Color Temperature: 3000K, Beam Angle: 40°, Rated Average Life: 25,000 Hrs. *Philips Part # 529594, Mdl # 929001318904. 120W Equivalent. Dimmable when using leading and trailing edge dimmers. (See http://www.philips.com/ledtechguide for compatible dimmers.) Suitable for Use in Wet Locations. This lamp is ENERGY STAR® Certified. Philips Lighting 14PAR38/LED/830/F40/DIM/ULW 14W Dimmable LED PAR38 Bulb | 3000 | 80 | 1200 | 85.7143 |  | 14 | 1 | 14.14 | 14.14 | 16.615 | 2020Q2 | https://www.platt.com/platt-electric-supply/LED-Reflective-Lamps-PAR38/Philips-Lighting/14PAR38-LED-830-F40-DIM-ULW/product.aspx?zpid=1274489 | Platt | 2020 | Yes
LED Lighting | Reflector | Philips Lighting | True |  | PAR38 (Sealed Beam) |  | E26 (Medium Screw) | HomeLamps, Bulbs, BallastsBulbs - LEDLED - ReflectiveLamps - PAR38 Dimmable LED Lamp, 14W, 120V, Bulb: PAR38, Base: Medium Screw (E26), Lumens: 1200, CRI: 80, Color Temperature: 4000K, Beam Angle: 25º, Rated Average Life: 25,000 Hrs. *Philips Part # 52953-7, Mdl # 929001318604. 120W Equivalent. Suitable for Use in Wet Locations. This lamp is ENERGY STAR® Certified. Philips Lighting 14PAR38/LED/840/F25/DIM/ULW 14W Dimmable LED PAR38 Bulb | 4000 | 80 | 1200 | 85.7143 |  | 14 | 1 | 14.14 | 14.14 | 16.615 | 2020Q2 | https://www.platt.com/platt-electric-supply/LED-Reflective-Lamps-PAR38/Philips-Lighting/14PAR38-LED-840-F25-DIM-ULW/product.aspx?zpid=1277161 | Platt | 2020 | Yes
LED Lighting | Reflector | Philips Lighting | True |  | PAR38 (Sealed Beam) |  | E26 (Medium Screw) | HomeLamps, Bulbs, BallastsBulbs - LEDLED - ReflectiveLamps - PAR38 Dimmable LED Lamp, 14W, 120V, Bulb: PAR38, Base: Medium Screw (E26), Lumens: 1100, CRI: 80, Color Temperature: 5000K, Beam Angle: 25°, Rated Average Life: 25,000 Hrs. *Philips Part # 52954-5* Standard Halogen PAR38 90W Equivalent. Philips Lighting 14PAR38/LED/850/F25/DIM/ULW Dimmable LED Lamp, 14W | 5000 | 80 | 1100 | 78.5714 |  | 14 | 1 | 14.14 | 14.14 | 16.615 | 2020Q2 | https://www.platt.com/platt-electric-supply/LED-Reflective-Lamps-PAR38/Philips-Lighting/14PAR38-LED-850-F25-DIM-ULW/product.aspx?zpid=1199757 | Platt | 2020 | Yes
LED Lighting | Reflector | Philips Lighting | True |  | PAR38 (Sealed Beam) |  | E26 (Medium Screw) | HomeLamps, Bulbs, BallastsBulbs - LEDLED - ReflectiveLamps - PAR38 Outdoor LED Lamp, 15W, 120V, Bulb: PAR38, Base: Medium Screw (E26), Lumens: 1050, CRI: 81, Color Temperature: 3000K, Beam Angle: 25°, Rated Average Life: 25,000 Hrs. Energy Star Rated. *Philips Part # 453431* 90W Halogen replacement*. UL WET RATED, Dimmable using leading and trailing edge dimmers. * This 15W, 4400 Candela (candlepower) LED PAR38 uses 75Ws less than a 90 W, 3966 Candela (candlepower) halogen PAR38. Percent energy saved = 75W / 90W = 83.3% Philips Lighting 15PAR38/F25 3000 ULW DIM LED Lamp, PAR38, 15W, 120V, FL25 | 3000 | 81 | 1050 | 70 |  | 15 | 1 | 21.45 | 21.45 | 25.2046 | 2020Q2 | https://www.platt.com/platt-electric-supply/LED-Reflective-Lamps-PAR38/Philips-Lighting/15PAR38-F25-3000-ULW-DIM/product.aspx?zpid=141398 | Platt | 2020 | Yes
LED Lighting | Reflector | Philips Lighting | True |  | PAR38 (Sealed Beam) |  | E26 (Medium Screw) | HomeLamps, Bulbs, BallastsBulbs - LEDLED - ReflectiveLamps - PAR38 Dimmable LED Lamp, 16.5W, 120V, Bulb: PAR38, Base: Medium Screw (E26), Lumens: 1150, CRI: 95, Color Temperature: 2700K, Beam Angle: 25º, Rated Average Life: 25,000 Hrs. *Philips Part # 534875, Mdl # 9290019091. 120W Equivalent. *CALIFORNIA TITLE 20 COMPLIANT* Philips Lighting 16.5PAR38/PER/927/F25/DIM/120V 16W LED PAR38 Bulb | 2700 | 95 | 1150 | 69.697 |  | 16.5 | 1 | 24.38 | 24.38 | 28.6474 | 2020Q2 | https://www.platt.com/platt-electric-supply/LED-Reflective-Lamps-PAR38/Philips-Lighting/16-5PAR38-PER-927-F25-DIM-120V/product.aspx?zpid=1303594 | Platt | 2020 | Yes
LED Lighting | Reflector | Philips Lighting | True |  | PAR38 (Sealed Beam) |  | E26 (Medium Screw) | HomeLamps, Bulbs, BallastsBulbs - LEDLED - ReflectiveLamps - PAR38 Dimmable LED Lamp, 16.5W, 120V, Bulb: PAR38, Base: Medium Screw (E26), Lumens: 1150, CRI: 95, Color Temperature: 3000K, Beam Angle: 25º, Rated Average Life: 25,000 Hrs. *Philips Part # 534859, Mdl # 9290018537. 120W Equivalent. *CALIFORNIA TITLE 20 COMPLIANT* Philips Lighting 16.5PAR38/PER/930/F25/DIM/120V 16W LED PAR38 Bulb | 3000 | 90 | 1150 | 69.697 |  | 16.5 | 1 | 24.38 | 24.38 | 28.6474 | 2020Q2 | https://www.platt.com/platt-electric-supply/LED-Reflective-Lamps-PAR38/Philips-Lighting/16-5PAR38-PER-930-F25-DIM-120V/product.aspx?zpid=1303588 | Platt | 2020 | Yes
LED Lighting | Reflector | Philips Lighting | True |  | PAR38 (Sealed Beam) |  | E26 (Medium Screw) | HomeLamps, Bulbs, BallastsBulbs - LEDLED - ReflectiveLamps - PAR38 Dimmable LED Lamp, 16.5W, 120V, Bulb: PAR38, Base: Medium Screw (E26), Lumens: 1150, CRI: 95, Color Temperature: 3000K, Beam Angle: 40º, Rated Average Life: 25,000 Hrs. *Philips Part # 534867, Mdl # 9290018538. 120W Equivalent. *CALIFORNIA TITLE 20 COMPLIANT* Philips Lighting 16.5PAR38/PER/930/F40/DIM/120V 16W LED PAR38 Bulb | 3000 | 90 | 1250 | 75.7576 |  | 16.5 | 1 | 24.38 | 24.38 | 28.6474 | 2020Q2 | https://www.platt.com/platt-electric-supply/LED-Reflective-Lamps-PAR38/Philips-Lighting/16-5PAR38-PER-930-F40-DIM-120V/product.aspx?zpid=1303589 | Platt | 2020 | Yes
LED Lighting | Reflector | Philips Lighting | True |  | PAR38 (Sealed Beam) |  | E26 (Medium Screw) | HomeLamps, Bulbs, BallastsBulbs - LEDLED - ReflectiveLamps - PAR38 Dimmable LED Lamp, 16W, 120V, Bulb: PAR38, Base: Medium Screw (E26), Lumens: 1200, CRI: 80, Color Temperature: 2700K, Beam Angle: 25º, Rated Average Life: 25,000 Hrs. *Philips Part # 46769-6, Mdl # 9290012912. 120W Equivalent. Suitable for Use in Wet Locations. This lamp is ENERGY STAR® Certified. Philips Lighting 16PAR38/AMB/F25/827/DIM ULW 16W Dimmable LED PAR38 Bulb | 2700 | 80 | 1200 | 75 |  | 16 | 1 | 19.4 | 19.4 | 22.7957 | 2020Q2 | https://www.platt.com/platt-electric-supply/LED-Reflective-Lamps-PAR38/Philips-Lighting/16PAR38-AMB-F25-827-DIM-ULW/product.aspx?zpid=220494 | Platt | 2020 | Yes
LED Lighting | Reflector | Philips Lighting | True |  | PAR38 (Sealed Beam) |  | E26 (Medium Screw) | HomeLamps, Bulbs, BallastsBulbs - LEDLED - ReflectiveLamps - PAR38 Dimmable LED Lamp, 16W, 120V, Bulb: PAR38, Base: Medium Screw (E26), Lumens: 1200, CRI: 80, Color Temperature: 3000K, Beam Angle: 25°, Rated Average Life: 25,000 Hrs. *Philips Part # 46770-4, Mdl # 9290012913. 120W Equivalent. Suitable for Use in Wet Locations. This lamp is ENERGY STAR® Certified. *Does Not Qualify for Utility Rebates* Philips Lighting 16PAR38/AMB/F25/830/DIM ULW 16W Dimmable LED PAR38 Bulb | 3000 | 80 | 1200 | 75 |  | 16 | 1 | 19.4 | 19.4 | 22.7957 | 2020Q2 | https://www.platt.com/platt-electric-supply/LED-Reflective-Lamps-PAR38/Philips-Lighting/16PAR38-AMB-F25-830-DIM-ULW/product.aspx?zpid=206720 | Platt | 2020 | Yes
LED Lighting | Reflector | Philips Lighting | True |  | PAR38 (Sealed Beam) |  | E26 (Medium Screw) | HomeLamps, Bulbs, BallastsBulbs - LEDLED - ReflectiveLamps - PAR38 Dimmable LED Lamp, 16W, 120V, Bulb: PAR38, Base: Medium Screw (E26), Lumens: 1200, CRI: 80, Color Temperature: 4000K, Beam Angle: 25º, Rated Average Life: 25,000 Hrs. *Philips Part # 46771-2, Mdl # 9290012914. 120W Equivalent. Suitable for Use in Wet Locations. This lamp is ENERGY STAR® Certified. Philips Lighting 16PAR38/AMB/F25/840/DIM ULW 16W Dimmable LED PAR38 Bulb | 4000 | 80 | 1200 | 75 |  | 16 | 1 | 19.4 | 19.4 | 22.7957 | 2020Q2 | https://www.platt.com/platt-electric-supply/LED-Reflective-Lamps-PAR38/Philips-Lighting/16PAR38-AMB-F25-840-DIM-ULW/product.aspx?zpid=220499 | Platt | 2020 | Yes
LED Lighting | Reflector | Philips Lighting | True |  | PAR38 (Sealed Beam) |  | E26 (Medium Screw) | HomeLamps, Bulbs, BallastsBulbs - LEDLED - ReflectiveLamps - PAR38 Dimmable LED Lamp, 16W, 120V, Bulb: PAR38, Base: Medium Screw (E26), Lumens: 1200, CRI: 80, Color Temperature: 5000K, Beam Angle: 25º, Rated Average Life: 25,000 Hrs. *Philips Part # 46818-1, Mdl # 9290012915. 120W Equivalent. Suitable for Use in Wet Locations. This lamp is ENERGY STAR® Certified. Philips Lighting 16PAR38/AMB/F25/850/DIM ULW 16W Dimmable LED PAR38 Bulb | 5000 | 80 | 1200 | 75 |  | 16 | 1 | 11 | 11 | 12.9254 | 2020Q2 | https://www.platt.com/platt-electric-supply/LED-Reflective-Lamps-PAR38/Philips-Lighting/16PAR38-AMB-F25-850-DIM-ULW/product.aspx?zpid=206721 | Platt | 2020 | Yes
LED Lighting | Reflector | Philips Lighting | True |  | PAR38 (Sealed Beam) |  | E26 (Medium Screw) | HomeLamps, Bulbs, BallastsBulbs - LEDLED - ReflectiveLamps - PAR38 Dimmable LED Lamp, 16W, 120V, Bulb: PAR38, Base: Medium Screw (E26), Lumens: 1200, CRI: 80, Color Temperature: 3000K, Beam Angle: 40°, Rated Average Life: 25,000 Hrs. *Philips Part # 46773-8, Mdl # 9290012917. 120W Equivalent. Dimmable when using leading and trailing edge dimmers. (See http://www.philips.com/ledtechguide for compatible dimmers.) Suitable for Use in Wet Locations. This lamp is ENERGY STAR® Certified. Philips Lighting 16PAR38/AMB/F40/830/DIM ULW 16W Dimmable LED PAR38 Bulb | 3000 | 80 | 1200 | 75 |  | 16 | 1 | 19.4 | 19.4 | 22.7957 | 2020Q2 | https://www.platt.com/platt-electric-supply/LED-Reflective-Lamps-PAR38/Philips-Lighting/16PAR38-AMB-F40-830-DIM-ULW/product.aspx?zpid=220512 | Platt | 2020 | Yes
LED Lighting | Reflector | Philips Lighting | True |  | PAR38 (Sealed Beam) |  | E26 (Medium Screw) | HomeLamps, Bulbs, BallastsBulbs - LEDLED - ReflectiveLamps - PAR38 Dimmable LED Lamp, 16W, 120V, Bulb: PAR38, Base: Medium Screw (E26), Lumens: 1200, CRI: 80, Color Temperature: 4000K, Beam Angle: 40º, Rated Average Life: 25,000 Hrs. *Philips Part # 46774-6, Mdl # 9290012918. 120W Equivalent. Suitable for Use in Wet Locations. This lamp is ENERGY STAR® Certified. Philips Lighting 16PAR38/AMB/F40/840/DIM ULW 16W Dimmable LED PAR38 Bulb | 4000 | 80 | 1200 | 75 |  | 16 | 1 | 19.4 | 19.4 | 22.7957 | 2020Q2 | https://www.platt.com/platt-electric-supply/LED-Reflective-Lamps-PAR38/Philips-Lighting/16PAR38-AMB-F40-840-DIM-ULW/product.aspx?zpid=220514 | Platt | 2020 | Yes
LED Lighting | Reflector | Philips Lighting | True |  | PAR38 (Sealed Beam) |  | E26 (Medium Screw) | HomeLamps, Bulbs, BallastsBulbs - LEDLED - ReflectiveLamps - PAR38 LED Lamp, Dimmable, 17 Watt, 120 Volt, Bulb: PAR38 (Sealed Beam), Base: Medium Screw (E26), Lumens: 1200, CRI: 80, Color Temperature: 2700K, Beam Angle: Flood 25°, Standard Case Qty: 6 *Philips Part # 43538-8* Philips Lighting 17PAR38/F25/827 DIM AF SO LED Lamp, Dimmable, PAR38, 17W, 120V, FL25 | 2700 | 80 | 1200 | 70.5882 |  | 17 | 1 | 17 | 17 | 19.9757 | 2020Q2 | https://www.platt.com/platt-electric-supply/LED-Reflective-Lamps-PAR38/Philips-Lighting/17PAR38-F25-827-DIM-AF-SO/product.aspx?zpid=145981 | Platt | 2020 | Yes
LED Lighting | Reflector | Philips Lighting | True |  | PAR38 (Sealed Beam) |  | E26 (Medium Screw) | HomeLamps, Bulbs, BallastsBulbs - LEDLED - ReflectiveLamps - PAR38 LED Lamp, Dimmable, 17 Watt, 120 Volt, Bulb: PAR38 (Sealed Beam), Base: Medium Screw (E26), Lumens: 1250, CRI: 80, Color Temperature: 3000K, Beam Angle: Flood 25°, Standard Case Qty: 6 *Philips Part # 43539-6* Philips Lighting 17PAR38/F25/830 DIM AF SO LED Lamp, Dimmable, PAR38, 17W, 120V, FL25 | 3000 | 80 | 1250 | 73.5294 |  | 17 | 1 | 28.28 | 28.28 | 33.2301 | 2020Q2 | https://www.platt.com/platt-electric-supply/LED-Reflective-Lamps-PAR38/Philips-Lighting/17PAR38-F25-830-DIM-AF-SO/product.aspx?zpid=119955 | Platt | 2020 | Yes
LED Lighting | Reflector | Philips Lighting | True |  | PAR38 (Sealed Beam) |  | E26 (Medium Screw) | HomeLamps, Bulbs, BallastsBulbs - LEDLED - ReflectiveLamps - PAR38 LED Lamp, Dimmable, 17 Watt, 120 Volt, Bulb: PAR38 (Sealed Beam), Base: Medium Screw (E26), Lumens: 1300, CRI: 80, Color Temperature: 4000K, Beam Angle: Flood 25°, Standard Case Qty: 6 *Philips Part # 43540-4* Philips Lighting 17PAR38/F25/840 DIM AF SO LED Lamp, Dimmable, PAR38, 17W, 120V, FL25 | 4000 | 80 | 1250 | 73.5294 |  | 17 | 1 | 28.28 | 28.28 | 33.2301 | 2020Q2 | https://www.platt.com/platt-electric-supply/LED-Reflective-Lamps-PAR38/Philips-Lighting/17PAR38-F25-840-DIM-AF-SO/product.aspx?zpid=153209 | Platt | 2020 | Yes
LED Lighting | Reflector | Philips Lighting |  |  | PAR38 (Sealed Beam) |  | E26 (Medium Screw) | HomeLamps, Bulbs, BallastsBulbs - LEDLED - ReflectiveLamps - PAR38 LED Lamp, 17W, 120V, Bulb: PAR38, Base: Medium Screw (E26), Lumens: 1200, CRI: 80, Color Temperature: 2700K, Beam Angle: 35°, Rated Average Life: 25,000 Hrs. Energy Star Rated. *Philips Part # 43541-2* 75W Equivalent. Philips Lighting 17PAR38/F35/827/ DIM AF SO LED Lamp, PAR38, 17W, 120V, FL35 | 2700 | 80 | 1200 | 70.5882 |  | 17 | 1 | 28.28 | 28.28 | 33.2301 | 2020Q2 | https://www.platt.com/platt-electric-supply/LED-Reflective-Lamps-PAR38/Philips-Lighting/17PAR38-F35-827-DIM-AF-SO/product.aspx?zpid=119957 | Platt | 2020 | Yes
LED Lighting | Reflector | Philips Lighting | True |  | PAR38 (Sealed Beam) |  | E26 (Medium Screw) | HomeLamps, Bulbs, BallastsBulbs - LEDLED - ReflectiveLamps - PAR38 LED Lamp, Dimmable, 17 Watt, 120 Volt, Bulb: PAR38 (Sealed Beam), Base: Medium Screw (E26), Lumens: 1250, CRI: 80, Color Temperature: 3000K, Beam Angle: Flood 35°, Standard Case Qty: 6 *Philips Part # 43542-0* Philips Lighting 17PAR38/F35/830 DIM AF SO LED Lamp, Dimmable, PAR38, 17W, 120V, FL35 | 3000 | 80 | 1250 | 73.5294 |  | 17 | 1 | 28.28 | 28.28 | 33.2301 | 2020Q2 | https://www.platt.com/platt-electric-supply/LED-Reflective-Lamps-PAR38/Philips-Lighting/17PAR38-F35-830-DIM-AF-SO/product.aspx?zpid=119958 | Platt | 2020 | Yes
LED Lighting | Reflector | Philips Lighting | True |  | PAR38 (Sealed Beam) |  | E26 (Medium Screw) | HomeLamps, Bulbs, BallastsBulbs - LEDLED - ReflectiveLamps - PAR38 LED Lamp, Dimmable, 17 Watt, 120 Volt, Bulb: PAR38 (Sealed Beam), Base: Medium Screw (E26), Lumens: 1300, CRI: 80, Color Temperature: 4000K, Beam Angle: Flood 35°, Standard Case Qty: 6 *Philips Part # 43543-8* Philips Lighting 17PAR38/F35/840 DIM AF SO LED Lamp, Dimmable, PAR38, 17W, 120V, FL35 | 4000 | 80 | 1300 | 76.4706 |  | 17 | 1 | 28.28 | 28.28 | 33.2301 | 2020Q2 | https://www.platt.com/platt-electric-supply/LED-Reflective-Lamps-PAR38/Philips-Lighting/17PAR38-F35-840-DIM-AF-SO/product.aspx?zpid=155589 | Platt | 2020 | Yes
LED Lighting | Reflector | Philips Lighting | True |  | PAR38 (Sealed Beam) |  | E26 (Medium Screw) | HomeLamps, Bulbs, BallastsBulbs - LEDLED - ReflectiveLamps - PAR38 LED Lamp, 17W, 120V, Bulb: PAR38, Base: Medium Screw (E26), Lumens: 1200, CRI: 80, Color Temperature: 2700K, Beam Angle: 15º, Rated Average Life: 25,000 Hrs. Energy Star Rated. *Philips Part # 43535-4* 75W Equivalent. Philips Lighting 17PAR38/S15/827/ DIM AF SO 17W Dimmable LED PAR38 Bulb | 2700 | 80 | 1200 | 70.5882 |  | 17 | 1 | 28.28 | 28.28 | 33.2301 | 2020Q2 | https://www.platt.com/platt-electric-supply/LED-Reflective-Lamps-PAR38/Philips-Lighting/17PAR38-S15-827-DIM-AF-SO/product.aspx?zpid=155597 | Platt | 2020 | Yes
LED Lighting | Reflector | Philips Lighting | True |  | PAR38 (Sealed Beam) |  | E26 (Medium Screw) | HomeLamps, Bulbs, BallastsBulbs - LEDLED - ReflectiveLamps - PAR38 LED Lamp, 17W, 120V, Bulb: PAR38, Base: Medium Screw (E26), Lumens: 1250, CRI: 80, Color Temperature: 3000K, Beam Angle: 15º, Rated Average Life: 25,000 Hrs. Energy Star Rated. *Philips Part # 43536-2* 75W Equivalent. Philips Lighting 17PAR38/S15/830/ DIM AF SO 17W Dimmable LED PAR38 Bulb | 3000 | 80 | 1250 | 73.5294 |  | 17 | 1 | 28.28 | 28.28 | 33.2301 | 2020Q2 | https://www.platt.com/platt-electric-supply/LED-Reflective-Lamps-PAR38/Philips-Lighting/17PAR38-S15-830-DIM-AF-SO/product.aspx?zpid=155600 | Platt | 2020 | Yes
LED Lighting | Reflector | Philips Lighting |  |  | PAR38 (Sealed Beam) |  | E26 (Medium Screw) | HomeLamps, Bulbs, BallastsBulbs - LEDLED - ReflectiveLamps - PAR38 17PAR38/LED/830/F25 DIM BLACK Philips Lighting 17PAR38LED830F Philips 459677 | 3000 |  | 1250 | 73.5294 |  | 17 | 1 | 28.28 | 28.28 | 33.2301 | 2020Q2 | https://www.platt.com/platt-electric-supply/LED-Reflective-Lamps-PAR38/Philips-Lighting/17PAR38LED830F/product.aspx?zpid=209727 | Platt | 2020 | Yes
LED Lighting | Reflector | Philips Lighting | True |  | PAR38 (Sealed Beam) |  | E26 (Medium Screw) | HomeLamps, Bulbs, BallastsBulbs - LEDLED - ReflectiveLamps - PAR38 Dimmable LED Lamp, 18W, 120V, Bulb: PAR38 (Sealed Beam), Base: Medium Screw (E26), Lumens: 950, CRI: 84, Color Temperature: 3000K, Beam Angle: Flood 36°, Rated Average Life: 45000 Hours, *Philips Part # 42089-3* 75W Equivalent. Philips Lighting 18PAR38/END/F36 3000 DIM Dimmable LED Lamp, PAR38, 18W, 120V, F36 | 3000 | 84 | 950 | 52.7778 | 45000 | 18 | 1 | 28 | 28 | 32.9011 | 2020Q2 | https://www.platt.com/platt-electric-supply/LED-Reflective-Lamps-PAR38/Philips-Lighting/18PAR38-END-F36-3000-DIM/product.aspx?zpid=910030 | Platt | 2020 | Yes
LED Lighting | Reflector | Philips Lighting | True |  | PAR38 (Sealed Beam) |  | E26 (Medium Screw) | HomeLamps, Bulbs, BallastsBulbs - LEDLED - ReflectiveLamps - PAR38 Dimmable LED Lamp, 19.5W, 120V, Bulb: PAR38, Base: Medium Screw (E26), Lumens: 1200, CRI: 84, Color Temperature: 2700K, Beam Angle: 25º, Rated Average Life: 45,000 Hrs. *Philips Part # 421214 75W Equivalent. ** NO LONGER MADE - SUB AVAILABLE ** See Platt # 1277159: Philips Lighting 14PAR38/LED/827/F25/DIM/ULW. Philips Lighting 19.5PAR38/END/F25 2700 DIM *OBSOLETE* | 2700 | 84 | 1200 | 61.5385 |  | 19.5 | 1 | 29 | 29 | 34.0761 | 2020Q2 | https://www.platt.com/platt-electric-supply/LED-Reflective-Lamps-PAR38/Philips-Lighting/19-5PAR38-END-F25-2700-DIM/product.aspx?zpid=911980 | Platt | 2020 | Yes
LED Lighting | Reflector | Philips Lighting | True |  | PAR38 (Sealed Beam) |  | E26 (Medium Screw) | HomeLamps, Bulbs, BallastsBulbs - LEDLED - ReflectiveLamps - PAR38 Dimmable LED Lamp, 19W, 120V, Bulb: PAR38 (Sealed Beam), Base: Medium Screw (E26), Lumens: 1190, CRI: 83, Color Temperature: 2700K, Beam Angle: Flood 25°, Rated Average Life: 25000-50000 Hours, Energy Star Rated. *Philips Part # 43298-8. 75W Equivalent. Philips Lighting 19PAR38/F25 2700 DIM AF SO-B Dimmable LED Lamp, PAR38, 19W, 120V, F25 | 2700 | 83 | 1190 | 62.6316 | 50000 | 19 | 1 | 30.23 | 30.23 | 35.5214 | 2020Q2 | https://www.platt.com/platt-electric-supply/LED-Reflective-Lamps-PAR38/Philips-Lighting/19PAR38-F25-2700-DIM-AF-SO-B/product.aspx?zpid=95566 | Platt | 2020 | Yes
LED Lighting | Reflector | Philips Lighting | True |  | PAR38 (Sealed Beam) |  | E26 (Medium Screw) | HomeLamps, Bulbs, BallastsBulbs - LEDLED - ReflectiveLamps - PAR38 Dimmable LED Lamp, Black Body, 19W, 120V, Bulb: PAR38, Base: Medium Screw (E26), Lumens: 1250, CRI: 83, Color Temperature: 3000K, Beam Angle: 25°, Rated Average Life: 25,000-50,000 Hrs. Energy Star Rated. *Philips Part # 43299-6. 75W Equivalent. Philips Lighting 19PAR38/F25 3000 DIM AF SO-B Dimmable LED Lamp, PAR38, 19W, 120V, FL25 | 3000 | 83 | 1250 | 65.7895 |  | 19 | 1 | 28.28 | 28.28 | 33.2301 | 2020Q2 | https://www.platt.com/platt-electric-supply/LED-Reflective-Lamps-PAR38/Philips-Lighting/19PAR38-F25-3000-DIM-AF-SO-B/product.aspx?zpid=95567 | Platt | 2020 | Yes
LED Lighting | Reflector | Philips Lighting |  |  | PAR38 (Sealed Beam) |  | E26 (Medium Screw) | HomeLamps, Bulbs, BallastsBulbs - LEDLED - ReflectiveLamps - PAR38 LED High Lumen Lamp, 32W, 120V, Bulb: PAR38, Base: Medium Screw (E26), Lumens: 2800, CRI: 80, Color Temperature: 3000K, Beam Angle: 25°, Rated Average Life: 25,000 Hrs. Energy Star Rated. *Philips Part #46052-7. Philips Lighting 32PAR38/LED/830/F25/ND 120V 32 W LED PAR38 Bulb | 3000 | 80 | 2800 | 87.5 |  | 32 | 1 | 37.05 | 37.05 | 43.5352 | 2020Q2 | https://www.platt.com/platt-electric-supply/LED-Reflective-Lamps-PAR38/Philips-Lighting/32PAR38-LED-830-F25-ND-120V/product.aspx?zpid=48885 | Platt | 2020 | Yes
LED Lighting | Reflector | Philips Lighting |  |  | PAR38 (Sealed Beam) |  | E26 (Medium Screw) | HomeLamps, Bulbs, BallastsBulbs - LEDLED - ReflectiveLamps - PAR38 LED High Lumen Lamp, 33W, 120V, Bulb: PAR38, Base: Medium Screw (E26), Lumens: 3000, CRI: 80, Color Temperature: 3000K, Beam Angle: 25°, Rated Average Life: 25,000 Hrs. Energy Star Rated. *Philips Part #534610, MDL# 9290019169. 33PAR38/PER/830/F25/DIM/120V 6/1FB Philips Lighting 33PAR38/PER/830/F25/DIM/120V 33 W LED PAR38 Bulb | 3000 | 80 | 3000 | 90.9091 |  | 33 | 1 | 39.98 | 39.98 | 46.978 | 2020Q2 | https://www.platt.com/platt-electric-supply/LED-Reflective-Lamps-PAR38/Philips-Lighting/33PAR38-PER-830-F25-DIM-120V/product.aspx?zpid=1425974 | Platt | 2020 | Yes
LED Lighting | Reflector | Philips Lighting | True |  | PAR38 |  | E26 (Medium Screw) | HomeLamps, Bulbs, BallastsBulbs - LEDLED - ReflectiveLamps - PAR38 Dimmable LED Lamp, 33W, 120V, Bulb: PAR38, Base: Medium Screw (E26), Lumens: 3000, CRI: 80, Color Temperature: 3000K, Beam Angle: 15°, Rated Average Life: 25,000 Hrs. *Philips Part # 534602, Mdl # (12NC) 929001916804. 250W Equivalent. Philips Lighting 33PAR38/PER/830/S15/DIM/120V 33W, LED PAR38, Spot | 3000 | 80 | 3000 | 90.9091 |  | 33 | 1 | 39.98 | 39.98 | 46.978 | 2020Q2 | https://www.platt.com/platt-electric-supply/LED-Reflective-Lamps-PAR38/Philips-Lighting/33PAR38-PER-830-S15-DIM-120V/product.aspx?zpid=1416931 | Platt | 2020 | Yes
LED Lighting | Reflector | Philips Lighting | True |  | PAR38 (Sealed Beam) |  | E26 (Medium Screw) | HomeLamps, Bulbs, BallastsBulbs - LEDLED - ReflectiveLamps - PAR38 Dimmable LED Lamp, 12W, 120V, Bulb: PAR38, Base: Medium Screw (E26), Lumens: 1100, CRI: 80, Color Temperature: 4000K, Beam Angle: 40°, Rated Average Life: 25,000 Hrs. *Philips Part # 52968-5* Standard Halogen PAR38 90W Equivalent. Philips Lighting 529685 Dimmable LED Lamp, 12W | 4000 | 80 | 1100 | 91.6667 |  | 12 | 1 | 13.16 | 13.16 | 15.4635 | 2020Q2 | https://www.platt.com/platt-electric-supply/LED-Reflective-Lamps-PAR38/Philips-Lighting/529685/product.aspx?zpid=1211891 | Platt | 2020 | Yes
LED Lighting | Reflector | Philips Lighting | True |  | PAR38 (Sealed Beam) |  | E26 (Medium Screw) | HomeLamps, Bulbs, BallastsBulbs - LEDLED - ReflectiveLamps - PAR38 Dimmable LED Lamp, 16W, 120V, Bulb: PAR38, Base: Medium Screw (E26), Lumens: 1200, CRI: 80, Color Temperature: 3000K, Beam Angle: 25°, Rated Average Life: 25,000 Hrs. *Philips Part # 53120-0. 120W Equivalent. Suitable for Use in Wet Locations. Philips Lighting 531200 16W Dimmable LED PAR38 Bulb | 3000 | 80 | 1200 | 75 |  | 16 | 1 | 19.4 | 19.4 | 22.7957 | 2020Q2 | https://www.platt.com/platt-electric-supply/LED-Reflective-Lamps-PAR38/Philips-Lighting/531200/product.aspx?zpid=1117241 | Platt | 2020 | Yes
LED Lighting | Reflector | TCP | True |  | PAR38 (Sealed Beam) |  | E26 (Medium Screw) | HomeLamps, Bulbs, BallastsBulbs - LEDLED - ReflectiveLamps - PAR38 LED PAR38 Lamp, Dimmable, 120 Volt, 13 Watt, 1100 Lumens, 3000K, 80 CRI, E26 Base, 15,000 Hours TCP L90P38D15V30KFL LED PAR38 Lamp, Dimmable | 3000 | 80 | 1100 | 84.6154 | 15000 | 13 | 1 | 9.04 | 9.04 | 10.6223 | 2020Q2 | https://www.platt.com/platt-electric-supply/LED-Reflective-Lamps-PAR38/TCP/L90P38D15V30KFL/product.aspx?zpid=1386544 | Platt | 2020 | Yes
LED Lighting | Reflector | TCP |  |  | PAR38 |  | E26 (Medium Screw) | HomeLamps, Bulbs, BallastsBulbs - LEDLED - ReflectiveLamps - PAR38 TCP LED14P38D24KFL LED 14W P3 TCP LED14P38D24KFL TCP LED14P38D24KFL |  | 82 | 1050 | 75 |  | 14 | 1 | 19.37 | 19.37 | 22.7605 | 2020Q2 | https://www.platt.com/platt-electric-supply/LED-Reflective-Lamps-PAR38/TCP/LED14P38D24KFL/product.aspx?zpid=282412 | Platt | 2020 | Yes
LED Lighting | Reflector | TCP |  |  | PAR38 |  | E26 (Medium Screw) | HomeLamps, Bulbs, BallastsBulbs - LEDLED - ReflectiveLamps - PAR38 TCP LED14P38D24KNFL LED 14W P TCP LED14P38D24KNFL TCP LED14P38D24KNFL |  | 82 | 1050 | 75 |  | 14 | 1 | 19.37 | 19.37 | 22.7605 | 2020Q2 | https://www.platt.com/platt-electric-supply/LED-Reflective-Lamps-PAR38/TCP/LED14P38D24KNFL/product.aspx?zpid=282450 | Platt | 2020 | Yes
LED Lighting | Reflector | TCP |  |  | PAR38 |  | E26 (Medium Screw) | HomeLamps, Bulbs, BallastsBulbs - LEDLED - ReflectiveLamps - PAR38 TCP LED14P38D24KSP LED 14W P3 TCP LED14P38D24KSP TCP LED14P38D24KSP |  | 82 | 1050 | 75 |  | 14 | 1 | 19.37 | 19.37 | 22.7605 | 2020Q2 | https://www.platt.com/platt-electric-supply/LED-Reflective-Lamps-PAR38/TCP/LED14P38D24KSP/product.aspx?zpid=282413 | Platt | 2020 | Yes
LED Lighting | Reflector | Green Creative | True |  | BR30 (Bulged Reflector) |  | E26 (Medium Screw) | HomeLamps, Bulbs, BallastsBulbs - LEDLED - ReflectiveLamps - R Type Dimmable LED Lamp, 8W, 120V, Bulb: BR30 (Bulged Reflector), Base: Medium Screw (E26), Lumens: 685, CRI: 82, Color Temperature: 3000, Rated Average Life: 25,000 Hrs. Green Creative 40772 Dimmable LED Lamp, 8W, 120V, 3000K | 3000 | 82 | 685 | 85.625 |  | 8 | 1 | 6 | 6 | 7.0502 | 2020Q2 | https://www.platt.com/platt-electric-supply/LED-Reflective-Lamps-R-Type/Green-Creative/40772/product.aspx?zpid=175604 | Platt | 2020 | Yes
LED Lighting | Reflector | Green Creative | True |  | BR30 (Bulged Reflector) |  | E26 (Medium Screw) | HomeLamps, Bulbs, BallastsBulbs - LEDLED - ReflectiveLamps - R Type Dimmable LED Lamp, 9W, 120V, Bulb: BR30 (Bulged Reflector), Base: Medium Screw (E26), Lumens: 650, CRI: 80, Color Temperature: 2200-2700K, Rated Average Life: 25,000 Hrs. Green Creative 57885 Dimmable LED Lamp, 9W, 120V | 2200 | 80 | 650 | 72.2222 |  | 9 | 1 | 10.55 | 10.55 | 12.3967 | 2020Q2 | https://www.platt.com/platt-electric-supply/LED-Reflective-Lamps-R-Type/Green-Creative/57885/product.aspx?zpid=242397 | Platt | 2020 | Yes
LED Lighting | Reflector | Green Creative | True |  | R20 (Blown Reflector) |  | E26 (Medium Screw) | HomeLamps, Bulbs, BallastsBulbs - LEDLED - ReflectiveLamps - R Type Dimmable LED Lamp, 6.5W, 120V, Bulb: R20 (Blown Reflector), Base: Medium Screw (E26), Lumens: 500, CRI: 82, Color Temperature: 2200-2700K, Beam Angle: 110º, Rated Average Life: 25,000 Hrs. Green Creative 58001 Dimmable LED Lamp, 6.5W, 120V | 2200 | 82 | 500 | 76.9231 |  | 6.5 | 1 | 8.03 | 8.03 | 9.4356 | 2020Q2 | https://www.platt.com/platt-electric-supply/LED-Reflective-Lamps-R-Type/Green-Creative/58001/product.aspx?zpid=242387 | Platt | 2020 | Yes
LED Lighting | Reflector | Green Creative | True |  | BR40 (Bulged Reflector) |  | E26 (Medium Screw) | HomeLamps, Bulbs, BallastsBulbs - LEDLED - ReflectiveLamps - R Type Dimmable LED Lamp, 10.5W, 120V, Bulb: BR40 (Blown Reflector), Base: Medium Screw (E26), Lumens: 735, CRI: 82, Color Temperature: 2200-2700K, Beam Angle: 110º, Rated Average Life: 25,000 Hrs. Green Creative 58002 Dimmable LED Lamp, 10.5W, 120V | 2200 | 82 | 735 | 70 |  | 10.5 | 1 | 12.23 | 12.23 | 14.3707 | 2020Q2 | https://www.platt.com/platt-electric-supply/LED-Reflective-Lamps-R-Type/Green-Creative/58002/product.aspx?zpid=242376 | Platt | 2020 | Yes
LED Lighting | Reflector | Green Creative | True |  | BR30 (Bulged Reflector) |  | E26 (Medium Screw) | HomeLamps, Bulbs, BallastsBulbs - LEDLED - ReflectiveLamps - R Type Dimmable LED Lamp, 9.5W, 120V, Bulb: BR30 (Bulged Reflector), Base: Medium Screw (E26), Lumens: 700, CRI: 90, Color Temperature: 2700K, Rated Average Life: 25,000 Hrs. Green Creative 58048 Dimmable LED Lamp, 9.5W, 120V | 2700 | 90 | 700 | 73.6842 |  | 9.5 | 1 | 8.7 | 8.7 | 10.2228 | 2020Q2 | https://www.platt.com/platt-electric-supply/LED-Reflective-Lamps-R-Type/Green-Creative/58048/product.aspx?zpid=242391 | Platt | 2020 | Yes
LED Lighting | Reflector | Green Creative | True |  | PAR38 (Sealed Beam) |  |  | HomeLamps, Bulbs, BallastsBulbs - LEDLED - ReflectiveLamps - R Type Dimmable LED Lamp, 17W, 120V, Bulb: PAR38, Base: GU24, Lumens: 1430, CRI: 90, Color Temperature: 3000K, Rated Average Life: 50,000 Hrs. Green Creative 58172 58172 17PAR38DIM/930FL40/GU24 | 3000 |  | 1430 | 84.1176 |  | 17 | 1 | 24.66 | 24.66 | 28.9765 | 2020Q2 | https://www.platt.com/platt-electric-supply/LED-Reflective-Lamps-R-Type/Green-Creative/58172/product.aspx?zpid=362828 | Platt | 2020 | Yes
LED Lighting | Reflector | Light Efficient Design | True |  | R30 (Blown Reflector) |  | E26 (Medium Screw) | HomeLamps, Bulbs, BallastsBulbs - LEDLED - ReflectiveLamps - R Type Dimmable LED Lamp, 11W, 120V, Bulb: R30 (Blown Reflector), Base: Medium Screw (E26), Lumens: 927, CRI: 85, Color Temperature: 2700K, Beam Angle: 105°, Rated Average Life: 55,000 Hrs. 65W Equivalent. Light Efficient Design LED-1694 11 W R30 Dimmable LED Bulb | 2700 | 85 | 927 | 84.2727 |  | 11 | 1 | 26 | 26 | 30.551 | 2020Q2 | https://www.platt.com/platt-electric-supply/LED-Reflective-Lamps-R-Type/Light-Efficient-Design/LED-1694/product.aspx?zpid=869303 | Platt | 2020 | Yes
LED Lighting | Reflector | Light Efficient Design | True |  | R30 (Blown Reflector) |  | E26 (Medium Screw) | HomeLamps, Bulbs, BallastsBulbs - LEDLED - ReflectiveLamps - R Type Dimmable LED Lamp, 12W, 120V, Bulb: R30 Base: Medium Screw (E26), Lumens: 927, CRI: >80, Color Temperature: 3000K, Beam Angle: 120°, Rated Average Life: Up to 50,000 Hrs. Energy Star rated (3000K). 50W Equivalent. ### NO LONGER MADE ### Light Efficient Design LED-1739-30K-B Dimmable LED Lamp, R30, 12W, 120V | 3000 | 80 | 927 | 77.25 |  | 12 | 1 | 17 | 17 | 19.9757 | 2020Q2 | https://www.platt.com/platt-electric-supply/LED-Reflective-Lamps-R-Type/Light-Efficient-Design/LED-1739-30K-B/product.aspx?zpid=27831 | Platt | 2020 | Yes
LED Lighting | Reflector | Philips Lighting | True |  | BR30 (Bulged Reflector) |  | E26 (Medium Screw) | HomeLamps, Bulbs, BallastsBulbs - LEDLED - ReflectiveLamps - R Type Dimmable LED Lamp, 11W, 120V, Bulb: BR30 (Bulged Reflector), Base: Medium Screw (E26), Lumens: 650, CRI: >80, Color Temperature: 2700, Rated Average Life: Hrs. *Philips Part # 47384-3 * Mdl.# 9290013916* 65W Equivalent. *Does Not Qualify for Utility Rebate* Philips Lighting 11BR30/827/DIM 11BR30/827/DIM | 2700 | 80 | 650 | 59.0909 |  | 11 | 1 | 4 | 4 | 4.7002 | 2020Q2 | https://www.platt.com/platt-electric-supply/LED-Reflective-Lamps-R-Type/Philips-Lighting/11BR30-827-DIM/product.aspx?zpid=829386 | Platt | 2020 | Yes
LED Lighting | Reflector | Philips Lighting | True |  | R20 (Blown Reflector) |  | E26 (Medium Screw) | HomeLamps, Bulbs, BallastsBulbs - LEDLED - ReflectiveLamps - R Type Dimmable LED Lamp, 5W, 120V, Bulb: R20 (Bulged Reflector), Base: Medium Screw (E26), Lumens: 450, CRI: 80, Color Temperature: 2700K-2200K (WarmGlow), Beam Angle: 25°, Rated Average Life: 15,000 Hrs. *Philips Part # 456979, 12NC 929002008904. Formally known as: 6R20/LED/827-22/DIM 120V; Old P/N: 456979 MDL 9290011557. Philips Lighting 5R20/PER/927-22/P/E26/WG Dimmable LED Lamp, R20, 5W, 120V | 2200 | 90 | 450 | 90 |  | 5 | 1 | 8.78 | 8.78 | 10.3168 | 2020Q2 | https://www.platt.com/platt-electric-supply/LED-Reflective-Lamps-R-Type/Philips-Lighting/5R20-PER-927-22-P-E26-WG/product.aspx?zpid=178729 | Platt | 2020 | Yes
LED Lighting | Reflector | Philips Lighting | True |  | BR30 (Bulged Reflector) |  | E26 (Medium Screw) | HomeLamps, Bulbs, BallastsBulbs - LEDLED - ReflectiveLamps - R Type LED Lamp, 7.2W, 120V, Bulb: BR30 (Bulged Reflector), Base: Medium Screw (E26), Lumens: 650, CRI: 80, Color Temperature(K): 2700-2200(warm glow effect), Rated Average Life: 25,000 Hrs. Energy Star Rated. *Philips Part # 45704-4, 12NC 929001870334* Standard Incandescent BR/R 65W/45W ENERGY STAR® Equivalent. This lamp is ENERGY STAR® Certified. Suitable for use in enclosed fixtures. *** Not for Sale in California *** ### F.K.A.: 9BR30/LED/827-22/DIM, 12NC 929001155504 ### Philips Lighting 7.2BR30/PER/922-27/P/E26/WG 6/1FB LED Lamp, BR30, 7.2W, 120V | 2700 | 80 | 650 | 90.2778 |  | 7.2 | 1 | 7.31 | 7.31 | 8.5895 | 2020Q2 | https://www.platt.com/platt-electric-supply/LED-Reflective-Lamps-R-Type/Philips-Lighting/7-2BR30-PER-922-27-P-E26-WG-6-1FB/product.aspx?zpid=178730 | Platt | 2020 | Yes
LED Lighting | Reflector | Philips Lighting | True |  | BR30 (Bulged Reflector) |  | E26 (Medium Screw) | HomeLamps, Bulbs, BallastsBulbs - LEDLED - ReflectiveLamps - R Type Dimmable LED Lamp, 7.2W, 120V, Bulb: BR30 (Bulged Reflector), Base: Medium Screw (E26), Lumens: 650, CRI: 90, Color Temperature: 2700, Rated Average Life: Hrs. *Philips Part # 553891 * Mdl.# 929002092304* 65W Equivalent. California Title 20 Compliant. Philips Lighting 7.2BR30/PER/927/P/E26/DIM T20 LED BR30 Flood | 2700 | 90 | 650 | 90.2778 |  | 7.2 | 1 | 7.8 | 7.8 | 9.1653 | 2020Q2 | https://www.platt.com/platt-electric-supply/LED-Reflective-Lamps-R-Type/Philips-Lighting/7-2BR30-PER-927-P-E26-DIM-T20/product.aspx?zpid=1785660 | Platt | 2020 | Yes
LED Lighting | Reflector | Philips Lighting | True |  | BR40 (Bulged Reflector) |  | E26 (Medium Screw) | HomeLamps, Bulbs, BallastsBulbs - LEDLED - ReflectiveLamps - R Type Dimmable LED Lamp, 8.8W, Lumens: 800, Voltage: 120V, Bulb: BR40, Base: E26 Medium Screw, CRI: 90, Color Temperature 2700-2200 (Light dims to a warm glow, similar to incandescent), Beam Angle: 90°, Rated Avg. Life: 15,000Hr. Philips order code: 457010, 12NC 929002009104. Title 20 Compliant for sale in California. ### NOTE: OLD DESCRIPTION: 9W, 120V, Bulb: BR40 (Bulged Reflector), Base: Medium Screw (E26), Lumens: 650, CRI: 80, Color Temperature: 2700-2200 (Light dims to a warm glow, similar to incandescent), Beam Angle: 90°, *Philips Part # 45701-0* 65W Equivalent. Suitable for use in enclosed fixtures. Philips Lighting 8.8BR40/PER/927-22/P/E26/WG 6/1FB T20 Dimmable LED BR40 | 2200 | 90 | 800 | 90.9091 |  | 8.8 | 1 | 8.78 | 8.78 | 10.3168 | 2020Q2 | https://www.platt.com/platt-electric-supply/LED-Reflective-Lamps-R-Type/Philips-Lighting/8-8BR40-PER-927-22-P-E26-WG-6-1FB-T20/product.aspx?zpid=174293 | Platt | 2020 | Yes
LED Lighting | Reflector | Philips Lighting | True |  | BR30 (Bulged Reflector) |  | E26 (Medium Screw) | HomeLamps, Bulbs, BallastsBulbs - LEDLED - ReflectiveLamps - R Type Dimmable LED Lamp, 8 Watt, 120 Volt, Bulb: BR30 (Bulged Reflector), Base: Medium Screw (E26), Lumens: 650, CRI: 80, Color Temperature: 5000K, Rated Average Life: 25,000 Hrs. *Philips Part # 458067. This Lamp is ENERGY STAR® Certified. *** Not for Sale in California *** Philips Lighting 8BR30/LED/850/DIM 120V Dimmable LED Lamp, BR30, 8W, 120V | 5000 | 80 | 650 | 81.25 |  | 8 | 1 | 6.83 | 6.83 | 8.0255 | 2020Q2 | https://www.platt.com/platt-electric-supply/LED-Reflective-Lamps-R-Type/Philips-Lighting/8BR30-LED-850-DIM-120V/product.aspx?zpid=159795 | Platt | 2020 | Yes
LED Lighting | Reflector | Philips Lighting |  |  | BR30 (Bulged Reflector) |  | E26 (Medium Screw) | HomeLamps, Bulbs, BallastsBulbs - LEDLED - ReflectiveLamps - R Type LED Lamp, 9.5W, 120V, Bulb: BR30 (Bulged Reflector), Base: Medium Screw (E26), Lumens: 650, CRI: 82, Color Temperature: 2700K, Beam Angle: 90°, Rated Average Life: 25,000 Hrs. Energy Star Rated. *Philips Part # 429498* 65W Equivalent. Philips Lighting 9.5BR30/COREPRO/F90 2700 AF 9.5W BR30 LED Bulb | 2700 | 82 | 650 | 68.4211 |  | 9.5 | 1 | 12 | 12 | 14.1005 | 2020Q2 | https://www.platt.com/platt-electric-supply/LED-Reflective-Lamps-R-Type/Philips-Lighting/9-5BR30-COREPRO-F90-2700-AF/product.aspx?zpid=25013 | Platt | 2020 | Yes
LED Lighting | Reflector | Philips Lighting | [5 empty] | HomeLamps, Bulbs, BallastsBulbs - LEDLED - ReflectiveLamps - R Type PHI BC9.5BR30/SLIM/927 DIM P/N 455444 120V T24 Philips Lighting BC9.5BR30/SLIM/927 DIM 120V PHIL BC9.5BR30/SLIM/927-DIM-120V 45 |  |  | 650 | 68.4211 |  | 9.5 | 1 | 10.73 | 10.73 | 12.6082 | 2020Q2 | https://www.platt.com/platt-electric-supply/LED-Reflective-Lamps-R-Type/Philips-Lighting/BC9-5BR30-SLIM-927-DIM-120V/product.aspx?zpid=5894 | Platt | 2020 | Yes
LED Lighting | Reflector | Satco | [5 empty] | HomeLamps, Bulbs, BallastsBulbs - LEDLED - ReflectiveLamps - R Type SAT S9217 9W BR30 FLAT LITE Satco S9217 SATCO S9217 9 watt BR30 LED; Medium base; 2700K; 660 lumens; 120 volts | 2700 |  | 660 | 73.3333 |  | 9 | 1 | 2.4 | 2.4 | 2.8201 | 2020Q2 | https://www.platt.com/platt-electric-supply/LED-Reflective-Lamps-R-Type/Satco/S9217/product.aspx?zpid=81508 | Platt | 2020 | Yes
LED Lighting | Reflector | TCP | True |  | BR30 (Bulged Reflector) |  | E26 (Medium Screw) | HomeLamps, Bulbs, BallastsBulbs - LEDLED - ReflectiveLamps - R Type Dimmable LED Lamp, 10W, 120V, Bulb: BR30 (Bulged Reflector), Base: Medium Screw (E26), Lumens: 675, CRI: 82, Color Temperature: 3000K, Beam Angle: 40°, Rated Average Life: 25,000 Hrs. 65W Equivalent. TCP LED10BR30D30K Dimmable LED Lamp, BR30, 10W, 120V | 3000 | 82 | 675 | 67.5 |  | 10 | 1 | 6 | 6 | 7.0502 | 2020Q2 | https://www.platt.com/platt-electric-supply/LED-Reflective-Lamps-R-Type/TCP/LED10BR30D30K/product.aspx?zpid=99951 | Platt | 2020 | Yes
LED Lighting | Reflector | TCP | [5 empty] | HomeLamps, Bulbs, BallastsBulbs - LEDLED - ReflectiveLamps - R Type LED10R20D41K TCP LED10R20D41K TCP LED10R20D41K DIM 10W SMOOTH R20 |  |  | 700 | 70 |  | 10 | 1 | 9.12 | 9.12 | 10.7164 | 2020Q2 | https://www.platt.com/platt-electric-supply/LED-Reflective-Lamps-R-Type/TCP/LED10R20D41K/product.aspx?zpid=68002 | Platt | 2020 | Yes
LED Lighting | Reflector | TCP | True |  | BR40 (Bulged Reflector) |  | E26 (Medium Screw) | HomeLamps, Bulbs, BallastsBulbs - LEDLED - ReflectiveLamps - R Type Dimmable LED Lamp, 12W, 120V, Bulb: BR40 (Bulged Reflector), Base: Medium Screw (E26), Lumens: 850, CRI: 82, Color Temperature: 2700K, Beam Angle: 40°, Rated Average Life: 25,000 Hrs. 50W Equivalent. TCP LED12BR40D27K Dimmable LED Lamp, BR40, 12W, 120V | 2700 | 82 | 850 | 70.8333 |  | 12 | 1 | 8.93 | 8.93 | 10.4931 | 2020Q2 | https://www.platt.com/platt-electric-supply/LED-Reflective-Lamps-R-Type/TCP/LED12BR40D27K/product.aspx?zpid=80228 | Platt | 2020 | Yes
LED Lighting | Reflector | Green Creative |  |  | PAR38 (Sealed Beam) |  | G23 (2-Pin) | HomeLamps, Bulbs, BallastsBulbs - LEDLED - RetrofitRetrofit - Compact Flourescent LED Lamp, 3.5W, Bulb: PLS, Base: G23 (2-pin CFL), Lumens: 320, CRI: 82, Color Temperature: 4000K, Rated Average Life: 50,000 Hrs. Green Creative 57815 LED Lamp, 3.5W, 4000K, G23 | 4000 |  | 320 | 91.4286 |  | 3.5 | 1 | 13.75 | 13.75 | 16.1568 | 2020Q2 | https://www.platt.com/platt-electric-supply/LED-Retrofit-Compact-Flourescent/Green-Creative/57815/product.aspx?zpid=1315103 | Platt | 2020 | Yes
LED Lighting | Downlight | Lunera |  |  | PL-C (Quad Tube), CFQ - Quad Tube |  | G24d (2-Pin) | HomeLamps, Bulbs, BallastsBulbs - LEDLED - RetrofitRetrofit - Compact Flourescent LED Replacement Lamp, 13W LED Horizontal Lamp sub for 2-PIN G24d-series (magnetic ballast) CFL Downlights. Overall length: 5.39", Color: 4000K, CRI: 84. Directly replaces 26W CFLs (2-pin) Lunera HN-H-G24D-26W-4000-G2 LED Helen Lamp, 2-Pin, Horizontal Orientation, 13W, 4000K | 4000 | 84 | 900 | 69.2308 |  | 13 | 1 | 20 | 20 | 23.5008 | 2020Q2 | https://www.platt.com/platt-electric-supply/LED-Retrofit-Compact-Flourescent/Lunera/HN-H-G24D-26W-4000-G2/product.aspx?zpid=101159 | Platt | 2020 | Yes
LED Lighting | Downlight | Lunera |  |  | PL-C (Quad Tube), CFQ - Quad Tube |  | G24d (2-Pin) | HomeLamps, Bulbs, BallastsBulbs - LEDLED - RetrofitRetrofit - Compact Flourescent LED Replacement Lamp, 13W LED Vertical Lamp sub for 2-PIN G24d-series (magnetic ballast) CFL Downlights. Overall length: 3.66", Color: 2700K, CRI: 84. Directly replaces 26W CFLs (2-pin) Lunera HN-V-G24D-26W-2700-G2 LED Helen Lamp, 2-Pin, Vertical Orientation, 13W, 2700K | 2700 | 84 | 900 | 69.2308 |  | 13 | 1 | 20 | 20 | 23.5008 | 2020Q2 | https://www.platt.com/platt-electric-supply/LED-Retrofit-Compact-Flourescent/Lunera/HN-V-G24D-26W-2700-G2/product.aspx?zpid=101141 | Platt | 2020 | Yes
LED Lighting | Downlight | Lunera |  |  | PL-C (Quad Tube), CFQ - Quad Tube |  | G24d (2-Pin) | HomeLamps, Bulbs, BallastsBulbs - LEDLED - RetrofitRetrofit - Compact Flourescent LED Replacement Lamp, 13W LED Vertical Lamp sub for 2-PIN G24d-series (magnetic ballast) CFL Downlights. Overall length: 3.66", Color: 3500K, CRI: 84. Directly replaces 26W CFLs (2-pin) Lunera HN-V-G24D-26W-3500-G2 LED Helen Lamp, 2-Pin, Vertical Orientation, 13W, 3500K | 3500 | 84 | 900 | 69.2308 |  | 13 | 1 | 22 | 22 | 25.8509 | 2020Q2 | https://www.platt.com/platt-electric-supply/LED-Retrofit-Compact-Flourescent/Lunera/HN-V-G24D-26W-3500-G2/product.aspx?zpid=101143 | Platt | 2020 | Yes
LED Lighting | Downlight | Lunera |  |  | PL-C (Quad Tube), CFQ - Quad Tube |  | G24d (2-Pin) | HomeLamps, Bulbs, BallastsBulbs - LEDLED - RetrofitRetrofit - Compact Flourescent LED Replacement Lamp, 13W LED Vertical Lamp sub for 2-PIN G24d-series (magnetic ballast) CFL Downlights. Overall length: 3.66", Color: 4000K, CRI: 84. Directly replaces 26W CFLs (2-pin) Lunera HN-V-G24D-26W-4000-G2 13W LED VERTICAL LAMP SUB FOR 2-PIN G24d | 4000 | 84 | 900 | 69.2308 |  | 13 | 1 | 27 | 27 | 31.726 | 2020Q2 | https://www.platt.com/platt-electric-supply/LED-Retrofit-Compact-Flourescent/Lunera/HN-V-G24D-26W-4000-G2/product.aspx?zpid=101145 | Platt | 2020 | Yes
LED Lighting | Downlight | Lunera |  |  | PL-C (Quad Tube), CFQ - Quad Tube |  | G24d (2-Pin) | HomeLamps, Bulbs, BallastsBulbs - LEDLED - RetrofitRetrofit - Compact Flourescent LED Replacement Lamp, 13W LED Vertical Lamp sub for 2-PIN G24d-series (magnetic ballast) CFL Downlights. Voltage: Ballast Dependent, Lumens: 1255, Color: 4000K, CRI: >80. Directly replaces 18W, 26W, or 32W CFLs (2-pin) Lunera HN-V-G24D-B-13W-840-G4 LED Helen Lamp, 2-Pin, Vertical Orientation, 13W, 4000K | 4000 | 80 | 1250 | 96.1538 |  | 13 | 1 | 10.5 | 10.5 | 12.3379 | 2020Q2 | https://www.platt.com/platt-electric-supply/LED-Retrofit-Compact-Flourescent/Lunera/HN-V-G24D-B-13W-840-G4/product.aspx?zpid=233946 | Platt | 2020 | Yes
LED Lighting | Downlight | Philips Lighting |  |  | PL-C (Quad Tube), CFQ - Quad Tube |  | G24q (4-Pin), GX24 (4-Pin) | HomeLamps, Bulbs, BallastsBulbs - LEDLED - RetrofitRetrofit - Compact Flourescent LED Replacement Lamp, 10.5W LED Horizontal Lamp sub for 4-PIN G24q/GX24-series (electronic ballast) CFL Downlights. Volts (Depending on Ballast) 100-277, 347V, Color: 3000K, CRI: >80. Lumens: 1200, Replaces 26W (32W and 42W socket compatible also) CFLs (4-pin) P/N 45841-4, Mdl# 9290013885, DLC Prod. ID: PGPTBMF9 *** NOTE: Philips LED InstantFit lamps will only operate properly on compatible instant-start ballasts. *** Philips Lighting 10.5PL-C/T LED/26V-3000 IF 4P LED Vertical Lamp, 10.5W, 120-277V | 3000 | 82 | 1200 | 114.2857 |  | 10.5 | 1 | 15.5 | 15.5 | 18.2131 | 2020Q2 | https://www.platt.com/platt-electric-supply/LED-Retrofit-Compact-Flourescent/Philips-Lighting/10-5PL-C-T-LED-26V-3000-IF-4P/product.aspx?zpid=185665 | Platt | 2020 | Yes
LED Lighting | Downlight | Philips Lighting |  |  | PL-C (Quad Tube) |  | G24q (4-Pin) | HomeLamps, Bulbs, BallastsBulbs - LEDLED - RetrofitRetrofit - Compact Flourescent LED Replacement Lamp, 10.5W LED Vertical Lamp sub for 4-PIN G24q/GX24-series (electronic ballast) CFL Downlights. Volts (Depending on Ballast): 100-277, 347V, Color: 3500K, CRI: >80. Lumens: 1200, Replaces 26W (32W and 42W socket compatible also) CFLs (4-pin) P/N 458422, Mdl# 9290013886, DLC Prod. ID: PZ1KKRNR *** NOTE: Philips LED InstantFit lamps will only operate properly on compatible instant-start ballasts. *** Philips Lighting 10.5PL-C/T LED/26V-3500 LED Lamp, 4-Pin, Vertical Orientation, 10.5W, 3500K | 3500 | 82 | 1200 | 114.2857 |  | 10.5 | 1 | 15.5 | 15.5 | 18.2131 | 2020Q2 | https://www.platt.com/platt-electric-supply/LED-Retrofit-Compact-Flourescent/Philips-Lighting/10-5PL-C-T-LED-26V-3500/product.aspx?zpid=185666 | Platt | 2020 | Yes
LED Lighting | Downlight | Philips Lighting |  |  |  |  | G24q (4-Pin), GX24 (4-Pin) | HomeLamps, Bulbs, BallastsBulbs - LEDLED - RetrofitRetrofit - Compact Flourescent LED Replacement Lamp, 10.5W LED Vertical Lamp sub for 4-PIN G24q/GX24-series (electronic ballast) CFL Downlights. Color: 4000K, CRI: >80. Lumens: 1200, Replaces 26W (32W and 42W socket compatible also) CFLs (4-pin) P/N 45843-0, Mdl# 9290013887, DLC Prod. ID: PV2HQGZW *** NOTE: Philips LED InstantFit lamps will only operate properly on compatible instant-start ballasts. *** Philips Lighting 10.5PL-C/T LED/26V-4000 IF 4P LED Vertical Lamp, 10.5W, 120-277V | 4000 | 80 | 1200 | 114.2857 |  | 10.5 | 1 | 15.5 | 15.5 | 18.2131 | 2020Q2 | https://www.platt.com/platt-electric-supply/LED-Retrofit-Compact-Flourescent/Philips-Lighting/10-5PL-C-T-LED-26V-4000-IF-4P/product.aspx?zpid=185667 | Platt | 2020 | Yes
LED Lighting | Downlight | Philips Lighting |  |  | PL-C (Quad Tube), CFQ - Quad Tube |  | G24q (4-Pin), GX24q (4-Pin) | HomeLamps, Bulbs, BallastsBulbs - LEDLED - RetrofitRetrofit - Compact Flourescent LED Replacement Lamp, 12W LED Horizontal Lamp sub for 4-PIN G24q/GX24-series (electronic ballast) CFL Downlights. Color: 2700K, CRI: 82. Lumens: 1300, Replaces 26W (32W and 42W socket compatible also) CFLs (4-pin). Philips 12PLC/T LED/32H/827/IF/4P: P/N 47606-9, Mdl# 9290018197, DLC# PIADVYIP. *** NOTE: Philips LED InstantFit lamps will only operate properly on compatible instant-start ballasts. *** Philips Lighting 12PLC/T LED/32H/827/IF/4P/DIM 12w, 4-Pin LED Horizontal Lamp | 2700 | 82 | 1300 | 108.3333 |  | 12 | 1 | 15.5 | 15.5 | 18.2131 | 2020Q2 | https://www.platt.com/platt-electric-supply/LED-Retrofit-Compact-Flourescent/Philips-Lighting/12PLC-T-LED-32H-827-IF-4P-DIM/product.aspx?zpid=961101 | Platt | 2020 | Yes
LED Lighting | Downlight | Philips Lighting |  |  | PL-C (Quad Tube), CFQ - Quad Tube |  | G24q (4-Pin), GX24q (4-Pin) | HomeLamps, Bulbs, BallastsBulbs - LEDLED - RetrofitRetrofit - Compact Flourescent LED Replacement Lamp, 12W LED Horizontal Lamp sub for 4-PIN G24q/GX24-series (electronic ballast) CFL Downlights. Color: 3000K, CRI: 82. Lumens: 1400, Replaces 26W (32W and 42W socket compatible also) CFLs (4-pin). Philips 12PLC/T LED/32H/830/IF/4P: P/N 47607-7, Mdl# 9290018198. DLC # PO8NB9Q1. *** NOTE: Philips LED InstantFit lamps will only operate properly on compatible instant-start ballasts. *** Philips Lighting 12PLC/T LED/32H/830/IF/4P/DIM 12w, 4-Pin LED Horizontal Lamp | 3000 | 82 | 1350 | 112.5 |  | 12 | 1 | 15.5 | 15.5 | 18.2131 | 2020Q2 | https://www.platt.com/platt-electric-supply/LED-Retrofit-Compact-Flourescent/Philips-Lighting/12PLC-T-LED-32H-830-IF-4P-DIM/product.aspx?zpid=961028 | Platt | 2020 | Yes
LED Lighting | Downlight | Philips Lighting |  |  |  |  | G24q (4-Pin) | HomeLamps, Bulbs, BallastsBulbs - LEDLED - RetrofitRetrofit - Compact Flourescent LED Replacement Lamp, 8.5W LED Horizontal Lamp sub for 4-PIN G24q/GX24-series (electronic ballast) CFL Downlights. Color: 2700K, CRI: >80. Lumens: 900, Replaces 26W (32W and 42W socket compatible also) CFLs (4-pin) P/N 45836-4, Mdl# 9290013880, DLC Prod.ID: P227UKPG *** NOTE: Philips LED InstantFit lamps will only operate properly on compatible instant-start ballasts. *** Philips Lighting 8.5PL-C/T LED/26H-2700 IF 4P 8.W LED HORIZONTAL LAMP | 2700 | 80 | 900 | 105.8824 |  | 8.5 | 1 | 15.5 | 15.5 | 18.2131 | 2020Q2 | https://www.platt.com/platt-electric-supply/LED-Retrofit-Compact-Flourescent/Philips-Lighting/8-5PL-C-T-LED-26H-2700-IF-4P/product.aspx?zpid=185656 | Platt | 2020 | Yes
LED Lighting | Downlight | Philips Lighting |  |  |  |  | G24q (4-Pin) | HomeLamps, Bulbs, BallastsBulbs - LEDLED - RetrofitRetrofit - Compact Flourescent LED Replacement Lamp, 8.5W LED Horizontal Lamp sub for 4-PIN G24q/GX24-series (electronic ballast) CFL Downlights. Color: 3000K, CRI: >80. Lumens: 900, Replaces 26W (32W and 42W socket compatible also) CFLs (4-pin) P/N 45837-2, Mdl# 9290013881, DLC Prod. ID: PYHS75V7 *** NOTE: Philips LED InstantFit lamps will only operate properly on compatible instant-start ballasts. *** Philips Lighting 8.5PL-C/T LED/26H-3000 IF 4P 8.W LED HORIZONTAL LAMP | 3000 | 80 | 900 | 105.8824 |  | 8.5 | 1 | 15.5 | 15.5 | 18.2131 | 2020Q2 | https://www.platt.com/platt-electric-supply/LED-Retrofit-Compact-Flourescent/Philips-Lighting/8-5PL-C-T-LED-26H-3000-IF-4P/product.aspx?zpid=185657 | Platt | 2020 | Yes
LED Lighting | Downlight | Philips Lighting |  |  |  |  | G24q (4-Pin) | HomeLamps, Bulbs, BallastsBulbs - LEDLED - RetrofitRetrofit - Compact Flourescent LED Replacement Lamp, 8.5W LED Horizontal Lamp sub for 4-PIN G24q/GX24-series (electronic ballast) CFL Downlights. Color: 3500K, CRI: >80. Lumens: 900, Replaces 26W (32W and 42W socket compatible also) CFLs (4-pin), DLC Qualified P/N 45838-0, Mdl# 9290013882, DLC Prod. ID: P1956NU5 *** NOTE: Philips LED InstantFit lamps will only operate properly on compatible instant-start ballasts. *** Philips Lighting 8.5PL-C/T LED/26H-3500 IF 4P 8.W LED Horizontal Lamp | 3500 | 80 | 900 | 105.8824 |  | 8.5 | 1 | 15.5 | 15.5 | 18.2131 | 2020Q2 | https://www.platt.com/platt-electric-supply/LED-Retrofit-Compact-Flourescent/Philips-Lighting/8-5PL-C-T-LED-26H-3500-IF-4P/product.aspx?zpid=185658 | Platt | 2020 | Yes
LED Lighting | Downlight | Philips Lighting |  |  |  |  | G24q (4-Pin) | HomeLamps, Bulbs, BallastsBulbs - LEDLED - RetrofitRetrofit - Compact Flourescent LED Replacement Lamp, 8.5W LED Horizontal Lamp sub for 4-PIN G24q-series (electronic ballast) CFL Downlights. Color: 4000K, CRI: >80. Lumens: 950, Replaces 26W (32W and 42W socket compatible also) CFLs (4-pin) P/N 45839-8, Mdl# 9290013883, DLC Prod. ID: PUK7J4AA *** NOTE: Philips LED InstantFit lamps will only operate properly on compatible instant-start ballasts. *** Philips Lighting 8.5PL-C/T LED/26H-4000 IF 4P 8.W LED Horizontal Lamp | 4000 | 80 | 950 | 111.7647 |  | 8.5 | 1 | 15.5 | 15.5 | 18.2131 | 2020Q2 | https://www.platt.com/platt-electric-supply/LED-Retrofit-Compact-Flourescent/Philips-Lighting/8-5PL-C-T-LED-26H-4000-IF-4P/product.aspx?zpid=185659 | Platt | 2020 | Yes
LED Lighting | Decorative | Satco | [5 empty] | HomeLamps, Bulbs, BallastsBulbs - LEDLED - RetrofitRetrofit - Compact Flourescent LED ballast bypass: 23W, 2G11 base; 2600 Lumens; 120-277 volts; 4000K Satco S9951 23W PL-L LED ballast bypass; 2G11 base; 2600 Lumens; 120-277 volts; 4000K | 4000 |  | 2600 | 113.0435 |  | 23 | 1 | 18.29 | 18.29 | 21.4915 | 2020Q2 | https://www.platt.com/platt-electric-supply/LED-Retrofit-Compact-Flourescent/Satco/S9951/product.aspx?zpid=452915 | Platt | 2020 | Yes
LED Lighting | Reflector | TCP | True |  |  |  |  | HomeLamps, Bulbs, BallastsBulbs - LEDLED - RetrofitRetrofit - Compact Flourescent LED PL Lamp, Vertical BR30 Dimmable, 17W, 120-277V, 1900 Lumens, 80 CRI, 4100K TCP L17PLVD5041K LED PL Lamp, Vertical BR30 Dimmable | 4100 | 80 | 1900 | 111.7647 |  | 17 | 1 | 21.05 | 21.05 | 24.7346 | 2020Q2 | https://www.platt.com/platt-electric-supply/LED-Retrofit-Compact-Flourescent/TCP/L17PLVD5041K/product.aspx?zpid=1275169 | Platt | 2020 | Yes
LED Lighting | Decorative | Philips Lighting |  |  |  |  | G9 (2-Pin Looped) | HomeLamps, Bulbs, BallastsBulbs - LEDLED - RetrofitRetrofit - Halogen/Xenon LED Capsule Lamp, Wattage: 3.6, Lumens: 370, Volts: 12, Bulb: T3, Base: G9 (Rigid Loop) Bi-Pin, Color Temperature: 3000K, CRI: 80. P/N 534263, 12NC 929001840835 . Title 20 qualified. Suitable for use in enclosed luminaires. Damp Location Rated. Philips Lighting 3.6T3/PER/830/ND/G9/120V Bi-Pin LED Capsule - 3pk. | 3000 | 80 | 370 | 102.7778 |  | 3.6 | 1 | 25.35 | 25.35 | 29.7872 | 2020Q2 | https://www.platt.com/platt-electric-supply/LED-Retrofit-Halogen-Xenon/Philips-Lighting/3-6T3-PER-830-ND-G9-120V/product.aspx?zpid=1443778 | Platt | 2020 | Yes
LED Lighting | Decorative | Philips Lighting |  |  | T3 (Tubular) |  | G9 (2-Pin Looped) | HomeLamps, Bulbs, BallastsBulbs - LEDLED - RetrofitRetrofit - Halogen/Xenon LED Capsule Lamp, Wattage: 3, Lumens: 250, Volts: 12, Bulb: T3, Base: G9 Bi-Pin, Color Temperature: 3000K, CRI: 80. P/N 465138, 12NC 929001266825. Title 20 qualified. Suitable for use in enclosed luminaires. Damp Location Rated. Philips Lighting 3T3/PER/830/ND/G9/120V 6/1BC 3 Watt, LED Capsule | 3000 | 80 | 250 | 83.3333 |  | 3 | 1 | 10.73 | 10.73 | 12.6082 | 2020Q2 | https://www.platt.com/platt-electric-supply/LED-Retrofit-Halogen-Xenon/Philips-Lighting/3T3-PER-830-ND-G9-120V-6-1BC/product.aspx?zpid=1443774 | Platt | 2020 | Yes
LED Lighting | A-Type | Satco | True |  | General Purpose Replacement | A19 | GU24 | Damp Location Rated Damp Location Rated Home Bulbs A19 LED Light Bulbs 60W Equal - 10W - LED A19 bulb - 2700K Warm White - GU24 Base - 90 CRI Back Description This Satco S9707 LED A19 bulb produces 800 lumens, with only 10 watt power consumption. The S9707 replaces 60 watt incandescent bulbs and has an GU24 base type. Moreover the bulb illuminates a residential warm white color temperature in 2700K. Solid State LED lighting A19 replacement lamp Approved for enclosed fixtures Available in 120V Quality 90 CRI lighting Bulb has a rate life of 25,000 hours 60W Equal - 10W - LED A19 bulb - 2700K Warm White - GU24 Base - 90 CRI | 2700 | 93 | 800 | 80 | 25000 | 10 | 1 | 5.95 | 5.95 | 6.9915 | 2020Q3 | https://www.beeslighting.com/S9707 | Bee's Lighting | 2020 | Yes
LED Lighting | A-Type | Satco | True |  | General Purpose Replacement | A19 | GU24 | Damp Location Rated Damp Location Rated Home Bulbs A19 LED Light Bulbs 60W Equal - 10W - LED A19 bulb - 3000K Soft White - GU24 Base - 90 CRI Back Description This Satco S9708 LED A19 bulb produces 800 lumens, with only 10 watt power consumption. The S9708 replaces 60 watt incandescent bulbs and has an GU24 base type. Moreover the bulb illuminates a halogen white color temperature in 3000K. Solid State LED lighting A19 replacement lamp Approved for enclosed fixtures Available in 120V Quality 90 CRI lighting Bulb has a rate life of 25,000 hours 60W Equal - 10W - LED A19 bulb - 3000K Soft White - GU24 Base - 90 CRI | 3000 | 94 | 800 | 80 | 25000 | 10 | 1 | 5.95 | 5.95 | 6.9915 | 2020Q3 | https://www.beeslighting.com/S9708 | Bee's Lighting | 2020 | Yes
LED Lighting | A-Type | 90+ Lighting | True |  | General Purpose Replacement | A19 | E26 (Medium) | Damp Location Rated,Not for Use in Recessed Fixtures Damp Location Rated,Not for Use in Recessed Fixtures Home Bulbs A19 LED Light Bulbs 60W Equal - 10W - LED A19 bulb - 2700K Warm White - 90 CRI Back Description The SE-350.067 LED A19 bulb from 90+ Lighting produces 800 lumens, consumes 10 watts and illuminates a residential white color temperature in 2700K with a frosted bulb finish. The SE-350.067 replaces 60 watt incandescent bulbs and has an E26 base type. The SE-350.067 LED A19 bulb is great for use with standard fixtures and can be used with most table lamps. Not for use in fully enclosed fixtures 270Â° degree flood Bulb has a rate life of 25,000 hours High quality of light and low flicker cETLus certified, Energy Star, Title 20, Title 24 JA8 and suitable for damp locations 60W Equal - 10W - LED A19 bulb - 2700K Warm White - 90 CRI | 2700 | 93 | 800 | 80 | 25000 | 10 | 1 | 3.65 | 3.65 | 4.2889 | 2020Q3 | https://www.beeslighting.com/SE-350.067 | Bee's Lighting | 2020 | Yes
LED Lighting | A-Type | 90+ Lighting | True |  | General Purpose Replacement | A19 | E26 (Medium) | Damp Location Rated,Not for Use in Recessed Fixtures Damp Location Rated,Not for Use in Recessed Fixtures Home Bulbs A19 LED Light Bulbs 60W Equal - 10W - LED A19 bulb - 3000K Soft White - 90 CRI Back Description The SE-350.068 LED A19 bulb from 90+ Lighting produces 800 lumens, consumes 10 watts and illuminates a halogen white color temperature in 3000K with a frosted bulb finish. The SE-350.068 replaces 60 watt incandescent bulbs and has an E26 base type. The SE-350.068 LED A19 bulb is great for use with standard fixtures and can be used with most table lamps. Not for use in fully enclosed fixtures 270Â° degree flood Bulb has a rate life of 25,000 hours High quality of light and low flicker cETLus certified, Energy Star, Title 20, Title 24 JA8 and suitable for damp locations 60W Equal - 10W - LED A19 bulb - 3000K Soft White - 90 CRI | 3000 | 93 | 800 | 80 | 25000 | 10 | 1 | 3.65 | 3.65 | 4.2889 | 2020Q3 | https://www.beeslighting.com/SE-350.068 | Bee's Lighting | 2020 | Yes
LED Lighting | A-Type | Rab | True |  | General Purpose Replacement | A19 | E26 (Medium) | Damp Location Rated,Recessed Fixtures Damp Location Rated,Recessed Fixtures Rab Shatterproof LED lamp features E26 medium screw-in base and A19 arbitrary shape. This 10-Watt frosted LED lamp delivers a neutral white light output of 800-Lumens with 3500K color temperature and 80 CRI. It has an average life of 15000 Hours and emits light at a beam angle of 230-Degrees. Dimmable LED lamp has a voltage rating of 120-Volts AC at 60-Hz and current rating of 101-Milli-Amps. It has plastic construction for durability. It has a power factor of 0.7. Lamp withstands a temperature rating from -20 to 45 deg C and measures 2-3/8-Inch Dia x 4-3/16-Inch. It is suitable for general lighting applications. It is perfect for use in both enclosed and open fixtures. It is ideal for damp locations. LED lamp meets UL, CEC, Title CA20, RoHS, Energy Star V2.0, 2340541 standards. Rab A19-10-E26-835-DIM Dimmable A19 Shatterproof LED Lamp E26 Medium Base 10-Watt 800-Lumens 80 CRI 3500K Neutral White | 3500 | 82 | 800 | 80 | 15000 | 10 | 12 | 4.244 | 0.35367 | 0.41557 | 2020Q3 | https://www.ew-ne.com/lighting-1600000000/rab-a19-10-e26-835-dim-dimmable-a19-shatterproof-led-lamp-e26-medium-base-10-watt-800-lumens-80-cri-3500k-neutral-white-899102 | Electrical Wholesalers Inc | 2020 | Yes
LED Lighting | A-Type |  | True | Daylighting/Photocell, | General Purpose Replacement | A19 | E26 (Medium) | Use With Timers,Use With Photo and/or Motion Sensors,Not for Use in Recessed Fixtures,Damp Location Rated Use With Timers,Use With Photo and/or Motion Sensors,Not for Use in Recessed Fixtures,Damp Location Rated Home ¦Products ¦ Lamps & Lightbulbs ¦ LED Lamps ¦ LED - A-Line ¦GE LED10DA19/827 GEL LED10DA19/827 69117 GE LED A19 GE LED10DA19/827 | 2700 | 81 | 800 | 80 | 15000 | 10 | 1 | 4.81 | 4.81 | 5.6519 | 2020Q3 | https://www.iesbuy.com/2525922/Product/GE-LED10DA19/827 | Independent Electric Supply | 2020 | Yes
LED Lighting | A-Type |  | True | Daylighting/Photocell, | General Purpose Replacement | A19 | E26 (Medium) | Damp Location Rated,Use With Timers,Not for Use in Recessed Fixtures,Use With Photo and/or Motion Sensors Damp Location Rated,Use With Timers,Not for Use in Recessed Fixtures,Use With Photo and/or Motion Sensors Home ¦Products ¦ Lamps & Lightbulbs ¦ LED Lamps ¦ LED - A-Line ¦GE LED10DA19/850 GEL LED10DA19/850 69146 GE LED A19 GE LED10DA19/850 | 5000 | 84 | 800 | 80 | 15000 | 10 | 1 | 4.81 | 4.81 | 5.6519 | 2020Q3 | https://www.iesbuy.com/2560099/Product/GE-LED10DA19/850 | Independent Electric Supply | 2020 | Yes
LED Lighting | A-Type | Satco | True |  | General Purpose Replacement | A19 | GU24 | Damp Location Rated Damp Location Rated Home Lamps, Bulbs, Ballasts Bulbs - LED LED - Traditional Lamps - A-Type LED Lamp, 10W, 120V, Bulb: A-Type (A19), Base: 2-Pin Twist-Lock (GU24), Lumens: 800, CRI: 90+, Color Temperature: 2700K, 220° Beam Spread, Rated Average Life: 25,000 Hrs. 60W Equivalent. Satco S9707 10 watt; A19 LED; 2700K; GU24 base; 220' beam spread; 90CRI; 120 volts | 2700 | 93 | 800 | 80 | 25000 | 10 | 1 | 6.71 | 6.71 | 7.8845 | 2020Q3 | https://www.platt.com/platt-electric-supply/LED-Traditional-Lamps-A-Type/Satco/S9707/product.aspx?zpid=469635 | Platt | 2020 | Yes
LED Lighting | A-Type | Sea Gull | True |  | General Purpose Replacement | A19 | E26 (Medium) | Damp Location Rated Damp Location Rated Home Lamps, Bulbs, Ballasts Bulbs - LED LED - Traditional Lamps - A-Type LED Bulb, A19, 10 Watt, 3000K, Medium Base, 120 Volt, 800 Lumens, CRI 90 Sea Gull 97502S LED Bulb, A19 | 3000 | 93 | 800 | 80 | 15000 | 10 | 1 | 9.35 | 9.35 | 10.9866 | 2020Q3 | https://www.platt.com/platt-electric-supply/LED-Traditional-Lamps-A-Type/Sea-Gull/97502S/product.aspx?zpid=444906 | Platt | 2020 | Yes
LED Lighting | A-Type | TCP | True |  | General Purpose Replacement | A19 | GU24 | Damp Location Rated Damp Location Rated Home Lamps, Bulbs, Ballasts Bulbs - LED LED - Traditional Lamps - A-Type LED A-Lamp, 120V, 11 Watts, 900 Lumens, CRI 90, GU24 Base, 2700K TCP L11A19GUD2527KCQ LED A-Lamp | 2700 | 92 | 800 | 80 | 25000 | 10 | 1 | 8.62 | 8.62 | 10.1288 | 2020Q3 | https://www.platt.com/platt-electric-supply/LED-Traditional-Lamps-A-Type/TCP/L11A19GUD2527KCQ/product.aspx?zpid=995147 | Platt | 2020 | Yes
LED Lighting | A-Type | TCP | True |  | General Purpose Replacement | A19 | E26 (Medium) | Damp Location Rated Damp Location Rated Home Lamps, Bulbs, Ballasts Bulbs - LED LED - Traditional Lamps - A-Type Tcp L60A19D2527Kcq T-20/24 10W A19; 120V; 800Lm; 2700K; 90Cri; 60W Equiv; Dimmmable Cq (California Qualified) TCP L60A19D2527KCQ 10 watt LED, 800 lumens, 2700K | 2700 | 92 | 800 | 80 | 25000 | 10 | 1 | 4.5 | 4.5 | 5.2877 | 2020Q3 | https://www.platt.com/platt-electric-supply/LED-Traditional-Lamps-A-Type/TCP/L60A19D2527KCQ/product.aspx?zpid=1445988 | Platt | 2020 | Yes
LED Lighting | A-Type | TCP | True |  | General Purpose Replacement | A19 | E26 (Medium) | Damp Location Rated Damp Location Rated Home Lamps, Bulbs, Ballasts Bulbs - LED LED - Traditional Lamps - A-Type TCP L60A19D2530KCQ T-20/24 10W A19; 120V; 800LM; 3000K; 90CRI; 60W EQUIV; DIMMMABLE CQ (CALIFORNIA QUALIFIED) TCP L60A19D2530KCQ 10 watt LED, 3000 K, 800 lumens | 3000 | 92 | 800 | 80 | 25000 | 10 | 1 | 4.5 | 4.5 | 5.2877 | 2020Q3 | https://www.platt.com/platt-electric-supply/LED-Traditional-Lamps-A-Type/TCP/L60A19D2530KCQ/product.aspx?zpid=1445977 | Platt | 2020 | Yes
LED Lighting | A-Type | Maxlite | True | Daylighting/Photocell, | General Purpose Replacement | A19 | E26 (Medium) | Damp Location Rated,Use With Timers,Not for Use in Recessed Fixtures,Use With Photo and/or Motion Sensors Damp Location Rated,Use With Timers,Not for Use in Recessed Fixtures,Use With Photo and/or Motion Sensors Home Lamps, Bulbs, Ballasts Bulbs - LED LED - Traditional Lamps - A-Type 10A19DLED930/G2/JA8 1409224 OPEN RATED 10W LED A19 DIM 90+CRI 3000K GEN 2 JA8 1409224 OPEN RATED 10W LED A19 DIM 90+CRI 3000K GEN 2 JA8 Maxlite 10A19DLED930/G2/JA8 1409224 OPEN RATED 10W LED A19 DIM 90+CRI 3000K GEN 2 JA8 | 3000 | 93 | 800 | 80 | 25000 | 10 | 1 | 19.18 | 19.18 | 22.5372 | 2020Q3 | https://www.rexelusa.com/usr/Root-Category/Lamps,-Bulbs,-Ballasts/Bulbs---LED/LED---Traditional/Lamps---A-Type/Maxlite-10A19DLED930-G2-JA8-1409224-OPEN-RATED-10W-LED-A19-DIM-90+CRI-3000K-GEN-2-JA8/p/1301866?prevPageNumber=72 | Rexel Energy Solutions | 2020 | Yes
LED Lighting | A-Type | SYLVANIA | True |  | General Purpose Replacement | A19 | E26 (Medium) | Damp Location Rated Damp Location Rated Home Lamps, Bulbs, Ballasts Bulbs - LED LED - Traditional Lamps - A-Type LED10A19/DIM/O/927/U/B 78111 LED10A19DIMO927UB 6/CS 1/SKU 78111 LED10A19DIMO927UB 6/CS 1/SKU SYLVANIA LED10A19/DIM/O/927/U/B 78111 LED10A19DIMO927UB 6/CS 1/SKU | 2700 | 92 | 800 | 80 | 25000 | 10 | 1 | 9.74 | 9.74 | 11.4449 | 2020Q3 | https://www.rexelusa.com/usr/Root-Category/Lamps,-Bulbs,-Ballasts/Bulbs---LED/LED---Traditional/Lamps---A-Type/SYLVANIA-LED10A19-DIM-O-927-U-B-78111-LED10A19DIMO927UB-6-CS-1-SKU/p/1241725?prevPageNumber=88 | Rexel Energy Solutions | 2020 | Yes
LED Lighting | A-Type | SYLVANIA | True |  | General Purpose Replacement | A19 | E26 (Medium) | Damp Location Rated Damp Location Rated Home Lamps, Bulbs, Ballasts Bulbs - LED LED - Traditional Lamps - A-Type LED10A19/DIM/O/930/U/B 78112 LED10A19DIMO930UB 6/CS 1/SKU 78112 LED10A19DIMO930UB 6/CS 1/SKU SYLVANIA LED10A19/DIM/O/930/U/B 78112 LED10A19DIMO930UB 6/CS 1/SKU | 3000 | 93 | 800 | 80 | 25000 | 10 | 1 | 9.74 | 9.74 | 11.4449 | 2020Q3 | https://www.rexelusa.com/usr/Root-Category/Lamps,-Bulbs,-Ballasts/Bulbs---LED/LED---Traditional/Lamps---A-Type/SYLVANIA-LED10A19-DIM-O-930-U-B-78112-LED10A19DIMO930UB-6-CS-1-SKU/p/1257042?prevPageNumber=64 | Rexel Energy Solutions | 2020 | Yes
LED Lighting | A-Type | SYLVANIA | True |  | General Purpose Replacement | A19 | E26 (Medium) | Damp Location Rated Damp Location Rated Home Lamps, Bulbs, Ballasts Bulbs - LED LED - Traditional Lamps - A-Type LED10A19/DIM/O/950/U/B 78113 LED10A19DIMO950UB 6/CS 1/SKU 78113 LED10A19DIMO950UB 6/CS 1/SKU SYLVANIA LED10A19/DIM/O/950/U/B 78113 LED10A19DIMO950UB 6/CS 1/SKU | 5000 | 96 | 800 | 80 | 25000 | 10 | 1 | 9.74 | 9.74 | 11.4449 | 2020Q3 | https://www.rexelusa.com/usr/Root-Category/Lamps,-Bulbs,-Ballasts/Bulbs---LED/LED---Traditional/Lamps---A-Type/SYLVANIA-LED10A19-DIM-O-950-U-B-78113-LED10A19DIMO950UB-6-CS-1-SKU/p/1269748?prevPageNumber=57 | Rexel Energy Solutions | 2020 | Yes
LED Lighting | A-Type | Rab | True |  | General Purpose Replacement | A19 | E26 (Medium) | Damp Location Rated,Recessed Fixtures Damp Location Rated,Recessed Fixtures Rab Shatterproof LED lamp features E26 medium screw-in base and A19 arbitrary shape. This 10-Watt frosted LED lamp delivers a neutral white light output of 800-Lumens with 3500K color temperature and 80 CRI. It has an average life of 15000 Hours and emits light at a beam angle of 230-Degrees. Dimmable LED lamp has a voltage rating of 120-Volts AC at 60-Hz and current rating of 101-Milli-Amps. It has plastic construction for durability. It has a power factor of 0.7. Lamp withstands a temperature rating from -20 to 45 deg C and measures 2-3/8-Inch Dia x 4-3/16-Inch. It is suitable for general lighting applications. It is perfect for use in both enclosed and open fixtures. It is ideal for damp locations. LED lamp meets UL, CEC, Title CA20, RoHS, Energy Star V2.0, 2340541 standards. Rab A19-10-E26-835-DIM Dimmable A19 Shatterproof LED Lamp E26 Medium Base 10-Watt 800-Lumens 80 CRI 3500K Neutral White | 3500 | 82 | 800 | 80 | 15000 | 10 | 12 | 4.23 | 0.3525 | 0.4142 | 2020Q3 | https://www.standardelectric.com/lighting-1600000000/rab-a19-10-e26-835-dim-dimmable-a19-shatterproof-led-lamp-e26-medium-base-10-watt-800-lumens-80-cri-3500k-neutral-white-899102 | Standard Electric | 2020 | Yes
LED Lighting | A-Type | GE Lighting | True | Daylighting/Photocell, | General Purpose Replacement | A19 | E26 (Medium) | Use With Timers,Use With Photo and/or Motion Sensors,Not for Use in Recessed Fixtures,Damp Location Rated Use With Timers,Use With Photo and/or Motion Sensors,Not for Use in Recessed Fixtures,Damp Location Rated Topbulb » LED Bulbs » LED Standard Shape » 60W Equal » GE 69117 LED10DA19/827 ¦ 10W LED - 60W Equal - 2700K Use this GE 10 watt LED as a direct replacement for 60 watt incandescent. Dimmable. Energy Start qualified. LED Technology Notice Due to constantly evolving nature of LED technology, manufacturers will reserve the right to replace this product with next generation technology. We appreciate your understanding and acceptance of this policy. Utility/Government Incentives Documents GE 69117 Spec Sheet About GE Lighting Started over 130 years ago, General Electric began with Thomas Edison's invention of the world's first affordable incandescent light bulb. More than a century later, the company still brings light to the world through its products. Its modern new light technologies, such as fluorescent and LED light bulbs, cost less and are more energy efficient and environmentally friendly. GE currently works to make nearly all of their lighting products Energy Star certified. 15,000 Hours • Warm White Light • Dimmable GE 69117 LED10DA19/827 ¦ 10W LED - 60W Equal - 2700K | 2700 | 81 | 800 | 80 | 15000 | 10 | 1 | 4.95 | 4.95 | 5.8164 | 2020Q3 | https://www.topbulb.com/ge-69117-10w-led-a19-e26-medium-base-2700k | Top Bulb | 2020 | Yes
LED Lighting | A-Type | GE Lighting | True | Daylighting/Photocell, | General Purpose Replacement | A19 | E26 (Medium) | Use With Timers,Use With Photo and/or Motion Sensors,Damp Location Rated,Not for Use in Recessed Fixtures Use With Timers,Use With Photo and/or Motion Sensors,Damp Location Rated,Not for Use in Recessed Fixtures Topbulb » LED Bulbs » LED Standard Shape » 60W Equal » GE 69119 LED10DA19/830 ¦ 10W LED - 60W Equal - A19 - 3000K Use this GE 10 watt, medium base LED as a direct replacement for 60 watt incandescent equivalent light sources. LED Technology Notice Due to constantly evolving nature of LED technology, manufacturers will reserve the right to replace this product with next generation technology. We appreciate your understanding and acceptance of this policy. Utility/Government Incentives Documents GE 69119 Spec Sheet About GE Lighting Started over 130 years ago, General Electric began with Thomas Edison's invention of the world's first affordable incandescent light bulb. More than a century later, the company still brings light to the world through its products. Its modern new light technologies, such as fluorescent and LED light bulbs, cost less and are more energy efficient and environmentally friendly. GE currently works to make nearly all of their lighting products Energy Star certified. 15,000 Hours • 800 Lumens • Dimmable GE 69119 LED10DA19/830 ¦ 10W LED - 60W Equal - A19 - 3000K | 3000 | 83 | 800 | 80 | 15000 | 10 | 1 | 4.95 | 4.95 | 5.8164 | 2020Q3 | https://www.topbulb.com/ge-69119-10w-led-a19-3000k | Top Bulb | 2020 | Yes
LED Lighting | A-Type | GE Lighting | True | Daylighting/Photocell, | General Purpose Replacement | A19 | E26 (Medium) | Use With Timers,Use With Photo and/or Motion Sensors,Damp Location Rated,Not for Use in Recessed Fixtures Use With Timers,Use With Photo and/or Motion Sensors,Damp Location Rated,Not for Use in Recessed Fixtures Topbulb » LED Bulbs » LED Standard Shape » 60W Equal » GE 69133 LED10DA19/840 ¦ 10W LED - 60W Equal - A19 - 4000K Use this GE 10 watt, medium base LED as a direct replacement for 60 watt incandescent equivalent light sources. LED Technology Notice Due to constantly evolving nature of LED technology, manufacturers will reserve the right to replace this product with next generation technology. We appreciate your understanding and acceptance of this policy. Utility/Government Incentives Documents GE 69133 Spec Sheet About GE Lighting Started over 130 years ago, General Electric began with Thomas Edison's invention of the world's first affordable incandescent light bulb. More than a century later, the company still brings light to the world through its products. Its modern new light technologies, such as fluorescent and LED light bulbs, cost less and are more energy efficient and environmentally friendly. GE currently works to make nearly all of their lighting products Energy Star certified. 15,000 Hours • 800 Lumens • Dimmable GE 69133 LED10DA19/840 ¦ 10W LED - 60W Equal - A19 - 4000K | 4000 | 84 | 800 | 80 | 15000 | 10 | 1 | 4.95 | 4.95 | 5.8164 | 2020Q3 | https://www.topbulb.com/ge-69133-10w-led-a19-4000k | Top Bulb | 2020 | Yes
LED Lighting | A-Type | GE Lighting | True | Daylighting/Photocell, | General Purpose Replacement | A19 | E26 (Medium) | Damp Location Rated,Use With Timers,Not for Use in Recessed Fixtures,Use With Photo and/or Motion Sensors Damp Location Rated,Use With Timers,Not for Use in Recessed Fixtures,Use With Photo and/or Motion Sensors Topbulb » LED Bulbs » LED Standard Shape » 60W Equal » GE 69146 LED10DA19/850 ¦ 10W LED - 60 Watt Equal - 5000K Use this GE 10 watt LED as a direct replacement for a 60 watt incandescent in application where very cool white light, similar to daylight, is required. Dimmable. Energy Star qualified. LED Technology Notice Due to constantly evolving nature of LED technology, manufacturers will reserve the right to replace this product with next generation technology. We appreciate your understanding and acceptance of this policy. Utility/Government Incentives Documents GE 69146 Spec Sheet About GE Lighting Started over 130 years ago, General Electric began with Thomas Edison's invention of the world's first affordable incandescent light bulb. More than a century later, the company still brings light to the world through its products. Its modern new light technologies, such as fluorescent and LED light bulbs, cost less and are more energy efficient and environmentally friendly. GE currently works to make nearly all of their lighting products Energy Star certified. 15,000 Hours • Very Cool White Light • Dimmable GE 69146 LED10DA19/850 ¦ 10W LED - 60 Watt Equal - 5000K | 5000 | 84 | 800 | 80 | 15000 | 10 | 1 | 4.95 | 4.95 | 5.8164 | 2020Q3 | https://www.topbulb.com/ge-69146-10w-led-a19-e26-medium-base-5000k | Top Bulb | 2020 | Yes
LED Lighting | A-Type | Satco | True |  | A19/21 | GU24 (Bi-Pin / Twist & Lock) | GU24 (Bi-Pin / Twist & Lock) | Home / Light Bulbs / LED / Satco - S8482 - 10A19/LED/4K/90CRI/GU24 Approved for Enclosed Fixtures; Damp Location Rated 10W A19 LED Lamp - 800 Lumens - Cool White (4000K) - 90 CRI - 25000 Hours - GU24 (Bi-Pin / Twist & Lock) - 120 to 130V - Frost Satco - S8482 - 10A19/LED/4K/90CRI/GU24 | 4000 | 90 | 800 | 80 | 25000 | 10 | 1 | 5.37 | 5.37 | 6.31 | 2020Q3 | https://shop.regencylighting.com/lamps/led/10a19-led-4k-90cri-gu24-s8482.html | Regency Lighting | 2020 | Yes
LED Lighting | A-Type | Satco | True |  | A19/21 | E26 (Medium) | E26 (Medium) | Home / Light Bulbs / LED / Satco - S8480 - 10A19/LED/4K/90CRI Approved for Enclosed Fixtures; Damp Location Rated 10W A19 LED Lamp - 800 Lumens - Cool White (4000K) - 90 CRI - 25000 Hours - E26 (Medium) - 120 to 130V - Frost Satco - S8480 - 10A19/LED/4K/90CRI | 4000 | 90 | 800 | 80 | 25000 | 10 | 1 | 5.37 | 5.37 | 6.31 | 2020Q3 | https://shop.regencylighting.com/lamps/led/10a19-led-4k-90cri-s8480.html | Regency Lighting | 2020 | Yes
LED Lighting | A-Type | Satco | True | Daylighting/Photocell, | A19/21 | E26 (Medium) | E26 (Medium) | Home / Light Bulbs / LED / Satco - S8481 - 10A19/LED/5K/90CRI Approved for Enclosed Fixtures; Damp Location Rated 10W A19 LED Lamp - 800 Lumens - Daylight (5000K) - 90 CRI - 25000 Hours - E26 (Medium) - 120 to 130V - Frost Satco - S8481 - 10A19/LED/5K/90CRI | 5000 | 90 | 800 | 80 | 25000 | 10 | 1 | 5.37 | 5.37 | 6.31 | 2020Q3 | https://shop.regencylighting.com/lamps/led/10a19-led-5k-90cri-s8481.html | Regency Lighting | 2020 | Yes
LED Lighting | A-Type | Philips | False |  | A19/21 | E26 (Medium) | E26 (Medium) | Home / Light Bulbs / LED / Philips - 548222 - 10A19/LED/827/FR/P/ND 4/2FB LED A19 Lamp; 2 Pack 10W A19 LED Lamp - Universal - 800 Lumens - Warm White (2700K) - 80 CRI - 11000 hrs. - E26 (Medium) - 120 to 130V - Frost Philips - 548222 - 10A19/LED/827/FR/P/ND 4/2FB | 2700 | 80 | 800 | 80 | 11000 | 10 | 1 | 7.14 | 7.14 | 8.3898 | 2020Q3 | https://shop.regencylighting.com/lamps/led/10a19-led-827-fr-p-nd-4-2fb-54822-2.html | Regency Lighting | 2020 | Yes
LED Lighting | A-Type | Maxlite | True |  | A19/21 | E26 (Medium) | E26 (Medium) | Home / Light Bulbs / LED / Maxlite - 107623 - 10A19DLED930/JA8 Energy Star Certified 10W A19 LED Lamp - Universal - 800 Lumens - Warm White (3000K) - 94 CRI - 25000 Hours - E26 (Medium) - 120 to 130V Maxlite - 107623 - 10A19DLED930/JA8 | 3000 | 94 | 800 | 80 | 25000 | 10 | 1 | 4.58 | 4.58 | 5.3817 | 2020Q3 | https://shop.regencylighting.com/lamps/led/10a19dled930-ja8-mxt.html | Regency Lighting | 2020 | Yes
LED Lighting | A-Type | Satco | True |  | A19/21 | GU24 (Bi-Pin / Twist & Lock) | GU24 (Bi-Pin / Twist & Lock) | Home / Light Bulbs / LED / LED A-Line / Satco - S8482 - 10A19/LED/4K/90CRI/GU24 Approved for Enclosed Fixtures; Damp Location Rated 10W A19 LED Lamp - 800 Lumens - Cool White (4000K) - 90 CRI - 25000 Hours - GU24 (Bi-Pin / Twist & Lock) - 120 to 130V - Frost Satco - S8482 - 10A19/LED/4K/90CRI/GU24 | 4000 | 90 | 800 | 80 | 25000 | 10 | 1 | 5.37 | 5.37 | 6.31 | 2020Q3 | https://shop.regencylighting.com/lamps/led/a-line/10a19-led-4k-90cri-gu24-s8482.html | Regency Lighting | 2020 | Yes
LED Lighting | A-Type | Satco | True |  | A19/21 | E26 (Medium) | E26 (Medium) | Home / Light Bulbs / LED / LED A-Line / Satco - S8480 - 10A19/LED/4K/90CRI Approved for Enclosed Fixtures; Damp Location Rated 10W A19 LED Lamp - 800 Lumens - Cool White (4000K) - 90 CRI - 25000 Hours - E26 (Medium) - 120 to 130V - Frost Satco - S8480 - 10A19/LED/4K/90CRI | 4000 | 90 | 800 | 80 | 25000 | 10 | 1 | 5.37 | 5.37 | 6.31 | 2020Q3 | https://shop.regencylighting.com/lamps/led/a-line/10a19-led-4k-90cri-s8480.html | Regency Lighting | 2020 | Yes
LED Lighting | A-Type | Satco | True | Daylighting/Photocell, | A19/21 | E26 (Medium) | E26 (Medium) | Home / Light Bulbs / LED / LED A-Line / Satco - S8481 - 10A19/LED/5K/90CRI Approved for Enclosed Fixtures; Damp Location Rated 10W A19 LED Lamp - 800 Lumens - Daylight (5000K) - 90 CRI - 25000 Hours - E26 (Medium) - 120 to 130V - Frost Satco - S8481 - 10A19/LED/5K/90CRI | 5000 | 90 | 800 | 80 | 25000 | 10 | 1 | 5.37 | 5.37 | 6.31 | 2020Q3 | https://shop.regencylighting.com/lamps/led/a-line/10a19-led-5k-90cri-s8481.html | Regency Lighting | 2020 | Yes
LED Lighting | A-Type | Philips | False |  | A19/21 | E26 (Medium) | E26 (Medium) | Home / Light Bulbs / LED / LED A-Line / Philips - 548222 - 10A19/LED/827/FR/P/ND 4/2FB LED A19 Lamp; 2 Pack 10W A19 LED Lamp - Universal - 800 Lumens - Warm White (2700K) - 80 CRI - 11000 hrs. - E26 (Medium) - 120 to 130V - Frost Philips - 548222 - 10A19/LED/827/FR/P/ND 4/2FB | 2700 | 80 | 800 | 80 | 11000 | 10 | 1 | 7.14 | 7.14 | 8.3898 | 2020Q3 | https://shop.regencylighting.com/lamps/led/a-line/10a19-led-827-fr-p-nd-4-2fb-54822-2.html | Regency Lighting | 2020 | Yes
LED Lighting | A-Type | Maxlite | True |  | A19/21 | E26 (Medium) | E26 (Medium) | Home / Light Bulbs / LED / LED A-Line / Maxlite - 107623 - 10A19DLED930/JA8 Energy Star Certified 10W A19 LED Lamp - Universal - 800 Lumens - Warm White (3000K) - 94 CRI - 25000 Hours - E26 (Medium) - 120 to 130V Maxlite - 107623 - 10A19DLED930/JA8 | 3000 | 94 | 800 | 80 | 25000 | 10 | 1 | 4.58 | 4.58 | 5.3817 | 2020Q3 | https://shop.regencylighting.com/lamps/led/a-line/10a19dled930-ja8-mxt.html | Regency Lighting | 2020 | Yes
LED Lighting | A-Type | Philips | True |  | A19/21 | E26 (Medium) | E26 (Medium) | Home / Light Bulbs / LED / LED A-Line / Philips - 465187 - BC10A19/AMB/927/DIM 120V Energy Star Rated; Enclosed Fixture Rated 10W A19 LED Lamp - Universal - 800 Lumens - Warm White (2700K) - 90 CRI - 25000 Hours - E26 (Medium) - 120 to 130V - Amber Philips - 465187 - BC10A19/AMB/927/DIM 120V | 2700 | 90 | 800 | 80 | 25000 | 10 | 1 | 7 | 7 | 8.2253 | 2020Q3 | https://shop.regencylighting.com/lamps/led/a-line/bc10a19-amb-927-dim-120v-46518-7.html | Regency Lighting | 2020 | Yes
LED Lighting | A-Type | TCP | True |  | A19/21 | E26 (Medium) | E26 (Medium) | Home / Light Bulbs / LED / LED A-Line / TCP - L10A19D1527KCQ Energy Star Certified; JA8 Approved; Damp Location Approved; Approved for Enclosed Fixtures; Shatter Resistant 10W A19 LED Lamp - Universal - 800 Lumens - Warm White (2700K) - 90 CRI - 15000 Hours - E26 (Medium) - 120 to 130V - Frost TCP - L10A19D1527KCQ | 2700 | 90 | 800 | 80 | 15000 | 10 | 1 | 4.84 | 4.84 | 5.6872 | 2020Q3 | https://shop.regencylighting.com/lamps/led/a-line/l10a19d1527kcq-tcp.html | Regency Lighting | 2020 | Yes
LED Lighting | A-Type | Sylvania | False |  | A19/21 | E26 (Medium) | E26 (Medium) | Home / Light Bulbs / LED / LED A-Line / Sylvania - 72554 - LED10A19/F/827/RP Indoor/Outdoor; Open Fixtures; Energy Star 10W A19 LED Lamp - Universal - 800 Lumens - Warm White (2700K) - 82 CRI - 25000 Hours - E26 (Medium) - 120 to 130V - Frost Sylvania - 72554 - LED10A19/F/827/RP | 2700 | 82 | 800 | 80 | 25000 | 10 | 1 | 71.14 | 71.14 | 83.5922 | 2020Q3 | https://shop.regencylighting.com/lamps/led/a-line/led10a19-f-827-rp-72554.html | Regency Lighting | 2020 | Yes
LED Lighting | A-Type | Sylvania | True | Scene Controls, | A19/21 | E26 (Medium) | E26 (Medium) | Home / Light Bulbs / LED / LED A-Line / Sylvania - 74484 - LED10A19CHOMEKITBLES+ Smart + LED A19 RGBW Bluetooth Homekit Lamp; Dimmable; Color Temperature Tunable between 2700-6500 Kelvin; Indoor Use Only 10W A19 LED Lamp - 800 Lumens - Warm White (1900K) - 80 CRI - 20000 hrs. - E26 (Medium) Sylvania - 74484 - LED10A19CHOMEKITBLES+ | 1900 | 80 | 800 | 80 | 20000 | 10 | 1 | 63.28 | 63.28 | 74.3564 | 2020Q3 | https://shop.regencylighting.com/lamps/led/a-line/led10a19chomekitbles-74484.html | Regency Lighting | 2020 | Yes
LED Lighting | A-Type | Sylvania | True |  | A19/21 | E26 (Medium) | E26 (Medium) | Home / Light Bulbs / LED / LED A-Line / Sylvania - 78112 - LED10A19DIMO930UB 6/CS 1/SKU Approved for Totally Enclosed Fixtures; Frosted Plastic; Indoor/Outdoor Damp Rated; Omnidirectional; CEC and JA8 Compliant 10W A19 LED Lamp - Universal - 800 Lumens - Warm White (3000K) - 93 CRI - 25000 Hours - E26 (Medium) - 120 to 130V - Frost Sylvania - 78112 - LED10A19DIMO930UB 6/CS 1/SKU | 3000 | 93 | 800 | 80 | 25000 | 10 | 6 | 29.88 | 4.98 | 5.8517 | 2020Q3 | https://shop.regencylighting.com/lamps/led/a-line/led10a19dimo930ub-6-cs-1-sku-78112.html | Regency Lighting | 2020 | Yes
LED Lighting | A-Type | Sylvania | True |  | A19/21 | E26 (Medium) | E26 (Medium) | Home / Light Bulbs / LED / LED A-Line / Sylvania - 73693 - LED10A19DIMRGBWLFY Lightify Smart Connected Light 10W A19 LED Lamp - Universal - 800 Lumens - 80 CRI - 20000 Hours - E26 (Medium) Sylvania - 73693 - LED10A19DIMRGBWLFY |  | 80 | 800 | 80 | 20000 | 10 | 1 | 56.07 | 56.07 | 65.8844 | 2020Q3 | https://shop.regencylighting.com/lamps/led/a-line/led10a19dimrgbwlfy-73693.html | Regency Lighting | 2020 | Yes
LED Lighting | A-Type | TCP | True |  | A19/21 | E26 (Medium) | E26 (Medium) | Home / Light Bulbs / LED / LED A-Line / TCP - LED10A19DOD27K Damp Location; Suitable for Totally Enclosed Fixtures 10W A19 LED Lamp - Universal - 800 Lumens - Warm White (2700K) - 82 CRI - 25000 Hours - E26 (Medium) - 120 to 130V - White TCP - LED10A19DOD27K | 2700 | 82 | 800 | 80 | 25000 | 10 | 48 | 354.24 | 7.38 | 8.6718 | 2020Q3 | https://shop.regencylighting.com/lamps/led/a-line/led10a19dod27k-tcp.html | Regency Lighting | 2020 | Yes
LED Lighting | A-Type | TCP | False |  | A19/21 | E26 (Medium) | E26 (Medium) | Home / Light Bulbs / LED / LED A-Line / TCP - RLAO10W27KND Energy Star; Damp Location; Suitable for Totally Enclosed Fixtures 10W A19 LED Lamp - Universal - 800 Lumens - Warm White (2700K) - 82 CRI - 25000 Hours - E26 (Medium) - 120 to 130V TCP - RLAO10W27KND | 2700 | 82 | 800 | 80 | 25000 | 10 | 1 | 5.86 | 5.86 | 6.8857 | 2020Q3 | https://shop.regencylighting.com/lamps/led/a-line/rlao10w27knd-tcp.html | Regency Lighting | 2020 | Yes
LED Lighting | A-Type | Philips | True |  | A19/21 | E26 (Medium) | E26 (Medium) | Home / Light Bulbs / LED / Philips - 465187 - BC10A19/AMB/927/DIM 120V Energy Star Rated; Enclosed Fixture Rated 10W A19 LED Lamp - Universal - 800 Lumens - Warm White (2700K) - 90 CRI - 25000 Hours - E26 (Medium) - 120 to 130V - Amber Philips - 465187 - BC10A19/AMB/927/DIM 120V | 2700 | 90 | 800 | 80 | 25000 | 10 | 1 | 7 | 7 | 8.2253 | 2020Q3 | https://shop.regencylighting.com/lamps/led/bc10a19-amb-927-dim-120v-46518-7.html | Regency Lighting | 2020 | Yes
LED Lighting | A-Type | TCP | True |  | A19/21 | E26 (Medium) | E26 (Medium) | Home / Light Bulbs / LED / TCP - L10A19D1527KCQ Energy Star Certified; JA8 Approved; Damp Location Approved; Approved for Enclosed Fixtures; Shatter Resistant 10W A19 LED Lamp - Universal - 800 Lumens - Warm White (2700K) - 90 CRI - 15000 Hours - E26 (Medium) - 120 to 130V - Frost TCP - L10A19D1527KCQ | 2700 | 90 | 800 | 80 | 15000 | 10 | 1 | 4.84 | 4.84 | 5.6872 | 2020Q3 | https://shop.regencylighting.com/lamps/led/l10a19d1527kcq-tcp.html | Regency Lighting | 2020 | Yes
LED Lighting | A-Type | Sylvania | False |  | A19/21 | E26 (Medium) | E26 (Medium) | Home / Light Bulbs / LED / Sylvania - 72554 - LED10A19/F/827/RP Indoor/Outdoor; Open Fixtures; Energy Star 10W A19 LED Lamp - Universal - 800 Lumens - Warm White (2700K) - 82 CRI - 25000 Hours - E26 (Medium) - 120 to 130V - Frost Sylvania - 72554 - LED10A19/F/827/RP | 2700 | 82 | 800 | 80 | 25000 | 10 | 1 | 71.14 | 71.14 | 83.5922 | 2020Q3 | https://shop.regencylighting.com/lamps/led/led10a19-f-827-rp-72554.html | Regency Lighting | 2020 | Yes
LED Lighting | A-Type | Sylvania | True | Scene Controls, | A19/21 | E26 (Medium) | E26 (Medium) | Home / Light Bulbs / LED / Sylvania - 74484 - LED10A19CHOMEKITBLES+ Smart + LED A19 RGBW Bluetooth Homekit Lamp; Dimmable; Color Temperature Tunable between 2700-6500 Kelvin; Indoor Use Only 10W A19 LED Lamp - 800 Lumens - Warm White (1900K) - 80 CRI - 20000 hrs. - E26 (Medium) Sylvania - 74484 - LED10A19CHOMEKITBLES+ | 1900 | 80 | 800 | 80 | 20000 | 10 | 1 | 63.28 | 63.28 | 74.3564 | 2020Q3 | https://shop.regencylighting.com/lamps/led/led10a19chomekitbles-74484.html | Regency Lighting | 2020 | Yes
LED Lighting | A-Type | Sylvania | True |  | A19/21 | E26 (Medium) | E26 (Medium) | Home / Light Bulbs / LED / Sylvania - 78112 - LED10A19DIMO930UB 6/CS 1/SKU Approved for Totally Enclosed Fixtures; Frosted Plastic; Indoor/Outdoor Damp Rated; Omnidirectional; CEC and JA8 Compliant 10W A19 LED Lamp - Universal - 800 Lumens - Warm White (3000K) - 93 CRI - 25000 Hours - E26 (Medium) - 120 to 130V - Frost Sylvania - 78112 - LED10A19DIMO930UB 6/CS 1/SKU | 3000 | 93 | 800 | 80 | 25000 | 10 | 6 | 29.88 | 4.98 | 5.8517 | 2020Q3 | https://shop.regencylighting.com/lamps/led/led10a19dimo930ub-6-cs-1-sku-78112.html | Regency Lighting | 2020 | Yes
LED Lighting | A-Type | Sylvania | True |  | A19/21 | E26 (Medium) | E26 (Medium) | Home / Light Bulbs / LED / Sylvania - 73693 - LED10A19DIMRGBWLFY Lightify Smart Connected Light 10W A19 LED Lamp - Universal - 800 Lumens - 80 CRI - 20000 Hours - E26 (Medium) Sylvania - 73693 - LED10A19DIMRGBWLFY |  | 80 | 800 | 80 | 20000 | 10 | 1 | 56.07 | 56.07 | 65.8844 | 2020Q3 | https://shop.regencylighting.com/lamps/led/led10a19dimrgbwlfy-73693.html | Regency Lighting | 2020 | Yes
LED Lighting | A-Type | TCP | True |  | A19/21 | E26 (Medium) | E26 (Medium) | Home / Light Bulbs / LED / TCP - LED10A19DOD27K Damp Location; Suitable for Totally Enclosed Fixtures 10W A19 LED Lamp - Universal - 800 Lumens - Warm White (2700K) - 82 CRI - 25000 Hours - E26 (Medium) - 120 to 130V - White TCP - LED10A19DOD27K | 2700 | 82 | 800 | 80 | 25000 | 10 | 48 | 354.24 | 7.38 | 8.6718 | 2020Q3 | https://shop.regencylighting.com/lamps/led/led10a19dod27k-tcp.html | Regency Lighting | 2020 | Yes
LED Lighting | A-Type | TCP | False |  | A19/21 | E26 (Medium) | E26 (Medium) | Home / Light Bulbs / LED / TCP - RLAO10W27KND Energy Star; Damp Location; Suitable for Totally Enclosed Fixtures 10W A19 LED Lamp - Universal - 800 Lumens - Warm White (2700K) - 82 CRI - 25000 Hours - E26 (Medium) - 120 to 130V TCP - RLAO10W27KND | 2700 | 82 | 800 | 80 | 25000 | 10 | 1 | 5.86 | 5.86 | 6.8857 | 2020Q3 | https://shop.regencylighting.com/lamps/led/rlao10w27knd-tcp.html | Regency Lighting | 2020 | Yes
LED Lighting | A-Type | Sunlite |  | Daylighting/Photocell, |  | A19 | Medium (E27) | Description Replace 60-Watt incandescent bulbs in your home with this LED A19 and save up to 83 percent in energy costs. Frosted lens reduces glare 5000K daylight white 220 Volt 800 Lumens - 5000 Kelvin - Medium Base - 220 Volt - Sunlite 80119-SU LED A19 - 10 Watt - 60 Watt Equal - Daylight White | 5000 |  | 800 | 80 |  | 10 | 50 | 147.5 | 2.95 | 3.4664 | 2020Q3 | https://www.1000bulbs.com/product/208977/LED-80119SU.html | 1000bulbs.com | 2020 | Yes
LED Lighting | A-Type | Euri Lighting | True | Scene Controls, Daylighting/Photocell, |  | A19 | Medium (E26) | Description Switch on the kitchen lights from the bedroom, adjust your lighting color temperature on the fly, or set the timer and never walk into a dark home again thanks to this smart Wi-Fi LED bulb from Euri Lighting. This innovative A19 bulb partners with the Life In Sync app available on iOS and Android smart devices and even functions off voice commands from Amazon's Alexa or Google Assistant. Installation is a snap by simply connecting the bulb to your home's Wi-Fi and then syncing the bulb to your app. Color tunable from a very warm 2000 Kelvin to daylight white 5000 Kelvin Energy efficient using only 10 watts while producing up to 800 Lumens Dimmable through the Life In Sync with no dimmer switch needed Pairs with 2.4GHZ wifi only 10 Watt - LED A19 Bulb - Easy WiFi Setup - No Hub Required - Works with Amazon Alexa and Google Assistant - Euri Lighting LIS-A1000 Smart WiFi Light Bulb - Halogen Match to Daylight White Adjustable | 2000 |  | 800 | 80 |  | 10 | 28 | 268.52 | 9.59 | 11.2686 | 2020Q3 | https://www.1000bulbs.com/product/210096/IRT-10206.html | 1000bulbs.com | 2020 | Yes
LED Lighting | A-Type | Sylvania | True | Scene Controls, |  | A-19 | Medium (E26) | LED A-Style Light Bulbs ¦ Smart Bulbs ¦ Wireless Lighting Accessories Osram Sylvania Lightify A19 lamp. Must be used with Gateway (73692). Plug the gateway into a standard wall outlet anywhere in your home or business to wirelessly sync with your existing WiFi network. Download the Lightify app on Apple iOS7 or above and Android 4.1 or above. Connected with the ZigBee network. Home automation smart lighting controlled by smartphone or tablet Color changing bulb (Mixing Red,Green, Blue) and Tunable White (1900K-6500K) Dimmable at each set color temperature Life: 20,000 hours rated life Replaces 60W A19 incandescent LIGHTIFY System is controllable from inside the home or on the go Control light sources with simple to use scenes and grouping via the LIGHTIFY App A19 and Gateway available as a starter kit and contains Wireless Gateway and LIGHTIFY LED A19 Lamp Connect up to 50 bulbs Home automation smart lighting controlled by smartphone or tablet Color changing bulb (Mixing Red,Green, Blue) and Tunable White (1900K-6500K) Dimmable at each set color temperature Replaces 60W A19 incandescent LIGHTIFY System is controllable from inside the home or on the go Control light sources with simple to use scenes and grouping via the LIGHTIFY App A19 and Gateway available as a starter kit and contains Wireless Gateway and LIGHTIFY LED A19 Lamp Connect up to 50 bulbs Lightify A19 RGB Color Changing LED Bulb | 1900 | 80 | 800 | 80 | 20000 | 10 | 4 | 39.99 | 9.9975 | 11.7474 | 2020Q3 | https://www.bulbs.com/product/LED10A19RGBWLFY | Bulbs.com | 2020 | Yes
LED Lighting | A-Type | GE | True | Daylighting/Photocell, | General Purpose Replacement | A19 | E26 (Medium) | Use With Timers,Use With Photo and/or Motion Sensors,Damp Location Rated,Not for Use in Recessed Fixtures Use With Timers,Use With Photo and/or Motion Sensors,Damp Location Rated,Not for Use in Recessed Fixtures LED A-Style Light Bulbs GE dimmable 10 watt 2700K A19 LED bulb generates as much light as many 60 watt incandescent bulbs. No lead or mercury means easy and environmentally safe disposal Very long life - Rated to still put out 70% as much light after 15,000 hours of operation as it does when brand new Compatible with Lutron CTCL-153P, DVCL-153P and MACL-153M dimmers Not for use in enclosed fixtures because heat build up will shorten life. Do not “hot swap” this bulb. Turn off fixture before replacing existing bulb. No lead or mercury means easy and environmentally safe disposal Very long life - Rated to still put out 70% as much light after 15,000 hours of operation as it does when brand new Compatible with Lutron CTCL-153P, DVCL-153P and MACL-153M dimmers GE Dimmable 10 Watt 2700K A19 LED Bulb (Pack of 4) | 2700 | 82 | 800 | 80 | 15000 | 10 | 4 | 5.96 | 1.49 | 1.7508 | 2020Q3 | https://www.bulbs.com/product/LED10DA19-WT4 | Bulbs.com | 2020 | Yes
LED Lighting | A-Type | Sylvania | True | Scene Controls, Daylighting/Photocell, | LED | A19 |  | Bulb ShapeA19BR30 Wattage10 Watt6 Watt Color Temp.2700K to 6500K Works withApple HomeKitZigbee Product Description MUST ORDER IN MULTIPLE OF 4 The Sylvania 73693 LED10A19RGBWZBS+ Smart Home light bulb doesn't behave like traditional A19 LED lamp. This 10w a19 medium base bulb led operates through smartphone, tablet, and/or voice integration at home or away from the home. Additional features below make it compatible with new and pre-existing ZigBee® smart home automation systems. Sylvania 73693 Features: Millions of color options; adjustable color - soft white, bright white, and daylight white On/off dimming functions Tunable color temperature between 2700K to 6500K 20,000 life hours Application notes: Requires ZigBee® compatible home automation hub (sold separately) and wifi network to activate product. Must be placed in range of a wireles router Sylvania 73693 Applications: Residential Use Commercial Use Indoor Use Table and pendant lamps Alternate Product Versions $126.32 add Sylvania 74979 - 6W LED A19 - 2700K - Clear SMART+ Bluetooth® - LED6A19FWHOMEKITBLES+ - 650 Lumens - 80+ CRI - Works with Apple® HomeKit™ $186.04 add Sylvania 74484 - 10W LED A19 - Adjustable 2700K to 6500K Light - Full Color SMART+ Bluetooth® - LED10A19CHOMEKITBLES+ - 800 Lumens - 80+ CRI - Works with Apple® HomeKit™ - MUST ORDER IN MULTIPLE OF 4 $230.00 add Sylvania 74988 - 10W LED BR30 - Adjustable White Lamp - 2700K to 6500K - Full Color SMART+ Bluetooth - LED10BR30CHOMEKITBLES+ - 800 Lumens - 80+ CRI - Dimmable - Works with Apple® HomeKit™ - MUST ORDER IN MULTIPLE OF 4 SMART+ ZigBee® - LED10A19RGBWZBS+ - 800 Lumens - 80+ CRI - 120V - MUST ORDER IN MULTIPLE OF 4 Sylvania 73693 - 10W LED A19 - Adjustable White Lamp - 2700K to 6500K - Full Color | 2700 | 80 | 800 | 80 | 20000 | 10 | 4 | 179.8 | 44.95 | 52.818 | 2020Q3 | https://www.energyavenue.com/Sylvania/LED10A19RGBWZBS+ | Energy Avenue | 2020 | Yes
LED Lighting | A-Type | Philips Lighting | False |  | A19 | Arbitrary | E26 Single Contact Medium Screw | Philips Lighting CorePro LED lamp in frosted finish, has plastic construction for added durability. The A19 arbitrary lamp with E26 single contact medium screw base, has a voltage rating of 120-Volts and current rating of 165-Milli-Amps. The 10-Watt lamp delivers warm white light output of 800-Lumens initial with 2700K color temperature and 80 CRI. It has an average life of 11000 Hours. The 150-Degree omni-directional beam angle provides even light distribution. The lamp has power factor of 0.5. It measures 60-mm x 110-mm. Philips Lighting 548222 A19 LED Lamp E26 Single Contact Medium Screw Base 10-Watt 800-Lumens 80 CRI 2700K Warm White CorePro | 2700 | 80 | 800 | 80 | 11000 | 10 | 1 | 8.3 | 8.3 | 9.7528 | 2020Q3 | https://www.ew-ne.com/lighting-1600000000/philips-lighting-548222-a19-led-lamp-e26-single-contact-medium-screw-base-10-watt-800-lumens-80-cri-2700k-warm-white-corepro-865030 | Electrical Wholesalers Inc | 2020 | Yes
LED Lighting | A-Type |  | True |  |  |  |  | DESCRIPTION LED Lamp; Item LED Lamp; Type Dimmable; Voltage Rating (V) 120; Wattage (W) 10; Intensity 800 Lumen; Shape Designation A19; Base Type E26 Medium Screw; Glass Color White; Length 4.4 Inch; Color Rendering Index 80; Color Temperature in Kelvin 2700; Life in hour 15000; Beam Spread Type Omni Directional; Application Damp Location; Approval UL (Canada and US); RoHS Compliant G LED10DA19/827-120 10W LMP A19 2700K PRO# 69117 *POSSIBLY REBATEABLE* NOT FOR ENCLOSED FIXTURES | 2700 |  | 800 | 80 |  | 10 | 1 | 63.6 | 63.6 | 74.7325 | 2020Q3 | https://www.granitecityelectric.com/index.jsp?path=product&part=970736&ds=dept&process=search&qdx=0&ID=%2CLighting%2CLamps%2CLED.Lamps.Modules%2CLED.A.Line.A.Shape.Lamps%2Cdept-20Z&title=69117 | Granite City Electric Supply | 2020 | Yes
LED Lighting | A-Type | Philips Lighting | False |  | A19 (Arbitrary) |  | Medium Screw (E26), Medium Screw (E26), Medium Screw (E26) | Home Lamps, Bulbs, Ballasts Bulbs - LED LED - Traditional Lamps - A-Type (2 Pack) Non-Dimmable LED Lamp, 10 Watts, 120V, Bulb: A-Type (A19), Base: Medium Screw (E26), Lumens: 800, CRI: 80, Color Temperature: 2700K. Rated Average Life: 11,000 Hrs. *Philips p/n 548222, 12NC 929001957604. 60W Non-Dim Equivalent. ***1 = 2 Pack*** Philips Lighting 10A19/LED/827/FR/P/ND 4/2FB Non-Dimmable LED Lamp, 10W, Type A19 | 2700 | 80 | 800 | 80 |  | 10 | 1 | 6.96 | 6.96 | 8.1783 | 2020Q3 | https://www.platt.com/platt-electric-supply/LED-Traditional-Lamps-A-Type/Philips-Lighting/10A19-LED-827-FR-P-ND-4-2FB/product.aspx?zpid=1443837 | Platt | 2020 | Yes
LED Lighting | A-Type | TCP | True |  | A19 (Arbitrary) |  | Medium Screw (E26), Medium Screw (E26), Medium Screw (E26) | Home Lamps, Bulbs, Ballasts Bulbs - LED LED - Traditional Lamps - A-Type Dimmable LED Omni-Directional A-Lamp, 10W, 120V, Bulb: A-Type (A19), Base: Medium Screw (E26), Lumens: 800, High CRI: 90, Color Temperature: 3000K, Rated Average Life: 25,000 Hrs. 60W Equivalent. Smooth Uniform Dimming TCP LED11A19DOD30K95 High CRI, Dimmable LED Lamp, Omni-Directional, A19, 11W, 120V | 3000 | 90 | 800 | 80 |  | 10 | 1 | 7.04 | 7.04 | 8.2723 | 2020Q3 | https://www.platt.com/platt-electric-supply/LED-Traditional-Lamps-A-Type/TCP/LED11A19DOD30K95/product.aspx?zpid=47360 | Platt | 2020 | Yes
LED Lighting | A-Type | Philips Lighting | True |  |  | A19 (Arbitrary) | Medium Screw (E26) | Home Lamps, Bulbs, Ballasts Bulbs - LED LED - Traditional Lamps - A-Type 10A19/LED/827-22/CL/DIM-120V LED Lamp, 10 Watt, A19, 800 Lumen, 2700K, Clear, 120 Volt, Medium Base, Dimmable, Replaces 60 Watt Incandescent *Philips Part # 462536* LED Lamp, 10W, A19, 800 Lumen, 2700K, Clear, 120V Philips Lighting 10A19/LED/827-22/CL/DIM-120V LED Lamp, 10W, A19, 800 Lumen, 2700K, Clear, 120V | 2700 |  | 800 | 80 |  | 10 | 1 | 7.87 | 7.87 | 9.2476 | 2020Q3 | https://www.rexelusa.com/usr/Root-Category/Lamps,-Bulbs,-Ballasts/Bulbs---LED/LED---Traditional/Lamps---A-Type/Philips-Lighting-10A19-LED-827-22-CL-DIM-120V-LED-Lamp,-10W,-A19,-800-Lumen,-2700K,%C2%A0Clear,-120V/p/1234994?prevPageNumber=91 | Rexel Energy Solutions | 2020 | Yes
LED Lighting | A-Type | SYLVANIA |  |  |  | A19 (Arbitrary) | Medium Screw (E26) | Home Lamps, Bulbs, Ballasts Bulbs - LED LED - Traditional Lamps - A-Type LED10A19F827G2 LED Lamp, 10 Watt, 120 Volt, Bulb: A19 (Arbitrary), Base: Medium Screw (E26), Lumens: 800, CRI: 80, Color Temperature: 2700K, Lamp Finish: Frosted, Standard Case Qty: 6 Sylvania Part # 73017 *** Discontinued *** LED Lamp, A19, 10W, 120V, Frosted *** Discontinued *** SYLVANIA LED10A19F827G2 LED Lamp, A19, 10W, 120V, Frosted *** Discontinued *** | 2700 | 80 | 800 | 80 |  | 10 | 1 | 8.14 | 8.14 | 9.5648 | 2020Q3 | https://www.rexelusa.com/usr/Root-Category/Lamps,-Bulbs,-Ballasts/Bulbs---LED/LED---Traditional/Lamps---A-Type/SYLVANIA-LED10A19F827G2-LED-Lamp,-A19,-10W,-120V,-Frosted-Discontinued-/p/676755?prevPageNumber=28 | Rexel Energy Solutions | 2020 | Yes
LED Lighting | A-Type | SYLVANIA |  |  |  | A19 (Arbitrary) | Medium Screw (E26) | Home Lamps, Bulbs, Ballasts Bulbs - LED LED - Traditional Lamps - A-Type LED8.5A19F82710YVRP LED Lamp, 8.5 Watt, 120 Volt, Bulb: A19 (Arbitrary), Base: Medium Screw (E26), Lumens: 800, CRI: 80, Color Temperature: 2700K, Lamp Finish: Frosted, Rated Hours: 11000, Note: RP indicates special retail packaging, Standard Case Qty: 6 *Sylvania Part # 73885* LED Lamp, A19, 8.5W, 120V, Frosted SYLVANIA LED8.5A19F82710YVRP LED Lamp, A19, 8.5W, 120V, Frosted | 2700 | 80 | 800 | 80 |  | 10 | 1 | 1.99 | 1.99 | 2.3383 | 2020Q3 | https://www.rexelusa.com/usr/Root-Category/Lamps,-Bulbs,-Ballasts/Bulbs---LED/LED---Traditional/Lamps---A-Type/SYLVANIA-LED8-5A19F82710YVRP-LED-Lamp,-A19,-8-5W,-120V,-Frosted/p/920369?prevPageNumber=0 | Rexel Energy Solutions | 2020 | Yes
LED Lighting | A-Type | TCP | True |  |  | A19 (Arbitrary) | Medium Screw (E26) | Home Lamps, Bulbs, Ballasts Bulbs - LED LED - Traditional Lamps - A-Type LED10A19D27K Dimmable LED Lamp, 10W, 120V, Bulb: A-Type (A19), Base: Medium Screw (E26), Lumens: 800, CRI: 82, Color Temperature: 2700K, Rated Average Life: 25,000 Hrs. 60W Equivalent. 10 W LED A19 TCP LED10A19D27K 10 W LED A19 | 2700 | 82 | 800 | 80 |  | 10 | 1 | 7.8 | 7.8 | 9.1653 | 2020Q3 | https://www.rexelusa.com/usr/Root-Category/Lamps,-Bulbs,-Ballasts/Bulbs---LED/LED---Traditional/Lamps---A-Type/TCP-LED10A19D27K-10-W-LED-A19/p/642814?prevPageNumber=28 | Rexel Energy Solutions | 2020 | Yes
LED Lighting | A-Type | TCP | True |  |  | A19 (Arbitrary) | Medium Screw (E26) | Home Lamps, Bulbs, Ballasts Bulbs - LED LED - Traditional Lamps - A-Type LED10A19D30K Dimmable LED Lamp, 10W, 120V, Bulb: A-Type (A19), Base: Medium Screw (E26), Lumens: 800, CRI: 82, Color Temperature: 3000K, Rated Average Life: 25,000 Hrs. 60W Equivalent. Dimmable LED Lamp, A19, 10W, 120V, 3000K TCP LED10A19D30K Dimmable LED Lamp, A19, 10W, 120V, 3000K | 3000 | 82 | 800 | 80 |  | 10 | 1 | 7.8 | 7.8 | 9.1653 | 2020Q3 | https://www.rexelusa.com/usr/Root-Category/Lamps,-Bulbs,-Ballasts/Bulbs---LED/LED---Traditional/Lamps---A-Type/TCP-LED10A19D30K-Dimmable-LED-Lamp,-A19,-10W,-120V,-3000K/p/666071?prevPageNumber=19 | Rexel Energy Solutions | 2020 | Yes
LED Lighting | A-Type | E-Lume | False |  | LED | A19 | E26 (Medium) | Topbulb » LED Bulbs » LED Standard Shape » 60W Equal » E-Lume - 10W LED - 60W Equal - 2700K This Elume brand 10 watt A19 LED produces 800 lumens of 2700K color temperature, warm white light which makes it equivalent in brightness and color to a standard 60 watt incandescent. Use this bulb wherever dimming is not required; this LED is not dimmable. The bulb has a 25,000 hour rated life. Download the product data sheet below for complete specifications. Shipping Notice This item has certain shipping restrictions. Please refer to specifications table on this page for restricted shipping zones. LED Technology Notice Due to constantly evolving nature of LED technology, manufacturers will reserve the right to replace this product with next generation technology. We appreciate your understanding and acceptance of this policy. Documents E-Lume 62853 Brochure E-Lume 62853 Specification Sheet About E-Lume E-Lume is a value brand of Standard Products Inc. The E-Lume product line includes LED, halogen, fluorescent, HID and incandescent lamps that offer good value with excellent performance. The head office of Standard Products is located in Montreal, Canada. Standard supplies a full range of lighting solutions to the North American market. Standard Products Inc. is a Gold Standard Winner as one of Canada's Best Managed Companies. Resources Step by Step, How to Buy an LED Bulb for Your Home Warm White Light • A19 Shape • Not Dimmable E-Lume - 10W LED - 60W Equal - 2700K | 2700 | 80 | 800 | 80 | 25000 | 10 | 1 | 6.49 | 6.49 | 7.626 | 2020Q3 | https://www.topbulb.com/sp62853-e-lume-10w-led-60w-equal-2700k | Top Bulb | 2020 | Yes
LED Lighting | Decorative | Green Creative |  |  | PL-L (Twin Tube Long) |  | 2G11 (4-Pin) | HomeLamps, Bulbs, BallastsBulbs - LEDLED - Tube TypeLED - 4-Pin Base LED Direct PLL Lamp, 13W, Bulb: PL-L (Twin Tube Long), Base: 4-Pin (2G11), Lumens: 2100, CRI: 80, Color Temperature: 3500K, Rated Average Life (L70): 50,000 Hrs, Input Voltage: Ballast Dependent. Replaces 40W/36W PLL Fluorescent lamp. G.C. Prod. # 98478, Mdl.# 13PLL/835/GL/DIR. Compatible with Instant / Program start electronic ballasts. * Ballast dependent, refer to www.greencreative.com for full compatibility list. Green Creative 13PLL/835/GL/DIR (98478) LED Lamp, 13W, 3500K, 2G11 | 3500 | 82 | 2100 | 161.5385 |  | 13 | 1 | 21.64 | 21.64 | 25.4278 | 2020Q2 | https://www.platt.com/platt-electric-supply/LED-Tube-Type-4-Pin-Base/Green-Creative/13PLL-835-GL-DIR-98478-/product.aspx?zpid=1385016 | Platt | 2020 | No
LED Lighting | Decorative | Green Creative |  |  |  |  | 2G11 (4-Pin) | HomeLamps, Bulbs, BallastsBulbs - LEDLED - Tube TypeLED - 4-Pin Base LED Lamp, 17W LED Lamp sub for 4-Pin 2G11 series. Color: 3000K, CRI: 80. Lumens: 2000, Replaces 40W CFL PL Lamps. Compatible with Instant Start and Programmed Start Ballasts Green Creative 97745 LED Lamp, 17W, 3000K, 2G11 | 3000 | 80 | 2000 | 117.6471 |  | 17 | 1 | 16.43 | 16.43 | 19.3059 | 2020Q2 | https://www.platt.com/platt-electric-supply/LED-Tube-Type-4-Pin-Base/Green-Creative/97745/product.aspx?zpid=61309 | Platt | 2020 | No
LED Lighting | Decorative | Green Creative |  |  | PL-L (Twin Tube Long) |  | 2G11 (4-Pin) | HomeLamps, Bulbs, BallastsBulbs - LEDLED - Tube TypeLED - 4-Pin Base LED Lamp, 13W, Bulb: PL-L (Twin Tube Long), Base: 4-Pin (2G11), Lumens: 2100, CRI: 80, Color Temperature: 4000K, Rated Average Life: 50,000 Hrs, Input Voltage: Ballast Dependent Green Creative 98479 13PLL/840/GL/DIR LED Lamp, 13W, 4000K, 2G11 | 4000 |  | 2100 | 161.5385 |  | 13 | 1 | 21.64 | 21.64 | 25.4278 | 2020Q2 | https://www.platt.com/platt-electric-supply/LED-Tube-Type-4-Pin-Base/Green-Creative/98479-13PLL-840-GL-DIR/product.aspx?zpid=1385124 | Platt | 2020 | No
LED Lighting | Decorative | Green Creative |  |  | PL-L (Twin Tube Long) |  | 2G11 (4-Pin) | HomeLamps, Bulbs, BallastsBulbs - LEDLED - Tube TypeLED - 4-Pin Base LED Lamp, 14.5W, Bulb: PL-L (Twin Tube Long), Base: 4-Pin (2G11), Lumens: 1950, CRI: 80, Color Temperature: 3500K, Rated Average Life: 50,000 Hrs, Input Voltage: Ballast Dependent Green Creative 98488 14.5PLL/835/GL/DIR LED Lamp, 14.5W, 3500K, 2G11 | 3500 |  | 1950 | 134.4828 |  | 14.5 | 1 | 21.64 | 21.64 | 25.4278 | 2020Q2 | https://www.platt.com/platt-electric-supply/LED-Tube-Type-4-Pin-Base/Green-Creative/98488-14-5PLL-835-GL-DIR/product.aspx?zpid=1385125 | Platt | 2020 | No
LED Lighting | Decorative | Philips Lighting |  |  |  |  | 2G11 (4-Pin) | HomeLamps, Bulbs, BallastsBulbs - LEDLED - Tube TypeLED - 4-Pin Base LED PL-L Lamp, 16.5W, 100-277, 347V, Base: 2G11, CRI: 82, Lumens: 2200, Color Temperature: 3000K, Beam: 160, Rated Life: 50,000 Hrs. Philips Lighting 16.5PL-L/PER/22/830/IF22/P 4P LED PL-L Lamp, 16.5W | 3000 | 82 | 2200 | 133.3333 |  | 16.5 | 1 | 18.53 | 18.53 | 21.7735 | 2020Q2 | https://www.platt.com/platt-electric-supply/LED-Tube-Type-4-Pin-Base/Philips-Lighting/16-5PL-L-PER-22-830-IF22-P-4P/product.aspx?zpid=1275900 | Platt | 2020 | No
LED Lighting | Decorative | Philips Lighting |  |  |  |  | 2G11 (4-Pin) | HomeLamps, Bulbs, BallastsBulbs - LEDLED - Tube TypeLED - 4-Pin Base LED Replacement Lamp: 16.5W LED Lamp sub for 4-Pin Base: 2G11, 70-110V, Color: 3500K, CRI: 82. Lumens: 2200, Replaces CFL PL-L Lamp. ***Philips Part #: 53290-3*** Philips Lighting 16.5PL-L/PER/22/835/IF22/P 4P 16.5W LED, PL-L | 3500 | 82 | 2200 | 133.3333 |  | 16.5 | 1 | 18.53 | 18.53 | 21.7735 | 2020Q2 | https://www.platt.com/platt-electric-supply/LED-Tube-Type-4-Pin-Base/Philips-Lighting/16-5PL-L-PER-22-835-IF22-P-4P/product.aspx?zpid=1275891 | Platt | 2020 | No
LED Lighting | Decorative | Philips Lighting |  |  |  |  | 2G11 (4-Pin) | HomeLamps, Bulbs, BallastsBulbs - LEDLED - Tube TypeLED - 4-Pin Base LED PL-L 4pin Lamp, 16.5W, CRI: 82, Lumens: 2300, Color Temperature: 4000K, Rated Life: 50,000 Hrs. Philips Lighting 16.5PL-L/PER/22/840/IF23/P 4P LED PL-L 4pin Lamp | 4000 | 82 | 2300 | 139.3939 |  | 16.5 | 1 | 18.53 | 18.53 | 21.7735 | 2020Q2 | https://www.platt.com/platt-electric-supply/LED-Tube-Type-4-Pin-Base/Philips-Lighting/16-5PL-L-PER-22-840-IF23-P-4P/product.aspx?zpid=1275902 | Platt | 2020 | No
LED Lighting | Decorative | Satco |  |  | PL-L (Twin Tube Long) |  | 2G11 (4-Pin) | HomeLamps, Bulbs, BallastsBulbs - LEDLED - Tube TypeLED - 4-Pin Base 23 watt PLL LED ballast bypass; 2G11 base; 2600 Lumens; 120-277 volts; 3500K. Replaces 40 watt CFLs. No ballast or driver required. Direct wire 120-277V line voltage. All glass tube. Satco S9950 23W, PL-L LED Ballast Bypass | 3500 | 82 | 2600 | 113.0435 |  | 23 | 1 | 18.29 | 18.29 | 21.4915 | 2020Q2 | https://www.platt.com/platt-electric-supply/LED-Tube-Type-4-Pin-Base/Satco/S9950/product.aspx?zpid=1349747 | Platt | 2020 | No
LED Lighting | Decorative | Bulbs.com | True |  | Other | BA11 | E12 (Candelabra) | Damp Location Rated,Not for Use in Recessed Fixtures LED Decorative Light Bulbs ¦ LED Filament Bulbs Bulbs.com dimmable 2.8 watt vintage filament BA11 decorative LED bulb generates as much light as many 25 watt incandescent bulbs. Compatible with Lutron CTCL-153P, DVCL-153P, DV-600P and MACL-153M dimmers No lead or mercury for easier disposal and a better environment Saves 22.2 watts in electricity compared to a 25 watt incandescent decorative bulb Long life - Rated to still put out 70% as much light after 15,000 hours of operation as it does when brand new Do not use in enclosed fixtures because heat build up will shorten life. Do not "hot swap" this bulb. Turn off fixture before replacing existing bulb. FULL CASE (72) ONLY Compatible with Lutron CTCL-153P, DVCL-153P, DV-600P and MACL-153M dimmers No lead or mercury for easier disposal and a better environment Saves 22.2 watts in electricity compared to a 25 watt incandescent decorative bulb Long life - Rated to still put out 70% as much light after 15,000 hours of operation as it does when brand new Bulbs.com Dimmable 2.8W 2200K Vintage BA11 Filament LED Bulb (Case of 72) | 2200 | 82 | 185 | 66.0714 | 15000 | 2.8 | 72 | 136.08 | 1.89 | 2.2208 | 2020Q2 | https://www.bulbs.com/product/BA11-120V-2-8W-25WE-822-E12-DIM-G1-FIL-FG-AM-ES | Bulbs.com | 2020 | Yes
LED Lighting | A-Type | Brand TCP | True |  | General Purpose Replacement | A19 | E26 (Medium) | Damp Location Rated CAC LED Bulb TCP 10W A19 60W Equivalent 2700K Dimmable 10 Watt 2,700 Kelvin 15,000 Average Hour Life 800 Lumens Medium Base 120 Volt 90 CRI Dimmable Replaces 60W Incandescent Bulb Mfg #L60A19D2527KCQ Mfg #L60A19D2527KCQ CAC LED Bulb TCP 10W A19 60W Equivalent 2700K Dimmable | 2700 | 92 | 800 | 80 | 25000 | 10 | 1 | 3.99 | 3.99 | 4.6884 | 2020Q2 | https://hdsupplysolutions.com/p/led-00-75-10-35/cac-led-bulb-tcp-10w-a19-60w-equivalent-2700k-dimmable-p238227 | HD Supply | 2020 | Yes
LED Lighting | Reflector | C-Lite By Cree | True |  |  | BR-30 | Medium (E26) | LED Reflector Light Bulbs C-Lite By Cree brand dimmable 8.5 watt LED bulb generates as much light as many 65 watt halogen bulbs. No lead or mercury means easy and environmentally safe disposal Very long life - Rated to still put out 70% as much light after 10,000 hours of operation as it does when brand new Not recommended for use in fully enclosed fixtures because heat buildup will shorten life. Do not “hot swap” this bulb. Turn off fixture before replacing existing bulb. No lead or mercury means easy and environmentally safe disposal Very long life - Rated to still put out 70% as much light after 10,000 hours of operation as it does when brand new C-Lite By Cree Dimmable 8.5W 2700K BR30 LED Bulb (Pack of 2) | 2700 | 80 | 750 | 88.2353 | 10000 | 8.5 | 2 | 7.78 | 3.89 | 4.5709 | 2020Q2 | https://www.bulbs.com/product/C-BR30-A-65W-DIM-27K-B2 | Bulbs.com | 2020 | Yes
LED Lighting | Downlight | Bulbs.com | True |  | LED | LED Retrofit Kit | LED Retrofit Kit | Downlight Solid State Retrofit LED Recessed Downlights Bulbs.com ENERGY STAR® qualified dimmable 12 watt 5"/6" recessed LED downlight is an ideal replacement for existing BR30 incandescent lamps. No lead or mercury means easy and environmentally safe disposal Replaces a 75 watt incandescent lamp Very long life - Rated to still put out 70% as much light after 50,000 hours of operation as it does when brand new Compatible with Lutron DVCL-153P-WH and CTCL-153P-WH dimmers FULL CASE (20) ONLY No lead or mercury means easy and environmentally safe disposal Replaces a 75 watt incandescent lamp Very long life - Rated to still put out 70% as much light after 50,000 hours of operation as it does when brand new Compatible with Lutron DVCL-153P-WH and CTCL-153P-WH dimmers Bulbs.com Dimmable 12 Watt 5"/6" 90 CRI 2700K Recessed LED Downlight (Case of 20) | 2700 | 91 | 800 | 66.6667 | 50000 | 12 | 20 | 129.8 | 6.49 | 7.626 | 2020Q2 | https://www.bulbs.com/product/DL6-120V-12W-75WE-927-E26-DIM-ES-EII | Bulbs.com | 2020 | Yes
LED Lighting | A-Type | Brand TCP | True |  | General Purpose Replacement | A19 | E26 (Medium) | Damp Location Rated CAC LED Bulb TCP 10W A19 60W Equivalent 3000K Dimmable 10 Watt 3,000 Kelvin 15,000 Average Hour Life 800 Lumens Medium Base 120 Volt 90 CRI Dimmable Replaces 60W Incandescent Bulb Mfg #L60A19D2530KCQ Mfg #L60A19D2530KCQ CAC LED Bulb TCP 10W A19 60W Equivalent 3000K Dimmable | 3000 | 92 | 800 | 80 | 25000 | 10 | 1 | 3.99 | 3.99 | 4.6884 | 2020Q2 | https://hdsupplysolutions.com/p/led-00-75-10-35/cac-led-bulb-tcp-10w-a19-60w-equivalent-3000k-dimmable-p238228 | HD Supply | 2020 | Yes
LED Lighting | A-Type | Brand TCP | True |  | General Purpose Replacement | A19 | GU24 | Damp Location Rated CAC LED Bulb TCP 11W A19 60W Equivalent 2700K Dimmable 11 Watt 2,700 Kelvin 25,000 Average Hour Life 900 Lumens GU-24 Base 120 Volt 90 CRI Dimmable Replaces 60W Incandescent Bulb Mfg #L11A19GUD2527KCQ Mfg #L11A19GUD2527KCQ CAC LED Bulb TCP 11W A19 60W Equivalent 2700K Dimmable | 2700 | 92 | 800 | 80 | 25000 | 10 | 1 | 9.15 | 9.15 | 10.7516 | 2020Q2 | https://hdsupplysolutions.com/p/led-00-75-10-35/cac-led-bulb-tcp-11w-a19-60w-equivalent-2700k-dimmable-p238231 | HD Supply | 2020 | Yes
LED Lighting | A-Type | Brand Sylvania | True |  | General Purpose Replacement | A19 | E26 (Medium) | Damp Location Rated Sylvania® 10 Watt LED A19 Bulb 120 Volt Medium Base 2,700 Kelvin 800 Lumens 93 CRI 25,000 Average Hour Life Dimmable Replaces 60W Incandescent Mfg #LED10A19/DIM/O/927/U/B LED Bulb Sylvania 10W A19, 60W Equivalent, 2,700K, Package of 6 | 2700 | 92 | 800 | 80 | 25000 | 10 | 1 | 43.59 | 43.59 | 51.2199 | 2020Q2 | https://hdsupplysolutions.com/p/led-00-75-10-35/led-bulb-sylvania-10w-a19-60w-equivalent-2-700k-package-of-6-p999979 | HD Supply | 2020 | Yes
LED Lighting | A-Type | Satco | True |  | General Purpose Replacement | A19 | GU24 | Damp Location Rated Home / Light Bulbs / LED / Satco - S9707 - 10A19/OMNI/LED/27K/90CRI/GU24 Energy Star Rated; Approved for Enclosed Fixtures; Damp Location Rated 10W A19 LED Lamp - 800 Lumens - Warm White (2700K) - 90 CRI - 25000 Hours - GU24 (Bi-Pin / Twist & Lock) - 120 to 130V - Frost Satco - S9707 - 10A19/OMNI/LED/27K/90CRI/GU24 | 2700 | 93 | 800 | 80 | 25000 | 10 | 1 | 6.93 | 6.93 | 8.143 | 2020Q2 | https://shop.regencylighting.com/lamps/led/10a19-omni-led-27k-90cri-gu24-s9707.html | Regency Lighting | 2020 | Yes
LED Lighting | A-Type | Satco | True |  | General Purpose Replacement | A19 | E26 (Medium) | Damp Location Rated Home / Light Bulbs / LED / Satco - S9703 - 10A19/OMNI/LED/27K/90CRI Energy Star Rated; Approved for Enclosed Fixtures; Damp Location Rated 10W A19 LED Lamp - 800 Lumens - Warm White (2700K) - 90 CRI - 25000 Hours - E26 (Medium) - 120 to 130V - Frost Satco - S9703 - 10A19/OMNI/LED/27K/90CRI | 2700 | 93 | 800 | 80 | 25000 | 10 | 1 | 5.18 | 5.18 | 6.0867 | 2020Q2 | https://shop.regencylighting.com/lamps/led/10a19-omni-led-27k-90cri-s9703.html | Regency Lighting | 2020 | Yes
LED Lighting | Reflector | Bulbs.com | True |  | Reflector (Flood/Spot) | PAR30L | E26 (Medium) | Damp Location Rated,Recessed Fixtures LED Reflector Light Bulbs Bulbs.com dimmable 10.5 watt 2700K flood PAR30L LED bulb generates as much light as many 75 watt halogen bulbs. Silver finish and lens closely resemble traditional halogen PARs No lead or mercury means easy and environmentally safe disposal Saves 64.5 watts in electricity compared to a 75 watt halogen bulb Very long life - Rated to still put out 70% as much light after 25,000 hours of operation as it does when brand new Compatible with Lutron dimmer models S-600P, MACL-153M, CTCL-153P, D-600P and DV-600P Not recommended for use in enclosed fixtures because heat build up will shorten life. Do not “hot swap” this bulb. Turn off fixture before replacing existing bulb. FULL CASE (12) ONLY Silver finish and lens closely resemble traditional halogen PARs No lead or mercury means easy and environmentally safe disposal Saves 64.5 watts in electricity compared to a 75 watt halogen bulb Very long life - Rated to still put out 70% as much light after 25,000 hours of operation as it does when brand new Compatible with Lutron dimmer models S-600P, MACL-153M, CTCL-153P, D-600P and DV-600P Bulbs.com Dimmable 10.5W 2700K 40° PAR30L LED Bulb (Pack of 12) | 2700 | 83 | 750 | 71.4286 | 25000 | 10.5 | 12 | 47.88 | 3.99 | 4.6884 | 2020Q2 | https://www.bulbs.com/product/PAR30L-120V-10-5W-75WE-827-E26-DIM-G1-40D-FG-ES-1CBX | Bulbs.com | 2020 | Yes
LED Lighting | Reflector | Bulbs.com | True |  | Reflector (Flood/Spot) | PAR30L | E26 (Medium) | Damp Location Rated,Recessed Fixtures LED Reflector Light Bulbs Bulbs.com dimmable 10.5 watt 3000K flood PAR30L LED bulb generates as much light as many 75 watt halogen bulbs. Silver finish and lens closely resemble traditional halogen PARs No lead or mercury means easy and environmentally safe disposal Saves 64.5 watts in electricity compared to a 75 watt halogen bulb Very long life - Rated to still put out 70% as much light after 25,000 hours of operation as it does when brand new Compatible with Lutron dimmer models S-600P, MACL-153M, CTCL-153P, D-600P and DV-600P Not recommended for use in enclosed fixtures because heat build up will shorten life. Do not “hot swap” this bulb. Turn off fixture before replacing existing bulb. FULL CASE (12) ONLY Silver finish and lens closely resemble traditional halogen PARs No lead or mercury means easy and environmentally safe disposal Saves 64.5 watts in electricity compared to a 75 watt halogen bulb Very long life - Rated to still put out 70% as much light after 25,000 hours of operation as it does when brand new Compatible with Lutron dimmer models S-600P, MACL-153M, CTCL-153P, D-600P and DV-600P Bulbs.com Dimmable 10.5W 3000K 40° PAR30L LED Bulb (Pack of 12) | 3000 | 83 | 750 | 71.4286 | 25000 | 10.5 | 12 | 47.88 | 3.99 | 4.6884 | 2020Q2 | https://www.bulbs.com/product/PAR30L-120V-10-5W-75WE-830-E26-DIM-G1-40D-FG-ES-1CBX | Bulbs.com | 2020 | Yes
LED Lighting | Reflector | Bulbs.com | True |  | Reflector (Flood/Spot) | PAR30L | E26 (Medium) | Damp Location Rated,Recessed Fixtures LED Reflector Light Bulbs Bulbs.com dimmable 10.5 watt 5000K flood PAR30L LED bulb generates as much light as many 75 watt halogen bulbs. Silver finish and lens closely resemble traditional halogen PARs No lead or mercury means easy and environmentally safe disposal Saves 64.5 watts in electricity compared to a 75 watt halogen bulb Very long life - Rated to still put out 70% as much light after 25,000 hours of operation as it does when brand new Compatible with Lutron dimmer models S-600P, MACL-153M, CTCL-153P, D-600P and DV-600P Not recommended for use in enclosed fixtures because heat build up will shorten life. Do not “hot swap” this bulb. Turn off fixture before replacing existing bulb. FULL CASE (12) ONLY Silver finish and lens closely resemble traditional halogen PARs No lead or mercury means easy and environmentally safe disposal Saves 64.5 watts in electricity compared to a 75 watt halogen bulb Very long life - Rated to still put out 70% as much light after 25,000 hours of operation as it does when brand new Compatible with Lutron dimmer models S-600P, MACL-153M, CTCL-153P, D-600P and DV-600P Bulbs.com Dimmable 10.5W 5000K 40° PAR30L LED Bulb (Pack of 12) | 5000 | 86 | 750 | 71.4286 | 25000 | 10.5 | 12 | 47.88 | 3.99 | 4.6884 | 2020Q2 | https://www.bulbs.com/product/PAR30L-120V-10-5W-75WE-850-E26-DIM-G1-40D-FG-ES-1CBX | Bulbs.com | 2020 | Yes
LED Lighting | Reflector | Bulbs.com | True |  | Reflector (Flood/Spot) | PAR38 | E26 (Medium) | Damp Location Rated,Recessed Fixtures LED Reflector Light Bulbs Bulbs.com dimmable 17.5 watt 2700K flood PAR38 LED bulb generates as much light as many 90 watt halogen bulbs. Silver finish and lens closely resemble traditional halogen PARs No lead or mercury means easy and environmentally safe disposal Saves 72.5 watts in electricity compared to a 90 watt halogen bulb Very long life - Rated to still put out 70% as much light after 25,000 hours of operation as it does when brand new Compatible with Lutron dimmer models S-600P, CTCL-153P and DV-600P Not recommended for use in enclosed fixtures because heat build up will shorten life. Do not “hot swap” this bulb. Turn off fixture before replacing existing bulb. FULL CASE (12) ONLY Silver finish and lens closely resemble traditional halogen PARs No lead or mercury means easy and environmentally safe disposal Saves 72.5 watts in electricity compared to a 90 watt halogen bulb Very long life - Rated to still put out 70% as much light after 25,000 hours of operation as it does when brand new Compatible with Lutron dimmer models S-600P, CTCL-153P and DV-600P Bulbs.com Dimmable 17.5W 2700K 40° PAR38 LED Bulb (Pack of 12) | 2700 | 83 | 1250 | 71.4286 | 25000 | 17.5 | 12 | 59.88 | 4.99 | 5.8634 | 2020Q2 | https://www.bulbs.com/product/PAR38-120V-17-5W-90WE-827-E26-DIM-G1-40D-FG-ES-1CBX | Bulbs.com | 2020 | Yes
LED Lighting | Reflector | Bulbs.com | True |  | Reflector (Flood/Spot) | PAR38 | E26 (Medium) | Damp Location Rated,Recessed Fixtures LED Reflector Light Bulbs Bulbs.com dimmable 17.5 watt 3000K flood PAR38 LED bulb generates as much light as many 90 watt halogen bulbs. Silver finish and lens closely resemble traditional halogen PARs No lead or mercury means easy and environmentally safe disposal Saves 72.5 watts in electricity compared to a 90 watt halogen bulb Very long life - Rated to still put out 70% as much light after 25,000 hours of operation as it does when brand new Compatible with Lutron dimmer models S-600P, CTCL-153P and DV-600P Not recommended for use in enclosed fixtures because heat build up will shorten life. Do not “hot swap” this bulb. Turn off fixture before replacing existing bulb. FULL CASE (12) ONLY Silver finish and lens closely resemble traditional halogen PARs No lead or mercury means easy and environmentally safe disposal Saves 72.5 watts in electricity compared to a 90 watt halogen bulb Very long life - Rated to still put out 70% as much light after 25,000 hours of operation as it does when brand new Compatible with Lutron dimmer models S-600P, CTCL-153P and DV-600P Bulbs.com Dimmable 17.5W 3000K 40° PAR38 LED Bulb (Pack of 12) | 3000 | 82 | 1250 | 71.4286 | 25000 | 17.5 | 12 | 59.88 | 4.99 | 5.8634 | 2020Q2 | https://www.bulbs.com/product/PAR38-120V-17-5W-90WE-830-E26-DIM-G1-40D-FG-ES-1CBX | Bulbs.com | 2020 | Yes
LED Lighting | Reflector | Bulbs.com | True |  | Reflector (Flood/Spot) | PAR38 | E26 (Medium) | Damp Location Rated,Recessed Fixtures LED Reflector Light Bulbs Bulbs.com dimmable 17.5 watt 5000K flood PAR38 LED bulb generates as much light as many 90 watt halogen bulbs. Silver finish and lens closely resemble traditional halogen PARs No lead or mercury means easy and environmentally safe disposal Saves 72.5 watts in electricity compared to a 90 watt halogen bulb Very long life - Rated to still put out 70% as much light after 25,000 hours of operation as it does when brand new Compatible with Lutron dimmer models S-600P, CTCL-153P and DV-600P Not recommended for use in enclosed fixtures because heat build up will shorten life. Do not “hot swap” this bulb. Turn off fixture before replacing existing bulb. FULL CASE (12) ONLY Silver finish and lens closely resemble traditional halogen PARs No lead or mercury means easy and environmentally safe disposal Saves 72.5 watts in electricity compared to a 90 watt halogen bulb Very long life - Rated to still put out 70% as much light after 25,000 hours of operation as it does when brand new Compatible with Lutron dimmer models S-600P, CTCL-153P and DV-600P Bulbs.com Dimmable 17.5W 5000K 40° PAR38 LED Bulb (Pack of 12) | 5000 | 84 | 1250 | 71.4286 | 25000 | 17.5 | 12 | 59.88 | 4.99 | 5.8634 | 2020Q2 | https://www.bulbs.com/product/PAR38-120V-17-5W-90WE-850-E26-DIM-G1-40D-FG-ES-1CBX | Bulbs.com | 2020 | Yes
LED Lighting | Downlight | Bulbs.com | True |  | LED |  |  | Downlight Surface Mount Slim Surface Ceiling Light Fixtures Bulbs.com dimmable 3000K 7" 90 CRI round LED downlight delivers high lumen output in a slim, surface mount design at only 5/8" thick. An economical and energy saving ambient lighting option. This downlight solution eliminates the need for an air-seal recessed housing or fire rated boxes, reducing material and installation costs. Ideal for residential and light commercial applications including multi-family residences, retail, hospitality, offices and hallways. Ideal for existing j-boxes or new construction Edge lit design provides even illumination Surface mounting fits any ceiling and solves the problem of limited plenum space Includes a j-box adapter plate for quick and easy installation An excellent alternative to recessed lighting when ceiling space is limited Compatible Lutron dimmers are DVCL-153P, DVLV-600P, CTCL-153P and S-600P FULL CASE (8) ONLY Ideal for existing j-boxes or new construction Edge lit design provides even illumination Surface mounting fits any ceiling and solves the problem of limited plenum space Includes a j-box adapter plate for quick and easy installation An excellent alternative to recessed lighting when ceiling space is limited Compatible Lutron dimmers are DVCL-153P, DVLV-600P, CTCL-153P and S-600P Bulbs.com Dimmable 15W 3000K 7" 90 CRI Round Slim LED Downlight (Pack of 8) | 3000 | 94 | 850 | 56.6667 | 50000 | 15 | 8 | 111.92 | 13.99 | 16.4388 | 2020Q2 | https://www.bulbs.com/product/SCL-7IN-15W-90CRI-30K-DIM-WH-1PK | Bulbs.com | 2020 | Yes
LED Lighting | Downlight | Lithonia Lighting | True |  | LED |  |  | Downlight Recessed LED Recessed Downlights Lithonia Wafer 4" Dimmable 9.6W, 120V LED Downlight, 3000K, No Recessed Can or J-Box Needed Ultra-thin 4-inch, round Wafer LED is idea for shallow ceiling recessed downlighting installations. Narrow design and remote driver box can be installed in hard to reach spaces (closets, baths, halls, stairwells & outside soffits.) Designed for shallow plenums often impossible to retrofit with traditional recessed housings. IC-rated for direct contact with insulation. Suitable for wet location applications. ENERGY STAR Qualified making it eligible for utility rebate programs. Sold in 6-Packs Only Ultra-thin 4-inch, round Wafer LED is idea for shallow ceiling recessed downlighting installations. Narrow design and remote driver box can be installed in hard to reach spaces (closets, baths, halls, stairwells & outside soffits.) Designed for shallow plenums often impossible to retrofit with traditional recessed housings. IC-rated for direct contact with insulation. Suitable for wet location applications. ENERGY STAR Qualified making it eligible for utility rebate programs. Lithonia Wafer 4" Dimmable 9.6W, 120V LED Downlight, 3000K, White, No Recessed Can or J-Box Needed (Pack of 6) | 2700 | 83 | 725 | 69.7115 | 36000 | 10.4 | 6 | 119.94 | 19.99 | 23.489 | 2020Q2 | https://www.bulbs.com/product/WF4-LED-30K-80CRI-MW-CASEPACK6 | Bulbs.com | 2020 | Yes
LED Lighting | Downlight | Lithonia Lighting | True |  | LED |  |  | Downlight Recessed LED Recessed Downlights Lithonia Wafer 6" Dimmable 13W, 120V LED Downlight, 3000K, No Recessed Can or J-Box Needed Ultra-thin 6-inch, round Wafer LED is idea for shallow ceiling recessed downlighting installations. Narrow design and remote driver box can be installed in hard to reach spaces (closets, baths, halls, stairwells & outside soffits.) Designed for shallow plenums often impossible to retrofit with traditional recessed housings. IC-rated for direct contact with insulation. Suitable for wet location applications. ENERGY STAR Qualified making it eligible for utility rebate programs. Sold in 6-Packs Only Ultra-thin 6-inch, round Wafer LED is idea for shallow ceiling recessed downlighting installations. Narrow design and remote driver box can be installed in hard to reach spaces (closets, baths, halls, stairwells & outside soffits.) Designed for shallow plenums often impossible to retrofit with traditional recessed housings. IC-rated for direct contact with insulation. Suitable for wet location applications. ENERGY STAR Qualified making it eligible for utility rebate programs. Lithonia Wafer 6" Dimmable 13W, 120V LED Downlight, 3000K, White, No Recessed Can or J-Box Needed (Pack of 6) | 2700 | 83 | 1038 | 73.0986 | 36000 | 14.2 | 6 | 131.94 | 21.99 | 25.8391 | 2020Q2 | https://www.bulbs.com/product/WF6-LED-30K-80CRI-MW-CASEPACK6 | Bulbs.com | 2020 | Yes
LED Lighting | Downlight | DMF | [5 empty] | Home / Fixtures / Downlight / DMF - DRD2M10927 Light Engine for DRD2 Recessed LED Downlight; Integreated TRIAC/ELV Driver 12.8W Light Engine - 1000 Lumens - Warm White (2700K) - 93 CRI - 50000 Hours DMF - DRD2M10927 | 2700 | 93 | 1000 | 78.125 | 50000 | 12.8 | 1 | 107.55 | 107.55 | 126.3754 | 2020Q2 | https://shop.regencylighting.com/fixtures/downlight/drd2m10927-dmf.html | Regency Lighting | 2020 | Yes
LED Lighting | Downlight | DMF | [5 empty] | Home / Fixtures / Downlight / DMF - DRD2M10935 Light Engine for DRD2 Recessed LED Downlight; Integreated TRIAC/ELV Driver 12.8W Light Engine - 1000 Lumens - Neutral White (3500K) - 93 CRI - 50000 Hours DMF - DRD2M10935 | 3500 | 93 | 1000 | 78.125 | 50000 | 12.8 | 1 | 94.65 | 94.65 | 111.2174 | 2020Q2 | https://shop.regencylighting.com/fixtures/downlight/drd2m10935-dmf.html | Regency Lighting | 2020 | Yes
LED Lighting | Downlight | DMF | [5 empty] | Home / Fixtures / Downlight / DMF - DRD2M7935 Light Engine for DRD2 Recessed LED Downlight; Integreated TRIAC/ELV Driver 10.8W Light Engine - 750 Lumens - Neutral White (3500K) - 93 CRI - 50000 Hours DMF - DRD2M7935 | 3500 | 93 | 750 | 69.4444 | 50000 | 10.8 | 1 | 88.68 | 88.68 | 104.2024 | 2020Q2 | https://shop.regencylighting.com/fixtures/downlight/drd2m7935-dmf.html | Regency Lighting | 2020 | Yes
LED Lighting | Downlight | Maxlite | True |  |  |  |  | Home / Fixtures / Downlight / Maxlite - 1409572 - FRK10X3-930/V2 Flush Mount Retrofit Kit 10W Flush Mount Retrofit Kit - 800 Lumens - Warm White (3000K) - 90 CRI - 40000 Hours - 120 to 130V - (1) Lamp Maxlite - 1409572 - FRK10X3-930/V2 | 3000 | 90 | 800 | 80 | 40000 | 10 | 1 | 17.91 | 17.91 | 21.0449 | 2020Q2 | https://shop.regencylighting.com/fixtures/downlight/frk10x3-930-v2-mxt.html | Regency Lighting | 2020 | Yes
LED Lighting | Downlight | Maxlite | True |  |  |  |  | Home / Fixtures / Downlight / Maxlite - 1409574 - FRK23X5.5-930/V2 Flush Mount Retrofit Kit 23W Flush Mount Retrofit Kit - 1750 Lumens - Warm White (3000K) - 93 CRI - 40000 Hours - 120 to 130V - (1) Lamp Maxlite - 1409574 - FRK23X5.5-930/V2 | 3000 | 93 | 1750 | 76.087 | 40000 | 23 | 1 | 28.47 | 28.47 | 33.4534 | 2020Q2 | https://shop.regencylighting.com/fixtures/downlight/frk23x5-5-930-v2-mxt.html | Regency Lighting | 2020 | Yes
LED Lighting | Downlight | Philips | True |  |  |  |  | Home / Fixtures / Downlight / Philips - 800037 - HATTON US 5/6 SOFT WHITE RECES UL Wet design suitable for both indoor and outdoor applications. This lamp is Energy Star Certified. 11W LED Retrofit Downlight - 610 Lumens - Warm White (2700K) - 90 CRI - 45000 Hours Philips - 800037 - HATTON US 5/6 SOFT WHITE RECES | 2700 | 90 | 610 | 55.4545 | 45000 | 11 | 1 | 25 | 25 | 29.376 | 2020Q2 | https://shop.regencylighting.com/fixtures/downlight/hatton-us-5-6-soft-white-reces-80003-7.html | Regency Lighting | 2020 | Yes
LED Lighting | Downlight | Philips | True | Daylighting/Photocell, |  |  |  | Home / Fixtures / Downlight / Philips - 800029 - HATTON US4DAY LGHT RECESSED W These lamps comply with Part 15 of the FCC Rules. 8.5W LED Retrofit Downlight - 680 Lumens - Daylight (5000K) - 83 CRI - 50000 Hours Philips - 800029 - HATTON US4DAY LGHT RECESSED W | 5000 | 83 | 680 | 80 | 50000 | 8.5 | 4 | 126.96 | 31.74 | 37.2957 | 2020Q2 | https://shop.regencylighting.com/fixtures/downlight/hatton-us4day-lght-recessed-w-80002-9.html | Regency Lighting | 2020 | Yes
LED Lighting | Downlight | Philips | True |  |  |  |  | Home / Fixtures / Downlight / Philips - 800003 - HATTON US4SW RECESSED These lamps comply with Part 15 of the FCC Rules. 8.5W LED Retrofit Downlight - 520 Lumens - Warm White (2700K) - 90 CRI - 50000 Hours Philips - 800003 - HATTON US4SW RECESSED | 2700 | 90 | 520 | 61.1765 | 50000 | 8.5 | 1 | 25 | 25 | 29.376 | 2020Q2 | https://shop.regencylighting.com/fixtures/downlight/hatton-us4sw-recessed-80000-3.html | Regency Lighting | 2020 | Yes
LED Lighting | Downlight | Hera | True |  |  |  |  | Home / Fixtures / Downlight / Hera - HOLED2WW Additional LED Connecting Cables are Available In 36 in and 72 in; Friction Fit; High Quality; Brushed Aluminum Housing 3.6W LED Recessed Mounted Spotlight - Universal - 302 Lumens - Warm White (3000K) - Brushed Aluminum Hera - HOLED2WW | 3000 |  | 302 | 83.8889 |  | 3.6 | 1 | 170.33 | 170.33 | 200.1443 | 2020Q2 | https://shop.regencylighting.com/fixtures/downlight/holed2ww-her.html | Regency Lighting | 2020 | Yes
LED Lighting | Downlight | TCP | True |  |  | E26 (Medium) | E26 (Medium) | Home / Fixtures / Downlight / TCP - L11DR56D3530K95 E26 LED Recessed Downlight 11W E26 LED Recessed Downlight - 750 Lumens - Warm White (3000K) - 90 CRI - 35000 Hours - E26 (Medium) - 120 to 130V TCP - L11DR56D3530K95 | 3000 | 90 | 750 | 68.1818 | 35000 | 11 | 1 | 12.36 | 12.36 | 14.5235 | 2020Q2 | https://shop.regencylighting.com/fixtures/downlight/l11dr56d3530k95-tcp.html | Regency Lighting | 2020 | No
LED Lighting | Downlight | TCP | True |  |  | E26 (Medium) | E26 (Medium) | Home / Fixtures / Downlight / TCP - L9DR4D3530K95 E26 LED Recessed Downlight 9W E26 LED Recessed Downlight - 550 Lumens - Warm White (3000K) - 90 CRI - 35000 Hours - E26 (Medium) - 120 to 130V TCP - L9DR4D3530K95 | 3000 | 90 | 550 | 61.1111 | 35000 | 9 | 1 | 10.57 | 10.57 | 12.4202 | 2020Q2 | https://shop.regencylighting.com/fixtures/downlight/l9dr4d3530k95-tcp.html | Regency Lighting | 2020 | No
LED Lighting | Downlight | Sylvania | True |  |  |  |  | Home / Fixtures / Downlight / Sylvania - 40057 - LED/MD6/900/DIM/940/RP LED 6" Microdisk; Phase Cut Dimmable; Remote Driver; Energy Star Rated; Title 24 Compliant; Wet Location Rated 12W LED Microdisk - 900 Lumens - Cool White (4000K) - 90 CRI - 50000 hrs. - 120 to 130V - White Sylvania - 40057 - LED/MD6/900/DIM/940/RP | 4000 | 90 | 900 | 75 | 50000 | 12 | 1 | 22 | 22 | 25.8509 | 2020Q2 | https://shop.regencylighting.com/fixtures/downlight/led-md6-900-dim-940-rp-40057.html | Regency Lighting | 2020 | Yes
LED Lighting | Downlight | Sylvania | True | Daylighting/Photocell, |  |  |  | Home / Fixtures / Downlight / Sylvania - 40058 - LED/MD6/900/DIM/950/RP LED 6" Microdisk; Phase Cut Dimmable; Remote Driver; Energy Star Rated; Title 24 Compliant; Wet Location Rated 12W LED Microdisk - 900 Lumens - Daylight (5000K) - 90 CRI - 50000 hrs. - 120 to 130V - White Sylvania - 40058 - LED/MD6/900/DIM/950/RP | 5000 | 90 | 900 | 75 | 50000 | 12 | 1 | 22 | 22 | 25.8509 | 2020Q2 | https://shop.regencylighting.com/fixtures/downlight/led-md6-900-dim-950-rp-40058.html | Regency Lighting | 2020 | Yes
LED Lighting | Downlight | DMF | [5 empty] | Home / Fixtures / Downlight / LED Retrofit Kits / DMF - DRD2M10927 Light Engine for DRD2 Recessed LED Downlight; Integreated TRIAC/ELV Driver 12.8W Light Engine - 1000 Lumens - Warm White (2700K) - 93 CRI - 50000 Hours DMF - DRD2M10927 | 2700 | 93 | 1000 | 78.125 | 50000 | 12.8 | 1 | 107.55 | 107.55 | 126.3754 | 2020Q2 | https://shop.regencylighting.com/fixtures/downlight/led-retrofit-kits/drd2m10927-dmf.html | Regency Lighting | 2020 | Yes
LED Lighting | Downlight | DMF | [5 empty] | Home / Fixtures / Downlight / LED Retrofit Kits / DMF - DRD2M10935 Light Engine for DRD2 Recessed LED Downlight; Integreated TRIAC/ELV Driver 12.8W Light Engine - 1000 Lumens - Neutral White (3500K) - 93 CRI - 50000 Hours DMF - DRD2M10935 | 3500 | 93 | 1000 | 78.125 | 50000 | 12.8 | 1 | 94.65 | 94.65 | 111.2174 | 2020Q2 | https://shop.regencylighting.com/fixtures/downlight/led-retrofit-kits/drd2m10935-dmf.html | Regency Lighting | 2020 | Yes
LED Lighting | Downlight | DMF | [5 empty] | Home / Fixtures / Downlight / LED Retrofit Kits / DMF - DRD2M7935 Light Engine for DRD2 Recessed LED Downlight; Integreated TRIAC/ELV Driver 10.8W Light Engine - 750 Lumens - Neutral White (3500K) - 93 CRI - 50000 Hours DMF - DRD2M7935 | 3500 | 93 | 750 | 69.4444 | 50000 | 10.8 | 1 | 88.68 | 88.68 | 104.2024 | 2020Q2 | https://shop.regencylighting.com/fixtures/downlight/led-retrofit-kits/drd2m7935-dmf.html | Regency Lighting | 2020 | Yes
LED Lighting | Downlight | Maxlite | True |  |  |  |  | Home / Fixtures / Downlight / LED Retrofit Kits / Maxlite - 1409572 - FRK10X3-930/V2 Flush Mount Retrofit Kit 10W Flush Mount Retrofit Kit - 800 Lumens - Warm White (3000K) - 90 CRI - 40000 Hours - 120 to 130V - (1) Lamp Maxlite - 1409572 - FRK10X3-930/V2 | 3000 | 90 | 800 | 80 | 40000 | 10 | 1 | 17.91 | 17.91 | 21.0449 | 2020Q2 | https://shop.regencylighting.com/fixtures/downlight/led-retrofit-kits/frk10x3-930-v2-mxt.html | Regency Lighting | 2020 | Yes
LED Lighting | Downlight | Maxlite | True |  |  |  |  | Home / Fixtures / Downlight / LED Retrofit Kits / Maxlite - 1409574 - FRK23X5.5-930/V2 Flush Mount Retrofit Kit 23W Flush Mount Retrofit Kit - 1750 Lumens - Warm White (3000K) - 93 CRI - 40000 Hours - 120 to 130V - (1) Lamp Maxlite - 1409574 - FRK23X5.5-930/V2 | 3000 | 93 | 1750 | 76.087 | 40000 | 23 | 1 | 28.47 | 28.47 | 33.4534 | 2020Q2 | https://shop.regencylighting.com/fixtures/downlight/led-retrofit-kits/frk23x5-5-930-v2-mxt.html | Regency Lighting | 2020 | Yes
LED Lighting | Downlight | Philips | True |  |  |  |  | Home / Fixtures / Downlight / LED Retrofit Kits / Philips - 800037 - HATTON US 5/6 SOFT WHITE RECES UL Wet design suitable for both indoor and outdoor applications. This lamp is Energy Star Certified. 11W LED Retrofit Downlight - 610 Lumens - Warm White (2700K) - 90 CRI - 45000 Hours Philips - 800037 - HATTON US 5/6 SOFT WHITE RECES | 2700 | 90 | 610 | 55.4545 | 45000 | 11 | 1 | 25 | 25 | 29.376 | 2020Q2 | https://shop.regencylighting.com/fixtures/downlight/led-retrofit-kits/hatton-us-5-6-soft-white-reces-80003-7.html | Regency Lighting | 2020 | Yes
LED Lighting | Downlight | Philips | True | Daylighting/Photocell, |  |  |  | Home / Fixtures / Downlight / LED Retrofit Kits / Philips - 800029 - HATTON US4DAY LGHT RECESSED W These lamps comply with Part 15 of the FCC Rules. 8.5W LED Retrofit Downlight - 680 Lumens - Daylight (5000K) - 83 CRI - 50000 Hours Philips - 800029 - HATTON US4DAY LGHT RECESSED W | 5000 | 83 | 680 | 80 | 50000 | 8.5 | 4 | 126.96 | 31.74 | 37.2957 | 2020Q2 | https://shop.regencylighting.com/fixtures/downlight/led-retrofit-kits/hatton-us4day-lght-recessed-w-80002-9.html | Regency Lighting | 2020 | Yes
LED Lighting | Downlight | Philips | True |  |  |  |  | Home / Fixtures / Downlight / LED Retrofit Kits / Philips - 800003 - HATTON US4SW RECESSED These lamps comply with Part 15 of the FCC Rules. 8.5W LED Retrofit Downlight - 520 Lumens - Warm White (2700K) - 90 CRI - 50000 Hours Philips - 800003 - HATTON US4SW RECESSED | 2700 | 90 | 520 | 61.1765 | 50000 | 8.5 | 1 | 25 | 25 | 29.376 | 2020Q2 | https://shop.regencylighting.com/fixtures/downlight/led-retrofit-kits/hatton-us4sw-recessed-80000-3.html | Regency Lighting | 2020 | Yes
LED Lighting | Downlight | Hera | True |  |  |  |  | Home / Fixtures / Downlight / LED Retrofit Kits / Hera - HOLED2WW Additional LED Connecting Cables are Available In 36 in and 72 in; Friction Fit; High Quality; Brushed Aluminum Housing 3.6W LED Recessed Mounted Spotlight - Universal - 302 Lumens - Warm White (3000K) - Brushed Aluminum Hera - HOLED2WW | 3000 |  | 302 | 83.8889 |  | 3.6 | 1 | 170.33 | 170.33 | 200.1443 | 2020Q2 | https://shop.regencylighting.com/fixtures/downlight/led-retrofit-kits/holed2ww-her.html | Regency Lighting | 2020 | Yes
LED Lighting | Downlight | TCP | True |  |  | E26 (Medium) | E26 (Medium) | Home / Fixtures / Downlight / LED Retrofit Kits / TCP - L11DR56D3530K95 E26 LED Recessed Downlight 11W E26 LED Recessed Downlight - 750 Lumens - Warm White (3000K) - 90 CRI - 35000 Hours - E26 (Medium) - 120 to 130V TCP - L11DR56D3530K95 | 3000 | 90 | 750 | 68.1818 | 35000 | 11 | 1 | 12.36 | 12.36 | 14.5235 | 2020Q2 | https://shop.regencylighting.com/fixtures/downlight/led-retrofit-kits/l11dr56d3530k95-tcp.html | Regency Lighting | 2020 | No
LED Lighting | Downlight | TCP | True |  |  | E26 (Medium) | E26 (Medium) | Home / Fixtures / Downlight / LED Retrofit Kits / TCP - L9DR4D3530K95 E26 LED Recessed Downlight 9W E26 LED Recessed Downlight - 550 Lumens - Warm White (3000K) - 90 CRI - 35000 Hours - E26 (Medium) - 120 to 130V TCP - L9DR4D3530K95 | 3000 | 90 | 550 | 61.1111 | 35000 | 9 | 1 | 10.57 | 10.57 | 12.4202 | 2020Q2 | https://shop.regencylighting.com/fixtures/downlight/led-retrofit-kits/l9dr4d3530k95-tcp.html | Regency Lighting | 2020 | No
LED Lighting | Downlight | Sylvania | True |  |  |  |  | Home / Fixtures / Downlight / LED Retrofit Kits / Sylvania - 40057 - LED/MD6/900/DIM/940/RP LED 6" Microdisk; Phase Cut Dimmable; Remote Driver; Energy Star Rated; Title 24 Compliant; Wet Location Rated 12W LED Microdisk - 900 Lumens - Cool White (4000K) - 90 CRI - 50000 hrs. - 120 to 130V - White Sylvania - 40057 - LED/MD6/900/DIM/940/RP | 4000 | 90 | 900 | 75 | 50000 | 12 | 1 | 22 | 22 | 25.8509 | 2020Q2 | https://shop.regencylighting.com/fixtures/downlight/led-retrofit-kits/led-md6-900-dim-940-rp-40057.html | Regency Lighting | 2020 | Yes
LED Lighting | Downlight | Sylvania | True | Daylighting/Photocell, |  |  |  | Home / Fixtures / Downlight / LED Retrofit Kits / Sylvania - 40058 - LED/MD6/900/DIM/950/RP LED 6" Microdisk; Phase Cut Dimmable; Remote Driver; Energy Star Rated; Title 24 Compliant; Wet Location Rated 12W LED Microdisk - 900 Lumens - Daylight (5000K) - 90 CRI - 50000 hrs. - 120 to 130V - White Sylvania - 40058 - LED/MD6/900/DIM/950/RP | 5000 | 90 | 900 | 75 | 50000 | 12 | 1 | 22 | 22 | 25.8509 | 2020Q2 | https://shop.regencylighting.com/fixtures/downlight/led-retrofit-kits/led-md6-900-dim-950-rp-40058.html | Regency Lighting | 2020 | Yes
LED Lighting | Downlight | Sylvania | True |  |  |  |  | Home / Fixtures / Downlight / LED Retrofit Kits / Sylvania - 74404 - LED/RT/5/6/625/827 Airtight and Non IC Incandescent Downlights Housing 10W LED Retrofit Downlight - 625 Lumens - Warm White (2700K) - 82 CRI - 11000 Hours Sylvania - 74404 - LED/RT/5/6/625/827 | 2700 | 82 | 625 | 62.5 | 11000 | 10 | 4 | 65.4 | 16.35 | 19.2119 | 2020Q2 | https://shop.regencylighting.com/fixtures/downlight/led-retrofit-kits/led-rt-5-6-625-827-74404.html | Regency Lighting | 2020 | Yes
LED Lighting | Downlight | Sylvania | True |  |  |  |  | Home / Fixtures / Downlight / LED Retrofit Kits / Sylvania - 74406 - LED/RT/5/6/625/840 Airtight and Non IC Incandescent Downlights Housing 10W LED Retrofit Downlight - 625 Lumens - Cool White (4000K) - 82 CRI - 11000 Hours Sylvania - 74406 - LED/RT/5/6/625/840 | 4000 | 82 | 625 | 62.5 | 11000 | 10 | 4 | 65.4 | 16.35 | 19.2119 | 2020Q2 | https://shop.regencylighting.com/fixtures/downlight/led-retrofit-kits/led-rt-5-6-625-840-74406.html | Regency Lighting | 2020 | Yes
LED Lighting | Downlight | Sylvania | True |  |  |  |  | Home / Fixtures / Downlight / LED Retrofit Kits / Sylvania - 70520 - LED/RT4/550/827 Integrated White Trim 8W LED Retrofit Downlight - 550 Lumens - Warm White (2700K) - 82 CRI - 50000 Hours Sylvania - 70520 - LED/RT4/550/827 | 2700 | 82 | 550 | 68.75 | 50000 | 8 | 1 | 12.11 | 12.11 | 14.2297 | 2020Q2 | https://shop.regencylighting.com/fixtures/downlight/led-retrofit-kits/led-rt4-550-827-70520.html | Regency Lighting | 2020 | Yes
LED Lighting | Downlight | TCP | True |  |  |  |  | Home / Fixtures / Downlight / LED Retrofit Kits / TCP - LED10DR430K Damp Location 10W LED Retrofit Downlight - 750 Lumens - Warm White (3000K) - 80 CRI - 35000 Hours - White TCP - LED10DR430K | 3000 | 80 | 750 | 75 | 35000 | 10 | 6 | 80.82 | 13.47 | 15.8278 | 2020Q2 | https://shop.regencylighting.com/fixtures/downlight/led-retrofit-kits/led10dr430k-tcp.html | Regency Lighting | 2020 | Yes
LED Lighting | Downlight | TCP | True |  |  |  |  | Home / Fixtures / Downlight / LED Retrofit Kits / TCP - LED11DR5630K Indoor 11W LED Retrofit Downlight - 850 Lumens - Warm White (3000K) - 80 CRI - 35000 Hours - White TCP - LED11DR5630K | 3000 | 80 | 850 | 77.2727 | 35000 | 11 | 6 | 96.6 | 16.1 | 18.9181 | 2020Q2 | https://shop.regencylighting.com/fixtures/downlight/led-retrofit-kits/led11dr5630k-tcp.html | Regency Lighting | 2020 | Yes
LED Lighting | Downlight | Sylvania | True | Scene Controls, |  | G13 (Medium Bi-Pin) | G13 (Medium Bi-Pin) | Home / Fixtures / Downlight / LED Retrofit Kits / Sylvania - 73741 - LED13.5RT56RGBWLFY Smart + LED Recessed Downlight Kit; Dimmable; Color Temperature Tunable between 2700-6500 Kelvin; Suitable for Wet Locations; Fits Standard 5" or 6" Recessed Downlight FixturesRequires ZigBee Compatible Home Automation Hub (sold separately) 13.5W LED Resessed Downlight Kit - 820 Lumens - Warm White (2700K) - 90 CRI - 20000 hrs. - G13 (Medium Bi-Pin) - 120 to 130V Sylvania - 73741 - LED13.5RT56RGBWLFY | 2700 | 90 | 820 | 60.7407 | 20000 | 13.5 | 1 | 179.86 | 179.86 | 211.3424 | 2020Q2 | https://shop.regencylighting.com/fixtures/downlight/led-retrofit-kits/led13-5rt56rgbwlfy-73741.html | Regency Lighting | 2020 | No
LED Lighting | Downlight | TCP | True |  |  |  |  | Home / Fixtures / Downlight / LED Retrofit Kits / TCP - LED14DR5641K Damp Location 14W LED Retrofit Downlight - 1300 Lumens - Cool White (4100K) - 80 CRI - 35000 Hours - White TCP - LED14DR5641K | 4100 | 80 | 1300 | 92.8571 | 35000 | 14 | 6 | 103.44 | 17.24 | 20.2577 | 2020Q2 | https://shop.regencylighting.com/fixtures/downlight/led-retrofit-kits/led14dr5641k-tcp.html | Regency Lighting | 2020 | Yes
LED Lighting | Downlight | Sylvania | True |  |  |  |  | Home / Fixtures / Downlight / LED Retrofit Kits / Sylvania - 60773 - LEDRT56R3A900UD940 Downlight LED Retrofit; New Construction or Retrofit Applications replacing Pin-Based CFL Lamps; 5/6" Compatible Can; Energy Star Listed LED Retrofit Downlight - 900 Lumens - Cool White (4000K) - 90 CRI - 50000 Hours - 120 to 277V (Universal) Sylvania - 60773 - LEDRT56R3A900UD940 | 4000 | 90 | 900 | 75 | 50000 | 12 | 2 | 89.76 | 44.88 | 52.7357 | 2020Q2 | https://shop.regencylighting.com/fixtures/downlight/led-retrofit-kits/ledrt56r3a900ud940-60773.html | Regency Lighting | 2020 | Yes
LED Lighting | Downlight | Sylvania | True |  |  |  |  | Home / Fixtures / Downlight / LED Retrofit Kits / Sylvania - 60781 - LEDRT8R3A2000UD940 8" Compatible Can; Round; Wet Location Rated; Energy Star Listed 23W LED Downlight - 2000 Lumens - Cool White (4000K) - 90 CRI - 50000 hrs. - 120 to 277V (Universal) Sylvania - 60781 - LEDRT8R3A2000UD940 | 4000 | 90 | 2000 | 86.9565 | 50000 | 23 | 1 | 86.56 | 86.56 | 101.7113 | 2020Q2 | https://shop.regencylighting.com/fixtures/downlight/led-retrofit-kits/ledrt8r3a2000ud940-60781.html | Regency Lighting | 2020 | Yes
LED Lighting | Downlight | Maxlite | True |  |  |  |  | Home / Fixtures / Downlight / LED Retrofit Kits / Maxlite - 1410028 - RCF61340W Recessed 6" Commercial Fixture; Mounts Directly in Ceiling (No Housing Required); Comes with 24" Power Whip; Damp Location Rated; Energy Star Rated 12.5W LED Downlight Retrofit - 1353 Lumens - Cool White (4000K) - 80 CRI - 50000 hrs. - White Maxlite - 1410028 - RCF61340W | 4000 | 80 | 1353 | 108.24 | 50000 | 12.5 | 1 | 35.36 | 35.36 | 41.5494 | 2020Q2 | https://shop.regencylighting.com/fixtures/downlight/led-retrofit-kits/rcf61340w-mxt.html | Regency Lighting | 2020 | Yes
LED Lighting | Downlight | Maxlite | True |  |  |  |  | Home / Fixtures / Downlight / LED Retrofit Kits / Maxlite - 1410030 - RCF61840W Recessed 6" Commercial Fixture; Mounts Directly in Ceiling (No Housing Required); Comes with 24" Power Whip; Damp Location Rated; Energy Star Rated 17W LED Downlight Retrofit - 1855 Lumens - Cool White (4000K) - 80 CRI - 50000 hrs. - White Maxlite - 1410030 - RCF61840W | 4000 | 80 | 1855 | 109.1176 | 50000 | 17 | 1 | 45.83 | 45.83 | 53.852 | 2020Q2 | https://shop.regencylighting.com/fixtures/downlight/led-retrofit-kits/rcf61840w-mxt.html | Regency Lighting | 2020 | Yes
LED Lighting | Downlight | Maxlite | True |  |  |  |  | Home / Fixtures / Downlight / LED Retrofit Kits / Maxlite - 1410034 - RCF81840W Recessed 8" Commercial Fixture; Mounts Directly in Ceiling (No Housing Required); Comes with 24" Power Whip; Damp Location Rated; Energy Star Rated 17.2W LED Downlight Retrofit - 1956 Lumens - Cool White (4000K) - 80 CRI - 50000 hrs. - White Maxlite - 1410034 - RCF81840W | 4000 | 80 | 1956 | 113.7209 | 50000 | 17.2 | 1 | 45.76 | 45.76 | 53.7698 | 2020Q2 | https://shop.regencylighting.com/fixtures/downlight/led-retrofit-kits/rcf81840w-mxt.html | Regency Lighting | 2020 | Yes
LED Lighting | Downlight | Philips | True | Daylighting/Photocell, |  |  |  | Home / Fixtures / Downlight / LED Retrofit Kits / Philips - 800060 - RECESSED 5/6 INCH 5000K E26 US UL Wet design suitable for both indoor and outdoor applications. This lamp is Energy Star Certified. 11W LED Retrofit Downlight - 800 Lumens - Daylight (5000K) - 83 CRI - 45000 Hours Philips - 800060 - RECESSED 5/6 INCH 5000K E26 US | 5000 | 83 | 800 | 72.7273 | 45000 | 11 | 1 | 31.74 | 31.74 | 37.2957 | 2020Q2 | https://shop.regencylighting.com/fixtures/downlight/led-retrofit-kits/recessed-5-6-inch-5000k-e26-us-80006-0.html | Regency Lighting | 2020 | Yes
LED Lighting | Downlight | Maxlite | True |  |  |  |  | Home / Fixtures / Downlight / LED Retrofit Kits / Maxlite - RR-409U-40W 120-277V Universal Power Supply; High Lumen Transmission and Diffusing for Even Illumination; Supplied with E26 Base Adapter; L70 Lumen Maintenance of 50000 Hour 9W LED Retrofit Downlight - 720 Lumens - Cool White (4000K) - 80 CRI - 50000 Hours - White Maxlite - RR-409U-40W | 4000 | 80 | 720 | 80 | 50000 | 9 | 1 | 35.36 | 35.36 | 41.5494 | 2020Q2 | https://shop.regencylighting.com/fixtures/downlight/led-retrofit-kits/rr-409u-40w-mxt.html | Regency Lighting | 2020 | Yes
LED Lighting | Downlight | Maxlite | True |  |  |  |  | Home / Fixtures / Downlight / LED Retrofit Kits / Maxlite - 102383 - RR-613U-30W 120-277V Universal Power Supply; High Lumen Transmission and Diffusing for Even Illumination; Supplied with E26 Base Adapter; L70 Lumen Maintenance of 50000 Hour 13W LED Retrofit Downlight - 1110 Lumens - Warm White (3000K) - 80 CRI - 50000 Hours - White Maxlite - 102383 - RR-613U-30W | 3000 | 80 | 1110 | 85.3846 | 50000 | 13 | 1 | 43.81 | 43.81 | 51.4784 | 2020Q2 | https://shop.regencylighting.com/fixtures/downlight/led-retrofit-kits/rr-613u-30w-mxt.html | Regency Lighting | 2020 | Yes
LED Lighting | Downlight | Maxlite | True |  |  |  |  | Home / Fixtures / Downlight / LED Retrofit Kits / Maxlite - 107286 - RR-613U-40W 120-277V Universal Power Supply; High Lumen Transmission and Diffusing for Even Illumination; Supplied with E26 Base Adapter; L70 Lumen Maintenance of 50000 Hour 13W LED Retrofit Downlight - 1180 Lumens - Cool White (4000K) - 80 CRI - 50000 Hours - White Maxlite - 107286 - RR-613U-40W | 4000 | 80 | 1180 | 90.7692 | 50000 | 13 | 1 | 43.81 | 43.81 | 51.4784 | 2020Q2 | https://shop.regencylighting.com/fixtures/downlight/led-retrofit-kits/rr-613u-40w-mxt.html | Regency Lighting | 2020 | Yes
LED Lighting | Downlight | Maxlite | True | Daylighting/Photocell, |  |  |  | Home / Fixtures / Downlight / LED Retrofit Kits / Maxlite - 107288 - RR-613U-50W 120-277V Universal Power Supply; High Lumen Transmission and Diffusing for Even Illumination; Supplied with E26 Base Adapter; L70 Lumen Maintenance of 50000 Hour 13W LED Retrofit Downlight - 1250 Lumens - Daylight (5000K) - 80 CRI - 50000 Hours - White Maxlite - 107288 - RR-613U-50W | 5000 | 80 | 1250 | 96.1538 | 50000 | 13 | 1 | 43.81 | 43.81 | 51.4784 | 2020Q2 | https://shop.regencylighting.com/fixtures/downlight/led-retrofit-kits/rr-613u-50w-mxt.html | Regency Lighting | 2020 | Yes
LED Lighting | Downlight | Maxlite | True |  |  |  |  | Home / Fixtures / Downlight / LED Retrofit Kits / Maxlite - 107310 - RR61130W-L7 High Lumen Transmission and Diffusing for Even Illumination, Supplied with E26 Base Adapter, Five Year Limited Warranty, Suitable for Wet Locations 11W LED Retrofit Downlight - 900 Lumens - Warm White (3000K) - 80 CRI - 36000 Hours - White Maxlite - 107310 - RR61130W-L7 | 3000 | 80 | 900 | 81.8182 | 36000 | 11 | 1 | 11.94 | 11.94 | 14.03 | 2020Q2 | https://shop.regencylighting.com/fixtures/downlight/led-retrofit-kits/rr61130w-l7-mxt.html | Regency Lighting | 2020 | Yes
LED Lighting | Downlight | Maxlite | True |  |  |  |  | Home / Fixtures / Downlight / LED Retrofit Kits / Maxlite - 95336 - RRECO61840W Universal Voltage (120-277); Mounts into Existing Recessed Frame; Five year Limited Warranty; Dimmable to 10% (120v only) 17.9W LED Retrofit Downlight - 1505 Lumens - Cool White (4000K) - 80 CRI - 50000 Hours - White Maxlite - 95336 - RRECO61840W | 4000 | 80 | 1505 | 84.0782 | 50000 | 17.9 | 1 | 95.52 | 95.52 | 112.2397 | 2020Q2 | https://shop.regencylighting.com/fixtures/downlight/led-retrofit-kits/rreco61840w-mxt.html | Regency Lighting | 2020 | Yes
LED Lighting | Downlight | Maxlite | True |  |  |  |  | Home / Fixtures / Downlight / LED Retrofit Kits / Maxlite - 95364 - RRECO62730W Universal Voltage (120-277); Mounts into Existing Recessed Frame; Five year Limited Warranty; Dimmable to 10% (120v only) 26.5W LED Retrofit Downlight - 2010 Lumens - Warm White (3000K) - 80 CRI - 50000 Hours - White Maxlite - 95364 - RRECO62730W | 3000 | 80 | 2010 | 75.8491 | 50000 | 26.5 | 1 | 78.98 | 78.98 | 92.8046 | 2020Q2 | https://shop.regencylighting.com/fixtures/downlight/led-retrofit-kits/rreco62730w-mxt.html | Regency Lighting | 2020 | Yes
LED Lighting | Downlight | Maxlite | True |  |  |  |  | Home / Fixtures / Downlight / LED Retrofit Kits / Maxlite - 96864 - RRECO82330W Universal Voltage (120-277); Mounts into Existing Recessed Frame; Five year Limited Warranty; Dimmable to 10% (120v only) 22.4W LED Retrofit Downlight - 1680 Lumens - Warm White (3000K) - 80 CRI - 50000 Hours - White Maxlite - 96864 - RRECO82330W | 3000 | 80 | 1680 | 75 | 50000 | 22.4 | 1 | 80.82 | 80.82 | 94.9666 | 2020Q2 | https://shop.regencylighting.com/fixtures/downlight/led-retrofit-kits/rreco82330w-mxt.html | Regency Lighting | 2020 | Yes
LED Lighting | Downlight | Maxlite | True |  |  |  |  | Home / Fixtures / Downlight / LED Retrofit Kits / Maxlite - 96867 - RRECO82340W Universal Voltage (120-277); Mounts into Existing Recessed Frame; Five year Limited Warranty; Dimmable to 10% (120v only) 21.9W LED Retrofit Downlight - 1690 Lumens - Cool White (4000K) - 80 CRI - 50000 Hours - White Maxlite - 96867 - RRECO82340W | 4000 | 80 | 1690 | 77.1689 | 50000 | 21.9 | 1 | 102.86 | 102.86 | 120.8645 | 2020Q2 | https://shop.regencylighting.com/fixtures/downlight/led-retrofit-kits/rreco82340w-mxt.html | Regency Lighting | 2020 | Yes
LED Lighting | Downlight | Maxlite | True |  |  |  |  | Home / Fixtures / Downlight / LED Retrofit Kits / Maxlite - 95375 - RRECO84040W Universal Voltage (120-277); Mounts into Existing Recessed Frame; Five year Limited Warranty; Dimmable to 10% (120v only) 38.6W LED Retrofit Downlight - 3300 Lumens - Cool White (4000K) - 80 CRI - 50000 Hours - White Maxlite - 95375 - RRECO84040W | 4000 | 80 | 3300 | 85.4922 | 50000 | 38.6 | 1 | 95.52 | 95.52 | 112.2397 | 2020Q2 | https://shop.regencylighting.com/fixtures/downlight/led-retrofit-kits/rreco84040w-mxt.html | Regency Lighting | 2020 | Yes
LED Lighting | Downlight | Sylvania | True |  |  |  |  | Home / Fixtures / Downlight / Sylvania - 74404 - LED/RT/5/6/625/827 Airtight and Non IC Incandescent Downlights Housing 10W LED Retrofit Downlight - 625 Lumens - Warm White (2700K) - 82 CRI - 11000 Hours Sylvania - 74404 - LED/RT/5/6/625/827 | 2700 | 82 | 625 | 62.5 | 11000 | 10 | 4 | 65.4 | 16.35 | 19.2119 | 2020Q2 | https://shop.regencylighting.com/fixtures/downlight/led-rt-5-6-625-827-74404.html | Regency Lighting | 2020 | Yes
LED Lighting | Downlight | Sylvania | True |  |  |  |  | Home / Fixtures / Downlight / Sylvania - 74406 - LED/RT/5/6/625/840 Airtight and Non IC Incandescent Downlights Housing 10W LED Retrofit Downlight - 625 Lumens - Cool White (4000K) - 82 CRI - 11000 Hours Sylvania - 74406 - LED/RT/5/6/625/840 | 4000 | 82 | 625 | 62.5 | 11000 | 10 | 4 | 65.4 | 16.35 | 19.2119 | 2020Q2 | https://shop.regencylighting.com/fixtures/downlight/led-rt-5-6-625-840-74406.html | Regency Lighting | 2020 | Yes
LED Lighting | Downlight | Sylvania | True |  |  |  |  | Home / Fixtures / Downlight / Sylvania - 70520 - LED/RT4/550/827 Integrated White Trim 8W LED Retrofit Downlight - 550 Lumens - Warm White (2700K) - 82 CRI - 50000 Hours Sylvania - 70520 - LED/RT4/550/827 | 2700 | 82 | 550 | 68.75 | 50000 | 8 | 1 | 12.11 | 12.11 | 14.2297 | 2020Q2 | https://shop.regencylighting.com/fixtures/downlight/led-rt4-550-827-70520.html | Regency Lighting | 2020 | Yes
LED Lighting | Downlight | TCP | True |  |  |  |  | Home / Fixtures / Downlight / TCP - LED10DR430K Damp Location 10W LED Retrofit Downlight - 750 Lumens - Warm White (3000K) - 80 CRI - 35000 Hours - White TCP - LED10DR430K | 3000 | 80 | 750 | 75 | 35000 | 10 | 6 | 80.82 | 13.47 | 15.8278 | 2020Q2 | https://shop.regencylighting.com/fixtures/downlight/led10dr430k-tcp.html | Regency Lighting | 2020 | Yes
LED Lighting | Downlight | TCP | True |  |  |  |  | Home / Fixtures / Downlight / TCP - LED11DR5630K Indoor 11W LED Retrofit Downlight - 850 Lumens - Warm White (3000K) - 80 CRI - 35000 Hours - White TCP - LED11DR5630K | 3000 | 80 | 850 | 77.2727 | 35000 | 11 | 6 | 96.6 | 16.1 | 18.9181 | 2020Q2 | https://shop.regencylighting.com/fixtures/downlight/led11dr5630k-tcp.html | Regency Lighting | 2020 | Yes
LED Lighting | Downlight | Sylvania | True | Scene Controls, |  | G13 (Medium Bi-Pin) | G13 (Medium Bi-Pin) | Home / Fixtures / Downlight / Sylvania - 73741 - LED13.5RT56RGBWLFY Smart + LED Recessed Downlight Kit; Dimmable; Color Temperature Tunable between 2700-6500 Kelvin; Suitable for Wet Locations; Fits Standard 5" or 6" Recessed Downlight FixturesRequires ZigBee Compatible Home Automation Hub (sold separately) 13.5W LED Resessed Downlight Kit - 820 Lumens - Warm White (2700K) - 90 CRI - 20000 hrs. - G13 (Medium Bi-Pin) - 120 to 130V Sylvania - 73741 - LED13.5RT56RGBWLFY | 2700 | 90 | 820 | 60.7407 | 20000 | 13.5 | 1 | 179.86 | 179.86 | 211.3424 | 2020Q2 | https://shop.regencylighting.com/fixtures/downlight/led13-5rt56rgbwlfy-73741.html | Regency Lighting | 2020 | No
LED Lighting | Downlight | TCP | True |  |  |  |  | Home / Fixtures / Downlight / TCP - LED14DR5641K Damp Location 14W LED Retrofit Downlight - 1300 Lumens - Cool White (4100K) - 80 CRI - 35000 Hours - White TCP - LED14DR5641K | 4100 | 80 | 1300 | 92.8571 | 35000 | 14 | 6 | 103.44 | 17.24 | 20.2577 | 2020Q2 | https://shop.regencylighting.com/fixtures/downlight/led14dr5641k-tcp.html | Regency Lighting | 2020 | Yes
LED Lighting | Downlight | Sylvania | True |  |  |  |  | Home / Fixtures / Downlight / Sylvania - 60773 - LEDRT56R3A900UD940 Downlight LED Retrofit; New Construction or Retrofit Applications replacing Pin-Based CFL Lamps; 5/6" Compatible Can; Energy Star Listed LED Retrofit Downlight - 900 Lumens - Cool White (4000K) - 90 CRI - 50000 Hours - 120 to 277V (Universal) Sylvania - 60773 - LEDRT56R3A900UD940 | 4000 | 90 | 900 | 75 | 50000 | 12 | 2 | 89.76 | 44.88 | 52.7357 | 2020Q2 | https://shop.regencylighting.com/fixtures/downlight/ledrt56r3a900ud940-60773.html | Regency Lighting | 2020 | Yes
LED Lighting | Downlight | Sylvania | True |  |  |  |  | Home / Fixtures / Downlight / Sylvania - 60781 - LEDRT8R3A2000UD940 8" Compatible Can; Round; Wet Location Rated; Energy Star Listed 23W LED Downlight - 2000 Lumens - Cool White (4000K) - 90 CRI - 50000 hrs. - 120 to 277V (Universal) Sylvania - 60781 - LEDRT8R3A2000UD940 | 4000 | 90 | 2000 | 86.9565 | 50000 | 23 | 1 | 86.56 | 86.56 | 101.7113 | 2020Q2 | https://shop.regencylighting.com/fixtures/downlight/ledrt8r3a2000ud940-60781.html | Regency Lighting | 2020 | Yes
LED Lighting | Downlight | Maxlite | True |  |  |  |  | Home / Fixtures / Downlight / Maxlite - 1410028 - RCF61340W Recessed 6" Commercial Fixture; Mounts Directly in Ceiling (No Housing Required); Comes with 24" Power Whip; Damp Location Rated; Energy Star Rated 12.5W LED Downlight Retrofit - 1353 Lumens - Cool White (4000K) - 80 CRI - 50000 hrs. - White Maxlite - 1410028 - RCF61340W | 4000 | 80 | 1353 | 108.24 | 50000 | 12.5 | 1 | 35.36 | 35.36 | 41.5494 | 2020Q2 | https://shop.regencylighting.com/fixtures/downlight/rcf61340w-mxt.html | Regency Lighting | 2020 | Yes
LED Lighting | Downlight | Maxlite | True |  |  |  |  | Home / Fixtures / Downlight / Maxlite - 1410030 - RCF61840W Recessed 6" Commercial Fixture; Mounts Directly in Ceiling (No Housing Required); Comes with 24" Power Whip; Damp Location Rated; Energy Star Rated 17W LED Downlight Retrofit - 1855 Lumens - Cool White (4000K) - 80 CRI - 50000 hrs. - White Maxlite - 1410030 - RCF61840W | 4000 | 80 | 1855 | 109.1176 | 50000 | 17 | 1 | 45.83 | 45.83 | 53.852 | 2020Q2 | https://shop.regencylighting.com/fixtures/downlight/rcf61840w-mxt.html | Regency Lighting | 2020 | Yes
LED Lighting | Downlight | Maxlite | True |  |  |  |  | Home / Fixtures / Downlight / Maxlite - 1410034 - RCF81840W Recessed 8" Commercial Fixture; Mounts Directly in Ceiling (No Housing Required); Comes with 24" Power Whip; Damp Location Rated; Energy Star Rated 17.2W LED Downlight Retrofit - 1956 Lumens - Cool White (4000K) - 80 CRI - 50000 hrs. - White Maxlite - 1410034 - RCF81840W | 4000 | 80 | 1956 | 113.7209 | 50000 | 17.2 | 1 | 45.76 | 45.76 | 53.7698 | 2020Q2 | https://shop.regencylighting.com/fixtures/downlight/rcf81840w-mxt.html | Regency Lighting | 2020 | Yes
LED Lighting | Downlight | Philips | True | Daylighting/Photocell, |  |  |  | Home / Fixtures / Downlight / Philips - 800060 - RECESSED 5/6 INCH 5000K E26 US UL Wet design suitable for both indoor and outdoor applications. This lamp is Energy Star Certified. 11W LED Retrofit Downlight - 800 Lumens - Daylight (5000K) - 83 CRI - 45000 Hours Philips - 800060 - RECESSED 5/6 INCH 5000K E26 US | 5000 | 83 | 800 | 72.7273 | 45000 | 11 | 1 | 31.74 | 31.74 | 37.2957 | 2020Q2 | https://shop.regencylighting.com/fixtures/downlight/recessed-5-6-inch-5000k-e26-us-80006-0.html | Regency Lighting | 2020 | Yes
LED Lighting | Downlight | Elite Lighting | True |  |  |  |  | Home / Fixtures / Downlight / Reflectors / Elite Lighting - RL428-650L-DIMTR-120-30K-W-WH 4" LED Retrofit Module; Wet Location Rated; Energy Star Certified; T24 Approved 10W LED Retrofit Dowlight - 650 Lumens - Warm White (3000K) - 50000 Hours - White Elite Lighting - RL428-650L-DIMTR-120-30K-W-WH | 3000 |  | 650 | 65 | 50000 | 10 | 1 | 22.84 | 22.84 | 26.8379 | 2020Q2 | https://shop.regencylighting.com/fixtures/downlight/reflectors/rl428-650l-dimtr-120-30k-w-wh-elt.html | Regency Lighting | 2020 | Yes
LED Lighting | Downlight | Elite Lighting | True |  |  |  |  | Home / Fixtures / Downlight / Reflectors / Elite Lighting - RL628-950L-DIMTR-120-30K-W-WH 5" and 6" LED Retrofit Module; Wet Location Rated; Energy Star Certified; T24 Approved 14W LED Retrofit Dowlight - 950 Lumens - Warm White (3000K) - 50000 Hours - White Elite Lighting - RL628-950L-DIMTR-120-30K-W-WH | 3000 |  | 950 | 67.8571 | 50000 | 14 | 1 | 22.84 | 22.84 | 26.8379 | 2020Q2 | https://shop.regencylighting.com/fixtures/downlight/reflectors/rl628-950l-dimtr-120-30k-w-wh-elt.html | Regency Lighting | 2020 | Yes
LED Lighting | Downlight | Elite Lighting | True |  |  |  |  | Home / Fixtures / Downlight / Reflectors / Elite Lighting - RL631-960L-DIMTR-120-30K-W-WH 6" LED Retrofit Baffle Lighting Module; Wet Location Rated; Energy Star Certified; T24 Approved 15W LED Retrofit Dowlight - 960 Lumens - Warm White (3000K) - 50000 Hours - White Elite Lighting - RL631-960L-DIMTR-120-30K-W-WH | 3000 |  | 960 | 64 | 50000 | 15 | 1 | 22.84 | 22.84 | 26.8379 | 2020Q2 | https://shop.regencylighting.com/fixtures/downlight/reflectors/rl631-960l-dimtr-120-30k-w-wh-elt.html | Regency Lighting | 2020 | Yes
LED Lighting | Downlight | Elite Lighting | True |  |  |  |  | Home / Fixtures / Downlight / Elite Lighting - RL428-650L-DIMTR-120-30K-W-WH 4" LED Retrofit Module; Wet Location Rated; Energy Star Certified; T24 Approved 10W LED Retrofit Dowlight - 650 Lumens - Warm White (3000K) - 50000 Hours - White Elite Lighting - RL428-650L-DIMTR-120-30K-W-WH | 3000 |  | 650 | 65 | 50000 | 10 | 1 | 22.84 | 22.84 | 26.8379 | 2020Q2 | https://shop.regencylighting.com/fixtures/downlight/rl428-650l-dimtr-120-30k-w-wh-elt.html | Regency Lighting | 2020 | Yes
LED Lighting | Downlight | Elite Lighting | True |  |  |  |  | Home / Fixtures / Downlight / Elite Lighting - RL628-950L-DIMTR-120-30K-W-WH 5" and 6" LED Retrofit Module; Wet Location Rated; Energy Star Certified; T24 Approved 14W LED Retrofit Dowlight - 950 Lumens - Warm White (3000K) - 50000 Hours - White Elite Lighting - RL628-950L-DIMTR-120-30K-W-WH | 3000 |  | 950 | 67.8571 | 50000 | 14 | 1 | 22.84 | 22.84 | 26.8379 | 2020Q2 | https://shop.regencylighting.com/fixtures/downlight/rl628-950l-dimtr-120-30k-w-wh-elt.html | Regency Lighting | 2020 | Yes
LED Lighting | Downlight | Elite Lighting | True |  |  |  |  | Home / Fixtures / Downlight / Elite Lighting - RL631-960L-DIMTR-120-30K-W-WH 6" LED Retrofit Baffle Lighting Module; Wet Location Rated; Energy Star Certified; T24 Approved 15W LED Retrofit Dowlight - 960 Lumens - Warm White (3000K) - 50000 Hours - White Elite Lighting - RL631-960L-DIMTR-120-30K-W-WH | 3000 |  | 960 | 64 | 50000 | 15 | 1 | 22.84 | 22.84 | 26.8379 | 2020Q2 | https://shop.regencylighting.com/fixtures/downlight/rl631-960l-dimtr-120-30k-w-wh-elt.html | Regency Lighting | 2020 | Yes
LED Lighting | Downlight | Maxlite | True |  |  |  |  | Home / Fixtures / Downlight / Maxlite - RR-409U-40W 120-277V Universal Power Supply; High Lumen Transmission and Diffusing for Even Illumination; Supplied with E26 Base Adapter; L70 Lumen Maintenance of 50000 Hour 9W LED Retrofit Downlight - 720 Lumens - Cool White (4000K) - 80 CRI - 50000 Hours - White Maxlite - RR-409U-40W | 4000 | 80 | 720 | 80 | 50000 | 9 | 1 | 35.36 | 35.36 | 41.5494 | 2020Q2 | https://shop.regencylighting.com/fixtures/downlight/rr-409u-40w-mxt.html | Regency Lighting | 2020 | Yes
LED Lighting | Downlight | Maxlite | True |  |  |  |  | Home / Fixtures / Downlight / Maxlite - 102383 - RR-613U-30W 120-277V Universal Power Supply; High Lumen Transmission and Diffusing for Even Illumination; Supplied with E26 Base Adapter; L70 Lumen Maintenance of 50000 Hour 13W LED Retrofit Downlight - 1110 Lumens - Warm White (3000K) - 80 CRI - 50000 Hours - White Maxlite - 102383 - RR-613U-30W | 3000 | 80 | 1110 | 85.3846 | 50000 | 13 | 1 | 43.81 | 43.81 | 51.4784 | 2020Q2 | https://shop.regencylighting.com/fixtures/downlight/rr-613u-30w-mxt.html | Regency Lighting | 2020 | Yes
LED Lighting | Downlight | Maxlite | True |  |  |  |  | Home / Fixtures / Downlight / Maxlite - 107286 - RR-613U-40W 120-277V Universal Power Supply; High Lumen Transmission and Diffusing for Even Illumination; Supplied with E26 Base Adapter; L70 Lumen Maintenance of 50000 Hour 13W LED Retrofit Downlight - 1180 Lumens - Cool White (4000K) - 80 CRI - 50000 Hours - White Maxlite - 107286 - RR-613U-40W | 4000 | 80 | 1180 | 90.7692 | 50000 | 13 | 1 | 43.81 | 43.81 | 51.4784 | 2020Q2 | https://shop.regencylighting.com/fixtures/downlight/rr-613u-40w-mxt.html | Regency Lighting | 2020 | Yes
LED Lighting | Downlight | Maxlite | True | Daylighting/Photocell, |  |  |  | Home / Fixtures / Downlight / Maxlite - 107288 - RR-613U-50W 120-277V Universal Power Supply; High Lumen Transmission and Diffusing for Even Illumination; Supplied with E26 Base Adapter; L70 Lumen Maintenance of 50000 Hour 13W LED Retrofit Downlight - 1250 Lumens - Daylight (5000K) - 80 CRI - 50000 Hours - White Maxlite - 107288 - RR-613U-50W | 5000 | 80 | 1250 | 96.1538 | 50000 | 13 | 1 | 43.81 | 43.81 | 51.4784 | 2020Q2 | https://shop.regencylighting.com/fixtures/downlight/rr-613u-50w-mxt.html | Regency Lighting | 2020 | Yes
LED Lighting | Downlight | Maxlite | True |  |  |  |  | Home / Fixtures / Downlight / Maxlite - 107310 - RR61130W-L7 High Lumen Transmission and Diffusing for Even Illumination, Supplied with E26 Base Adapter, Five Year Limited Warranty, Suitable for Wet Locations 11W LED Retrofit Downlight - 900 Lumens - Warm White (3000K) - 80 CRI - 36000 Hours - White Maxlite - 107310 - RR61130W-L7 | 3000 | 80 | 900 | 81.8182 | 36000 | 11 | 1 | 11.94 | 11.94 | 14.03 | 2020Q2 | https://shop.regencylighting.com/fixtures/downlight/rr61130w-l7-mxt.html | Regency Lighting | 2020 | Yes
LED Lighting | Downlight | Maxlite | True |  |  |  |  | Home / Fixtures / Downlight / Maxlite - 95336 - RRECO61840W Universal Voltage (120-277); Mounts into Existing Recessed Frame; Five year Limited Warranty; Dimmable to 10% (120v only) 17.9W LED Retrofit Downlight - 1505 Lumens - Cool White (4000K) - 80 CRI - 50000 Hours - White Maxlite - 95336 - RRECO61840W | 4000 | 80 | 1505 | 84.0782 | 50000 | 17.9 | 1 | 95.52 | 95.52 | 112.2397 | 2020Q2 | https://shop.regencylighting.com/fixtures/downlight/rreco61840w-mxt.html | Regency Lighting | 2020 | Yes
LED Lighting | Downlight | Maxlite | True |  |  |  |  | Home / Fixtures / Downlight / Maxlite - 95364 - RRECO62730W Universal Voltage (120-277); Mounts into Existing Recessed Frame; Five year Limited Warranty; Dimmable to 10% (120v only) 26.5W LED Retrofit Downlight - 2010 Lumens - Warm White (3000K) - 80 CRI - 50000 Hours - White Maxlite - 95364 - RRECO62730W | 3000 | 80 | 2010 | 75.8491 | 50000 | 26.5 | 1 | 78.98 | 78.98 | 92.8046 | 2020Q2 | https://shop.regencylighting.com/fixtures/downlight/rreco62730w-mxt.html | Regency Lighting | 2020 | Yes
LED Lighting | Downlight | Maxlite | True |  |  |  |  | Home / Fixtures / Downlight / Maxlite - 96864 - RRECO82330W Universal Voltage (120-277); Mounts into Existing Recessed Frame; Five year Limited Warranty; Dimmable to 10% (120v only) 22.4W LED Retrofit Downlight - 1680 Lumens - Warm White (3000K) - 80 CRI - 50000 Hours - White Maxlite - 96864 - RRECO82330W | 3000 | 80 | 1680 | 75 | 50000 | 22.4 | 1 | 80.82 | 80.82 | 94.9666 | 2020Q2 | https://shop.regencylighting.com/fixtures/downlight/rreco82330w-mxt.html | Regency Lighting | 2020 | Yes
LED Lighting | Downlight | Maxlite | True |  |  |  |  | Home / Fixtures / Downlight / Maxlite - 96867 - RRECO82340W Universal Voltage (120-277); Mounts into Existing Recessed Frame; Five year Limited Warranty; Dimmable to 10% (120v only) 21.9W LED Retrofit Downlight - 1690 Lumens - Cool White (4000K) - 80 CRI - 50000 Hours - White Maxlite - 96867 - RRECO82340W | 4000 | 80 | 1690 | 77.1689 | 50000 | 21.9 | 1 | 102.86 | 102.86 | 120.8645 | 2020Q2 | https://shop.regencylighting.com/fixtures/downlight/rreco82340w-mxt.html | Regency Lighting | 2020 | Yes
LED Lighting | Downlight | Maxlite | True |  |  |  |  | Home / Fixtures / Downlight / Maxlite - 95375 - RRECO84040W Universal Voltage (120-277); Mounts into Existing Recessed Frame; Five year Limited Warranty; Dimmable to 10% (120v only) 38.6W LED Retrofit Downlight - 3300 Lumens - Cool White (4000K) - 80 CRI - 50000 Hours - White Maxlite - 95375 - RRECO84040W | 4000 | 80 | 3300 | 85.4922 | 50000 | 38.6 | 1 | 95.52 | 95.52 | 112.2397 | 2020Q2 | https://shop.regencylighting.com/fixtures/downlight/rreco84040w-mxt.html | Regency Lighting | 2020 | Yes
LED Lighting | Decorative | Ushio | True |  | S14 | E26 (Medium) | E26 (Medium) | Home / Light Bulbs / LED / Ushio - 1004161 - 1.5W/ULED/S14/CL/27K Wet Location Rated; Direct Replacement for 11S14 Lamps 1.5W S14 LED Lamp - Universal - 150 Lumens - Warm White (2700K) - 80 CRI - 25000 Hours - E26 (Medium) - 120 to 130V - Clear Ushio - 1004161 - 1.5W/ULED/S14/CL/27K | 2700 | 80 | 150 | 100 | 25000 | 1.5 | 1 | 9.31 | 9.31 | 10.9396 | 2020Q2 | https://shop.regencylighting.com/lamps/led/1-5w-uled-s14-cl-27k-1004161.html | Regency Lighting | 2020 | Yes
LED Lighting | Decorative | Satco | True |  | CA11 | G4 (Bi-Pin) | G4 (Bi-Pin) | Home / Light Bulbs / LED / Satco - S9542 - 1.6JC/G4/LED/3000K/12V/D CA11 LED Bulb 1.6W CA11 LED Lamp - Universal - 200 Lumens - Warm White (3000K) - 80 CRI - 25000 Hours - G4 (Bi-Pin) - 12V Satco - S9542 - 1.6JC/G4/LED/3000K/12V/D | 3000 | 80 | 200 | 125 | 25000 | 1.6 | 1 | 8.69 | 8.69 | 10.2111 | 2020Q2 | https://shop.regencylighting.com/lamps/led/1-6jc-g4-led-3000k-12v-d-s9542.html | Regency Lighting | 2020 | Yes
LED Lighting | A-Type | Satco | True |  | General Purpose Replacement | A19 | GU24 | Damp Location Rated Home / Light Bulbs / LED / Satco - S9708 - 10A19/OMNI/LED/3K/90CRI/GU24 Energy Star Rated; Approved for Enclosed Fixtures; Damp Location Rated 10W A19 LED Lamp - 800 Lumens - Warm White (3000K) - 90 CRI - 25000 Hours - GU24 (Bi-Pin / Twist & Lock) - 120 to 130V - Frost Satco - S9708 - 10A19/OMNI/LED/3K/90CRI/GU24 | 3000 | 94 | 800 | 80 | 25000 | 10 | 1 | 5.71 | 5.71 | 6.7095 | 2020Q2 | https://shop.regencylighting.com/lamps/led/10a19-omni-led-3k-90cri-gu24-s9708.html | Regency Lighting | 2020 | Yes
LED Lighting | A-Type | Satco | True |  | General Purpose Replacement | A19 | E26 (Medium) | Damp Location Rated Home / Light Bulbs / LED / Satco - S9704 - 10A19/OMNI/LED/3K/90CRI Energy Star Rated; Approved for Enclosed Fixtures; Damp Location Rated 10W A19 LED Lamp - 800 Lumens - Warm White (3000K) - 90 CRI - 25000 Hours - E26 (Medium) - 120 to 130V - Frost Satco - S9704 - 10A19/OMNI/LED/3K/90CRI | 3000 | 94 | 800 | 80 | 25000 | 10 | 1 | 4.39 | 4.39 | 5.1584 | 2020Q2 | https://shop.regencylighting.com/lamps/led/10a19-omni-led-3k-90cri-s9704.html | Regency Lighting | 2020 | Yes
LED Lighting | A-Type | Maxlite | True | Daylighting/Photocell, | General Purpose Replacement | A19 | E26 (Medium) | Damp Location Rated,Use With Timers,Not for Use in Recessed Fixtures,Use With Photo and/or Motion Sensors Home / Light Bulbs / LED / Maxlite - 1409224 - 10A19DLED930/G2/JA8 Energy Star Certified; Dry and Damp Location; Not for Use in Totally Enclosed Fixtures 10W A19 LED Lamp - Universal - 800 Lumens - Warm White (3000K) - 90 CRI - 25000 Hours - E26 (Medium) - 120 to 130V Maxlite - 1409224 - 10A19DLED930/G2/JA8 | 3000 | 93 | 800 | 80 | 25000 | 10 | 1 | 4.39 | 4.39 | 5.1584 | 2020Q2 | https://shop.regencylighting.com/lamps/led/10a19dled930-g2-ja8-mxt.html | Regency Lighting | 2020 | Yes
LED Lighting | A-Type | Satco | True |  | General Purpose Replacement | A19 | GU24 | Damp Location Rated Home / Light Bulbs / LED / LED A-Line / Satco - S9707 - 10A19/OMNI/LED/27K/90CRI/GU24 Energy Star Rated; Approved for Enclosed Fixtures; Damp Location Rated 10W A19 LED Lamp - 800 Lumens - Warm White (2700K) - 90 CRI - 25000 Hours - GU24 (Bi-Pin / Twist & Lock) - 120 to 130V - Frost Satco - S9707 - 10A19/OMNI/LED/27K/90CRI/GU24 | 2700 | 93 | 800 | 80 | 25000 | 10 | 1 | 6.93 | 6.93 | 8.143 | 2020Q2 | https://shop.regencylighting.com/lamps/led/a-line/10a19-omni-led-27k-90cri-gu24-s9707.html | Regency Lighting | 2020 | Yes
LED Lighting | A-Type | Satco | True |  | General Purpose Replacement | A19 | E26 (Medium) | Damp Location Rated Home / Light Bulbs / LED / LED A-Line / Satco - S9703 - 10A19/OMNI/LED/27K/90CRI Energy Star Rated; Approved for Enclosed Fixtures; Damp Location Rated 10W A19 LED Lamp - 800 Lumens - Warm White (2700K) - 90 CRI - 25000 Hours - E26 (Medium) - 120 to 130V - Frost Satco - S9703 - 10A19/OMNI/LED/27K/90CRI | 2700 | 93 | 800 | 80 | 25000 | 10 | 1 | 5.18 | 5.18 | 6.0867 | 2020Q2 | https://shop.regencylighting.com/lamps/led/a-line/10a19-omni-led-27k-90cri-s9703.html | Regency Lighting | 2020 | Yes
LED Lighting | A-Type | Satco | True |  | General Purpose Replacement | A19 | GU24 | Damp Location Rated Home / Light Bulbs / LED / LED A-Line / Satco - S9708 - 10A19/OMNI/LED/3K/90CRI/GU24 Energy Star Rated; Approved for Enclosed Fixtures; Damp Location Rated 10W A19 LED Lamp - 800 Lumens - Warm White (3000K) - 90 CRI - 25000 Hours - GU24 (Bi-Pin / Twist & Lock) - 120 to 130V - Frost Satco - S9708 - 10A19/OMNI/LED/3K/90CRI/GU24 | 3000 | 94 | 800 | 80 | 25000 | 10 | 1 | 5.71 | 5.71 | 6.7095 | 2020Q2 | https://shop.regencylighting.com/lamps/led/a-line/10a19-omni-led-3k-90cri-gu24-s9708.html | Regency Lighting | 2020 | Yes
LED Lighting | A-Type | Satco | True |  | General Purpose Replacement | A19 | E26 (Medium) | Damp Location Rated Home / Light Bulbs / LED / LED A-Line / Satco - S9704 - 10A19/OMNI/LED/3K/90CRI Energy Star Rated; Approved for Enclosed Fixtures; Damp Location Rated 10W A19 LED Lamp - 800 Lumens - Warm White (3000K) - 90 CRI - 25000 Hours - E26 (Medium) - 120 to 130V - Frost Satco - S9704 - 10A19/OMNI/LED/3K/90CRI | 3000 | 94 | 800 | 80 | 25000 | 10 | 1 | 4.39 | 4.39 | 5.1584 | 2020Q2 | https://shop.regencylighting.com/lamps/led/a-line/10a19-omni-led-3k-90cri-s9704.html | Regency Lighting | 2020 | Yes
LED Lighting | A-Type | Maxlite | True | Daylighting/Photocell, | General Purpose Replacement | A19 | E26 (Medium) | Damp Location Rated,Use With Timers,Not for Use in Recessed Fixtures,Use With Photo and/or Motion Sensors Home / Light Bulbs / LED / LED A-Line / Maxlite - 1409224 - 10A19DLED930/G2/JA8 Energy Star Certified; Dry and Damp Location; Not for Use in Totally Enclosed Fixtures 10W A19 LED Lamp - Universal - 800 Lumens - Warm White (3000K) - 90 CRI - 25000 Hours - E26 (Medium) - 120 to 130V Maxlite - 1409224 - 10A19DLED930/G2/JA8 | 3000 | 93 | 800 | 80 | 25000 | 10 | 1 | 4.39 | 4.39 | 5.1584 | 2020Q2 | https://shop.regencylighting.com/lamps/led/a-line/10a19dled930-g2-ja8-mxt.html | Regency Lighting | 2020 | Yes
LED Lighting | Decorative | Philips | True |  | G25 | E26 (Medium) | E26 (Medium) | Home / Light Bulbs / LED / Philips - 459347 - 10G25/LED/827-22/E26/CL/DIM120 Energy Star Rated; Wet Location Rated; Warm Glow 10W G25 LED Lamp - Universal - 800 Lumens - Warm White (2200 to 2700K) - 80 CRI - 25000 Hours - E26 (Medium) - 120 to 130V - Clear Philips - 459347 - 10G25/LED/827-22/E26/CL/DIM120 | 2200 | 80 | 800 | 80 | 25000 | 10 | 6 | 69.24 | 11.54 | 13.5599 | 2020Q2 | https://shop.regencylighting.com/lamps/led/10g25-led-827-22-e26-cl-dim120-45934-7.html | Regency Lighting | 2020 | Yes
LED Lighting | Reflector | Maxlite | True |  | PAR30 | E26 (Medium) | E26 (Medium) | Home / Light Bulbs / LED / Maxlite - 10P30DLED27FL Solid Aluminum Body; Environmentally Friendly; Compatible with Building Control 10W PAR30 LED Lamp - Universal - 750 Lumens - Warm White (2700K) - 80 CRI - 25000 Hours - E26 (Medium) - 120 to 130V Maxlite - 10P30DLED27FL | 2700 | 80 | 750 | 75 | 25000 | 10 | 12 | 93.48 | 7.79 | 9.1536 | 2020Q2 | https://shop.regencylighting.com/lamps/led/10p30dled27fl-mxt.html | Regency Lighting | 2020 | Yes
LED Lighting | Reflector | Maxlite | True |  | PAR30 | E26 (Medium) | E26 (Medium) | Home / Light Bulbs / LED / Maxlite - 10P30DLED40FL Solid Aluminum Body; Environmentally Friendly; Compatible with Building Control 10W PAR30 LED Lamp - Universal - 750 Lumens - Cool White (4000K) - 80 CRI - 25000 Hours - E26 (Medium) - 120 to 130V Maxlite - 10P30DLED40FL | 4000 | 80 | 750 | 75 | 25000 | 10 | 12 | 88.2 | 7.35 | 8.6365 | 2020Q2 | https://shop.regencylighting.com/lamps/led/10p30dled40fl-mxt.html | Regency Lighting | 2020 | Yes
LED Lighting | Reflector | Maxlite | True |  | PAR30LN | E26 (Medium) | E26 (Medium) | Home / Light Bulbs / LED / Maxlite - 102271 - 10P30LNDLED40FL Solid Aluminum Body acts as a Heat Sink; 25000 To 50000 Hour Life; Environmentally Friendly; Compatible with Building Controls; Uniform Color Consistency; Dimmable 10W PAR30 Long Neck LED Lamp - Universal - 750 Lumens - Cool White (4000K) - 80 CRI - 25000 Hours - E26 (Medium) - 120 to 130V Maxlite - 102271 - 10P30LNDLED40FL | 4000 | 80 | 750 | 75 | 25000 | 10 | 12 | 93.48 | 7.79 | 9.1536 | 2020Q2 | https://shop.regencylighting.com/lamps/led/10p30lndled40fl-mxt.html | Regency Lighting | 2020 | Yes
LED Lighting | Reflector | Maxlite | True |  | PAR30LN | E26 (Medium) | E26 (Medium) | Home / Light Bulbs / LED / Maxlite - 102289 - 10P30LNDLED40NF Solid Aluminum Body acts as a Heat Sink; 25000 To 50000 Hour Life; Environmentally Friendly; Compatible with Building Controls; Uniform Color Consistency; Dimmable 10W PAR30 Long Neck LED Lamp - Universal - 750 Lumens - Cool White (4000K) - 80 CRI - 25000 Hours - E26 (Medium) - 120 to 130V Maxlite - 102289 - 10P30LNDLED40NF | 4000 | 80 | 750 | 75 | 25000 | 10 | 1 | 7.79 | 7.79 | 9.1536 | 2020Q2 | https://shop.regencylighting.com/lamps/led/10p30lndled40nf-mxt.html | Regency Lighting | 2020 | Yes
LED Lighting | Reflector | Maxlite | False | Daylighting/Photocell, | PAR30LN | E26 (Medium) | E26 (Medium) | Home / Light Bulbs / LED / Maxlite - 102649 - 10P30NDV50FL Non-Dimming Value Series; Not Rated for Enclosed Rated; Damp Location Rated 10W PAR30 LED Lamp - Universal - 750 Lumens - Daylight (5000K) - 82 CRI - 11000 hrs. - E26 (Medium) - 120 to 130V Maxlite - 102649 - 10P30NDV50FL | 5000 | 82 | 750 | 75 | 11000 | 10 | 1 | 4.32 | 4.32 | 5.0762 | 2020Q2 | https://shop.regencylighting.com/lamps/led/10p30ndv50fl-mxt.html | Regency Lighting | 2020 | Yes
LED Lighting | Reflector | Philips | True |  | PAR30LN | E26 (Medium) | E26 (Medium) | Home / Light Bulbs / LED / Philips - 529701 - 10PAR30L/LED/827/F25/DIM/ULW PAR30L LED Spout Lamp 10W PAR30 Long Neck LED Lamp - Universal - 800 Lumens - Warm White (2700K) - 80 CRI - 25000 Hours - E26 (Medium) - 120 to 130V Philips - 529701 - 10PAR30L/LED/827/F25/DIM/ULW | 2700 | 80 | 800 | 80 | 25000 | 10 | 1 | 12.02 | 12.02 | 14.124 | 2020Q2 | https://shop.regencylighting.com/lamps/led/10par30l-led-827-f25-dim-ulw-52970-1.html | Regency Lighting | 2020 | Yes
LED Lighting | Reflector | Philips | True |  | PAR30 | E26 (Medium) | E26 (Medium) | Home / Light Bulbs / LED / Philips - 529792 - 10PAR30S/LED/827/F40/DIM/ULW PAR30S LED Spout Lamp 10W PAR30 LED Lamp - Universal - 800 Lumens - Warm White (2700K) - 80 CRI - 25000 Hours - E26 (Medium) - 120 to 130V Philips - 529792 - 10PAR30S/LED/827/F40/DIM/ULW | 2700 | 80 | 800 | 80 | 25000 | 10 | 1 | 12.02 | 12.02 | 14.124 | 2020Q2 | https://shop.regencylighting.com/lamps/led/10par30s-led-827-f40-dim-ulw-52979-2.html | Regency Lighting | 2020 | Yes
LED Lighting | Reflector | Philips | True |  | PAR30LN | E26 (Medium) | E26 (Medium) | Home / Light Bulbs / LED / Philips - 535419 - 11.3PAR30L/PER/930/F25/DIM/120 PAR30 Longneck LED Lamp 11.3W PAR30 Long Neck LED Lamp - Universal - 850 Lumens - Warm White (3000K) - 90 CRI - 25000 Hours - E26 (Medium) - 120 to 130V Philips - 535419 - 11.3PAR30L/PER/930/F25/DIM/120 | 3000 | 90 | 850 | 75.2212 | 25000 | 11.3 | 6 | 137.94 | 22.99 | 27.0141 | 2020Q2 | https://shop.regencylighting.com/lamps/led/11-3par30l-per-930-f25-dim-120-53541-9.html | Regency Lighting | 2020 | Yes
LED Lighting | A-Type | Maxlite | True | Daylighting/Photocell, | General Purpose Replacement | A19 | E26 (Medium) | Damp Location Rated,Use With Timers,Use With Photo and/or Motion Sensors,Recessed Fixtures Home / Light Bulbs / LED / LED A-Line / Maxlite - 1408960 - E10A19DLED927/G2/JA8 Energy Star Certified; Dry and Damp Location; Suitable for Use in Totally Enclosed Fixtures 10W A19 LED Lamp - Universal - 800 Lumens - Warm White (2700K) - 92 CRI - 25000 Hours - E26 (Medium) - 120 to 130V Maxlite - 1408960 - E10A19DLED927/G2/JA8 | 2700 | 92 | 800 | 80 | 25000 | 10 | 1 | 4.87 | 4.87 | 5.7224 | 2020Q2 | https://shop.regencylighting.com/lamps/led/a-line/e10a19dled927-g2-ja8-mxt.html | Regency Lighting | 2020 | Yes
LED Lighting | Reflector | Philips | True |  | PAR30 | E26 (Medium) | E26 (Medium) | Home / Light Bulbs / LED / Philips - 473843 - 11BR30/LED/827/DIM 120V BR30 LED Bulb 11W BR30 LED Lamp - 650 Lumens - Warm White (2700K) - 80 CRI - 11000 Hours - E26 (Medium) - 120 to 130V Philips - 473843 - 11BR30/LED/827/DIM 120V | 2700 | 80 | 650 | 59.0909 | 11000 | 11 | 1 | 5.39 | 5.39 | 6.3335 | 2020Q2 | https://shop.regencylighting.com/lamps/led/11br30-led-827-dim-120v-47384-3.html | Regency Lighting | 2020 | Yes
LED Lighting | Reflector | Green Creative | False |  | PAR30 | G24Q and GX24Q (4 Pin) | G24Q and GX24Q (4 Pin) | Home / Light Bulbs / LED / Green Creative - 97670 - 11PLVG4/830/DIR 26 Watt CFL Replacement; Plug-and Play; Compatiable with Most Electronic Ballasts; Approved for Damp Locations 11W LED Replacement for Compact Fluorescent Lamp - Vertical - 920 Lumens - Warm White (3000K) - 80 CRI - 40000 Hours - G24Q and GX24Q (4 Pin) Green Creative - 97670 - 11PLVG4/830/DIR | 3000 | 80 | 920 | 83.6364 | 40000 | 11 | 6 | 41.94 | 6.99 | 8.2135 | 2020Q2 | https://shop.regencylighting.com/lamps/led/11plvg4-830-dir-gcr.html | Regency Lighting | 2020 | Yes
LED Lighting | A-Type | Sylvania | True |  | General Purpose Replacement | A19 | E26 (Medium) | Damp Location Rated Home / Light Bulbs / LED / LED A-Line / Sylvania - 78111 - LED10A19/DIM/O/927/U/B Approved for Totally Enclosed Fixtures; Frosted Plastic; Indoor/Outdoor Damp Rated; Omnidirectional; CEC and JA8 Compliant 10W A19 LED Lamp - Universal - 800 Lumens - Warm White (2700K) - 93 CRI - 25000 Hours - E26 (Medium) - 120 to 130V - Frost Sylvania - 78111 - LED10A19/DIM/O/927/U/B | 2700 | 92 | 800 | 80 | 25000 | 10 | 1 | 4.78 | 4.78 | 5.6167 | 2020Q2 | https://shop.regencylighting.com/lamps/led/a-line/led10a19-dim-o-927-u-b-78111.html | Regency Lighting | 2020 | Yes
LED Lighting | A-Type | Sylvania | True | Daylighting/Photocell, | General Purpose Replacement | A19 | E26 (Medium) | Damp Location Rated Home / Light Bulbs / LED / LED A-Line / Sylvania - 78113 - LED10A19/DIM/O/950/U/B Approved for Totally Enclosed Fixtures; Frosted Plastic; Indoor/Outdoor Damp Rated; Omnidirectional; CEC and JA8 Compliant 10W A19 LED Lamp - Universal - 800 Lumens - Daylight (5000K) - 93 CRI - 25000 Hours - E26 (Medium) - 120 to 130V - Frost Sylvania - 78113 - LED10A19/DIM/O/950/U/B | 5000 | 96 | 800 | 80 | 25000 | 10 | 1 | 4.78 | 4.78 | 5.6167 | 2020Q2 | https://shop.regencylighting.com/lamps/led/a-line/led10a19-dim-o-950-u-b-78113.html | Regency Lighting | 2020 | Yes
LED Lighting | A-Type | Sylvania | True |  | General Purpose Replacement | A19 | GU24 | Damp Location Rated Home / Light Bulbs / LED / LED A-Line / Sylvania - 40343 - LED10A19DIMO927GU24URP High CRI A-Line; CEC and JA8 Certified; Energy Star Rated; Damp Location Rated 10W A19 LED Lamp - Universal - 800 Lumens - Warm White (2700K) - 93 CRI - 25000 hrs. - GU24 (Bi-Pin / Twist & Lock) - 120 to 130V - Frost Sylvania - 40343 - LED10A19DIMO927GU24URP | 2700 | 92 | 800 | 80 | 25000 | 10 | 1 | 4.55 | 4.55 | 5.3464 | 2020Q2 | https://shop.regencylighting.com/lamps/led/a-line/led10a19dimo927gu24urp-40343.html | Regency Lighting | 2020 | Yes
LED Lighting | A-Type | Sylvania | True |  | General Purpose Replacement | A19 | GU24 | Damp Location Rated Home / Light Bulbs / LED / LED A-Line / Sylvania - 40344 - LED10A19DIMO930GU24URP High CRI A-Line; CEC and JA8 Certified; Energy Star Rated; Damp Location Rated 10W A19 LED Lamp - Universal - 800 Lumens - Warm White (3000K) - 93 CRI - 25000 hrs. - GU24 (Bi-Pin / Twist & Lock) - 120 to 130V - Frost Sylvania - 40344 - LED10A19DIMO930GU24URP | 3000 | 93 | 800 | 80 | 25000 | 10 | 1 | 4.55 | 4.55 | 5.3464 | 2020Q2 | https://shop.regencylighting.com/lamps/led/a-line/led10a19dimo930gu24urp-40344.html | Regency Lighting | 2020 | Yes
LED Lighting | A-Type | Sylvania | True | Daylighting/Photocell, | General Purpose Replacement | A19 | GU24 | Damp Location Rated Home / Light Bulbs / LED / LED A-Line / Sylvania - 40345 - LED10A19DIMO950GU24URP High CRI A-Line; CEC and JA8 Certified; Energy Star Rated; Damp Location Rated 10W A19 LED Lamp - Universal - 800 Lumens - Daylight (5000K) - 93 CRI - 25000 hrs. - GU24 (Bi-Pin / Twist & Lock) - 120 to 130V - Frost Sylvania - 40345 - LED10A19DIMO950GU24URP | 5000 | 94 | 800 | 80 | 25000 | 10 | 1 | 4.55 | 4.55 | 5.3464 | 2020Q2 | https://shop.regencylighting.com/lamps/led/a-line/led10a19dimo950gu24urp-40345.html | Regency Lighting | 2020 | Yes
LED Lighting | Reflector | Philips | True |  | PAR30LN | E26 (Medium) | E26 (Medium) | Home / Light Bulbs / LED / Philips - 467829 - 12PAR30L/AMB/F25/830/DIM ULW Energy Star Rated:Yes, Minimum starting temperature:-4.00 F 12W PAR30 Long Neck LED Lamp - Universal - 850 Lumens - Warm White (3000K) - 80 CRI - 25000 Hours - E26 (Medium) - 120 to 130V Philips - 467829 - 12PAR30L/AMB/F25/830/DIM ULW | 3000 | 80 | 850 | 70.8333 | 25000 | 12 | 6 | 103.32 | 17.22 | 20.2342 | 2020Q2 | https://shop.regencylighting.com/lamps/led/12par30l-amb-f25-830-dim-ulw-46782-9.html | Regency Lighting | 2020 | Yes
LED Lighting | Reflector | Philips | True |  | PAR30LN | E26 (Medium) | E26 (Medium) | Home / Light Bulbs / LED / Philips - 467837 - 12PAR30L/AMB/F25/840/DIM ULW Energy Star Rated:Yes, Minimum starting temperature:-4.00 F 12W PAR30 Long Neck LED Lamp - Universal - 850 Lumens - Cool White (4000K) - 80 CRI - 25000 Hours - E26 (Medium) - 120 to 130V Philips - 467837 - 12PAR30L/AMB/F25/840/DIM ULW | 4000 | 80 | 850 | 70.8333 | 25000 | 12 | 6 | 103.32 | 17.22 | 20.2342 | 2020Q2 | https://shop.regencylighting.com/lamps/led/12par30l-amb-f25-840-dim-ulw-46783-7.html | Regency Lighting | 2020 | Yes
LED Lighting | Reflector | Philips | True |  | PAR30LN | E26 (Medium) | E26 (Medium) | Home / Light Bulbs / LED / Philips - 467845 - 12PAR30L/AMB/F40/827/DIM ULW Energy Star Rated:Yes, Minimum starting temperature:-4.00 F 12W PAR30 Long Neck LED Lamp - Universal - 850 Lumens - Warm White (2700K) - 80 CRI - 25000 Hours - E26 (Medium) - 120 to 130V Philips - 467845 - 12PAR30L/AMB/F40/827/DIM ULW | 2700 | 80 | 850 | 70.8333 | 25000 | 12 | 6 | 103.32 | 17.22 | 20.2342 | 2020Q2 | https://shop.regencylighting.com/lamps/led/12par30l-amb-f40-827-dim-ulw-46784-5.html | Regency Lighting | 2020 | Yes
LED Lighting | Reflector | Philips | True |  | PAR30LN | E26 (Medium) | E26 (Medium) | Home / Light Bulbs / LED / Philips - 467852 - 12PAR30L/AMB/F40/830/DIM ULW Energy Star Rated:Yes, Minimum starting temperature:-4.00 F 12W PAR30 Long Neck LED Lamp - Universal - 850 Lumens - Warm White (3000K) - 80 CRI - 25000 Hours - E26 (Medium) - 120 to 130V Philips - 467852 - 12PAR30L/AMB/F40/830/DIM ULW | 3000 | 80 | 850 | 70.8333 | 25000 | 12 | 6 | 103.32 | 17.22 | 20.2342 | 2020Q2 | https://shop.regencylighting.com/lamps/led/12par30l-amb-f40-830-dim-ulw-46785-2.html | Regency Lighting | 2020 | Yes
LED Lighting | Reflector | Philips | True |  | PAR30LN | E26 (Medium) | E26 (Medium) | Home / Light Bulbs / LED / Philips - 471037 - 12PAR30L/EC RETAIL/S10/930/DIM Superior Lighting Aesthetics; Optimal Thermal Efficiency in a Sleek, Lightweight Design 12W PAR30 Long Neck LED Lamp - Universal - 880 Lumens - Warm White (3000K) - 90 CRI - 40000 Hours - E26 (Medium) - 120 to 130V Philips - 471037 - 12PAR30L/EC RETAIL/S10/930/DIM | 3000 | 90 | 880 | 73.3333 | 40000 | 12 | 1 | 23.08 | 23.08 | 27.1199 | 2020Q2 | https://shop.regencylighting.com/lamps/led/12par30l-ec-retail-s10-930-dim-47103-7.html | Regency Lighting | 2020 | Yes
LED Lighting | Reflector | Philips | True |  | PAR30LN | E26 (Medium) | E26 (Medium) | Home / Light Bulbs / LED / Philips - 470970 - 12PAR30L/EXPERTCOLOR/F25/940 Superior Lighting Aesthetics; Optimal Thermal Efficiency in a Sleek, Lightweight Design 12W PAR30 Long Neck LED Lamp - Universal - 950 Lumens - Cool White (4000K) - 95 CRI - 40000 Hours - E26 (Medium) - 120 to 130V Philips - 470970 - 12PAR30L/EXPERTCOLOR/F25/940 | 4000 | 95 | 950 | 79.1667 | 40000 | 12 | 6 | 132.72 | 22.12 | 25.9919 | 2020Q2 | https://shop.regencylighting.com/lamps/led/12par30l-expertcolor-f25-940-47097-0.html | Regency Lighting | 2020 | Yes
LED Lighting | Reflector | Philips | True |  | PAR30LN | E26 (Medium) | E26 (Medium) | Home / Light Bulbs / LED / Philips - 470962 - 12PAR30L/EXPERTCOLOR/F40/927 AirFlux Technology Provide Superior Lighting Aesthetics; Optimal Thermal Efficiency in a Sleek, Lightweight Design 12W PAR30 Long Neck LED Lamp - Universal - 850 Lumens - Warm White (2700K) - 95 CRI - 40000 Hours - E26 (Medium) - 120 to 130V Philips - 470962 - 12PAR30L/EXPERTCOLOR/F40/927 | 2700 | 95 | 850 | 70.8333 | 40000 | 12 | 1 | 22.12 | 22.12 | 25.9919 | 2020Q2 | https://shop.regencylighting.com/lamps/led/12par30l-expertcolor-f40-927-47096-2.html | Regency Lighting | 2020 | Yes
LED Lighting | Reflector | Philips | True |  | PAR30LN | E26 (Medium) | E26 (Medium) | Home / Light Bulbs / LED / Philips - 470988 - 12PAR30L/EXPERTCOLOR/F40/940 Superior Lighting Aesthetics; Optimal Thermal Efficiency in a Sleek, Lightweight Design 12W PAR30 Long Neck LED Lamp - Universal - 950 Lumens - Cool White (4000K) - 95 CRI - 40000 Hours - E26 (Medium) - 120 to 130V Philips - 470988 - 12PAR30L/EXPERTCOLOR/F40/940 | 4000 | 95 | 950 | 79.1667 | 40000 | 12 | 1 | 22.12 | 22.12 | 25.9919 | 2020Q2 | https://shop.regencylighting.com/lamps/led/12par30l-expertcolor-f40-940-47098-8.html | Regency Lighting | 2020 | Yes
LED Lighting | Reflector | Philips | True |  | PAR30 Long Neck | E26 (Medium) | E26 (Medium) | Home / Light Bulbs / LED / Philips - 471045 - 12PAR30L/EXPERTCOLOR RETAIL Expertcolor PAR30 Longneck LED Lamp 12W PAR30 Long Neck LED Lamp - Universal - 880 Lumens - Neutral White (3000K) - 90 CRI - 40000 Hours - E26 (Medium) - 120V Philips - 471045 - 12PAR30L/EXPERTCOLOR RETAIL | 3000 | 90 | 880 | 73.3333 | 25000 | 12 | 6 | 138.48 | 23.08 | 27.1199 | 2020Q2 | https://shop.regencylighting.com/lamps/led/12par30l-expertcolor-retail-47104-5.html | Regency Lighting | 2020 | Yes
LED Lighting | Reflector | Philips | True |  | PAR30 | E26 (Medium) | E26 (Medium) | Home / Light Bulbs / LED / Philips - 467894 - 12PAR30S/AMB/F25/840/DIM ULW Energy Star Rated:Yes, Minimum starting temperature:-4.00 F 12W PAR30 LED Lamp - Universal - 850 Lumens - Cool White (4000K) - 80 CRI - 25000 Hours - E26 (Medium) - 120 to 130V Philips - 467894 - 12PAR30S/AMB/F25/840/DIM ULW | 4000 | 80 | 850 | 70.8333 | 25000 | 12 | 6 | 103.32 | 17.22 | 20.2342 | 2020Q2 | https://shop.regencylighting.com/lamps/led/12par30s-amb-f25-840-dim-ulw-46789-4.html | Regency Lighting | 2020 | Yes
LED Lighting | Reflector | Philips | True |  | PAR30 | E26 (Medium) | E26 (Medium) | Home / Light Bulbs / LED / Philips - 467902 - 12PAR30S/AMB/F40/827/DIM Energy Star Rated:Yes, Minimum starting temperature:-4.00 F 12W PAR30 LED Lamp - Universal - 850 Lumens - Warm White (2700K) - 80 CRI - 25000 Hours - E26 (Medium) - 120 to 130V Philips - 467902 - 12PAR30S/AMB/F40/827/DIM | 2700 | 80 | 850 | 70.8333 | 25000 | 12 | 6 | 103.32 | 17.22 | 20.2342 | 2020Q2 | https://shop.regencylighting.com/lamps/led/12par30s-amb-f40-827-dim-46790-2.html | Regency Lighting | 2020 | Yes
LED Lighting | Reflector | Philips | True |  | PAR30 | E26 (Medium) | E26 (Medium) | Home / Light Bulbs / LED / Philips - 467910 - 12PAR30S/AMB/F40/830/DIM ULW Energy Star Rated:Yes, Minimum starting temperature:-4.00 F 12W PAR30 LED Lamp - Universal - 850 Lumens - Warm White (3000K) - 80 CRI - 25000 Hours - E26 (Medium) - 120 to 130V Philips - 467910 - 12PAR30S/AMB/F40/830/DIM ULW | 3000 | 80 | 850 | 70.8333 | 25000 | 12 | 6 | 103.32 | 17.22 | 20.2342 | 2020Q2 | https://shop.regencylighting.com/lamps/led/12par30s-amb-f40-830-dim-ulw-46791-0.html | Regency Lighting | 2020 | Yes
LED Lighting | Reflector | Philips | True |  | PAR30 | E26 (Medium) | E26 (Medium) | Home / Light Bulbs / LED / Philips - 470906 - 12PAR30S/EXPERTCOLOR/F25/927 Superior Lighting Aesthetics; Optimal Thermal Efficiency in a Sleek, Lightweight Design 12W PAR30 LED Lamp - Universal - 850 Lumens - Warm White (2700K) - 95 CRI - 40000 Hours - E26 (Medium) - 120 to 130V Philips - 470906 - 12PAR30S/EXPERTCOLOR/F25/927 | 2700 | 95 | 850 | 70.8333 | 40000 | 12 | 6 | 132.72 | 22.12 | 25.9919 | 2020Q2 | https://shop.regencylighting.com/lamps/led/12par30s-expertcolor-f25-927-47090-6.html | Regency Lighting | 2020 | Yes
LED Lighting | Reflector | Philips | True |  | PAR30 | E26 (Medium) | E26 (Medium) | Home / Light Bulbs / LED / Philips - 470930 - 12PAR30S/EXPERTCOLOR/F25/940 Superior Lighting Aesthetics; Optimal Thermal Efficiency in a Sleek, Lightweight Design 12W PAR30 LED Lamp - Universal - 950 Lumens - Cool White (4000K) - 95 CRI - 40000 Hours - E26 (Medium) - 120 to 130V Philips - 470930 - 12PAR30S/EXPERTCOLOR/F25/940 | 4000 | 95 | 950 | 79.1667 | 40000 | 12 | 1 | 22.12 | 22.12 | 25.9919 | 2020Q2 | https://shop.regencylighting.com/lamps/led/12par30s-expertcolor-f25-940-47093-0.html | Regency Lighting | 2020 | Yes
LED Lighting | Reflector | Philips | True |  | PAR30 | E26 (Medium) | E26 (Medium) | Home / Light Bulbs / LED / Philips - 470914 - 12PAR30S/EXPERTCOLOR/F40 Superior Lighting Aesthetics; Optimal Thermal Efficiency in a Sleek, Lightweight Design 12W PAR30 LED Lamp - Universal - 850 Lumens - Warm White (2700K) - 95 CRI - 40000 Hours - E26 (Medium) - 120 to 130V Philips - 470914 - 12PAR30S/EXPERTCOLOR/F40 | 2700 | 95 | 850 | 70.8333 | 40000 | 12 | 1 | 17.31 | 17.31 | 20.3399 | 2020Q2 | https://shop.regencylighting.com/lamps/led/12par30s-expertcolor-f40-47091-4.html | Regency Lighting | 2020 | Yes
LED Lighting | Reflector | Philips | True |  | PAR30 | E26 (Medium) | E26 (Medium) | Home / Light Bulbs / LED / Philips - 470948 - 12PAR30S/EXPERTCOLOR/F40/940 Superior Lighting Aesthetics; Optimal Thermal Efficiency in a Sleek, Lightweight Design 12W PAR30 LED Lamp - Universal - 950 Lumens - Cool White (4000K) - 95 CRI - 40000 Hours - E26 (Medium) - 120 to 130V Philips - 470948 - 12PAR30S/EXPERTCOLOR/F40/940 | 4000 | 95 | 950 | 79.1667 | 40000 | 12 | 1 | 22.12 | 22.12 | 25.9919 | 2020Q2 | https://shop.regencylighting.com/lamps/led/12par30s-expertcolor-f40-940-47094-8.html | Regency Lighting | 2020 | Yes
LED Lighting | Reflector | Philips | True |  | PAR30 | E26 (Medium) | E26 (Medium) | Home / Light Bulbs / LED / Philips - 471060 - 12PAR30S/EXPERTCOLOR RETAIL Superior Lighting Aesthetics; Optimal Thermal Efficiency in a Sleek, Lightweight Design 12W PAR30 LED Lamp - Universal - 880 Lumens - Neutral White (3000K) - 90 CRI - 40000 Hours - E26 (Medium) - 120V Philips - 471060 - 12PAR30S/EXPERTCOLOR RETAIL | 3000 | 90 | 880 | 73.3333 | 40000 | 12 | 6 | 138.48 | 23.08 | 27.1199 | 2020Q2 | https://shop.regencylighting.com/lamps/led/12par30s-expertcolor-retail-47106-0.html | Regency Lighting | 2020 | Yes
LED Lighting | Reflector | Philips | True |  | PAR30 | E26 (Medium) | E26 (Medium) | Home / Light Bulbs / LED / Philips - 471078 - 12PAR30S/EXPERTCOLOR RETAIL Expertcolor PAR30 Shortneck LED Lamp 12W PAR30 LED Lamp - Universal - 880 Lumens - Neutral White (3000K) - 90 CRI - 40000 Hours - E26 (Medium) - 120V Philips - 471078 - 12PAR30S/EXPERTCOLOR RETAIL | 3000 | 90 | 880 | 73.3333 | 25000 | 12 | 6 | 138.48 | 23.08 | 27.1199 | 2020Q2 | https://shop.regencylighting.com/lamps/led/12par30s-expertcolor-retail-47107-8.html | Regency Lighting | 2020 | Yes
LED Lighting | Reflector | Philips | True |  | PAR30 | E26 (Medium) | E26 (Medium) | Home / Light Bulbs / LED / Philips - 471086 - 12PAR30S/EXPERTCOLOR RETAIL Superior Lighting Aesthetics; Optimal Thermal Efficiency in a Sleek, Lightweight Design 12W PAR30 LED Lamp - Universal - 880 Lumens - Warm White (3000K) - 90 CRI - 40000 Hours - E26 (Medium) - 120 to 130V Philips - 471086 - 12PAR30S/EXPERTCOLOR RETAIL | 3000 | 90 | 880 | 73.3333 | 40000 | 12 | 6 | 138.48 | 23.08 | 27.1199 | 2020Q2 | https://shop.regencylighting.com/lamps/led/12par30s-expertcolor-retail-47108-6.html | Regency Lighting | 2020 | Yes
LED Lighting | Reflector | Philips | True |  | PAR30 | E26 (Medium) | E26 (Medium) | Home / Light Bulbs / LED / Philips - 471094 - 12PAR30S/EXPERTCOLOR RETAIL Superior Lighting Aesthetics; Optimal Thermal Efficiency in a Sleek, Lightweight Design 12W PAR30 LED Lamp - Universal - 880 Lumens - Warm White (3000K) - 90 CRI - 40000 Hours - E26 (Medium) - 120 to 130V Philips - 471094 - 12PAR30S/EXPERTCOLOR RETAIL | 3000 | 90 | 880 | 73.3333 | 40000 | 12 | 1 | 24.04 | 24.04 | 28.2479 | 2020Q2 | https://shop.regencylighting.com/lamps/led/12par30s-expertcolor-retail-47109-4.html | Regency Lighting | 2020 | Yes
LED Lighting | Reflector | Philips | True |  | PAR30 | E26 (Medium) | E26 (Medium) | Home / Light Bulbs / LED / Philips - 470898 - 12PAR30S/EXPERTCOLOR/S10/927/D Superior Lighting Aesthetics; Optimal Thermal Efficiency in a Sleek, Lightweight Design 12W PAR30 LED Lamp - Universal - 850 Lumens - Warm White (2700K) - 95 CRI - 40000 Hours - E26 (Medium) - 120 to 130V Philips - 470898 - 12PAR30S/EXPERTCOLOR/S10/927/D | 2700 | 95 | 850 | 70.8333 | 40000 | 12 | 1 | 22.12 | 22.12 | 25.9919 | 2020Q2 | https://shop.regencylighting.com/lamps/led/12par30s-expertcolor-s10-927-d-47089-8.html | Regency Lighting | 2020 | Yes
LED Lighting | Reflector | Philips | True |  | PAR38 | E26 (Medium) | E26 (Medium) | Home / Light Bulbs / LED / Philips - 529628 - 12PAR38/LED/827/F25/DIM/ULW/120V PAR38 LED Lamp 12W PAR38 LED Lamp - 850 Lumens - Warm White (2700K) - 80 CRI - 25000 Hours - 120 to 130V Philips - 529628 - 12PAR38/LED/827/F25/DIM/ULW/120V | 2700 | 80 | 850 | 70.8333 | 25000 | 12 | 6 | 77.94 | 12.99 | 15.2638 | 2020Q2 | https://shop.regencylighting.com/lamps/led/12par38-led-827-f25-dim-ulw-120v-52962.html | Regency Lighting | 2020 | Yes
LED Lighting | Reflector | Philips | True |  | PAR38 | E26 (Medium) | E26 (Medium) | Home / Light Bulbs / LED / Philips - 529677 - 12PAR38/LED/830/F40/DIM/ULW PAR38 LED Lamp 12W PAR38 LED Lamp - Universal - 900 Lumens - Warm White (3000K) - 80 CRI - 25000 Hours - E26 (Medium) - 120 to 130V Philips - 529677 - 12PAR38/LED/830/F40/DIM/ULW | 3000 | 80 | 900 | 75 | 25000 | 12 | 6 | 77.94 | 12.99 | 15.2638 | 2020Q2 | https://shop.regencylighting.com/lamps/led/12par38-led-830-f40-dim-ulw-52967-7.html | Regency Lighting | 2020 | Yes
LED Lighting | Reflector | Philips | True | Daylighting/Photocell, | PAR38 | E26 (Medium) | E26 (Medium) | Home / Light Bulbs / LED / Philips - 529651 - 12PAR38/LED/850/F25/DIM/ULW Enclosed Fixture Rated; Energy Star Certified 12W PAR38 LED Lamp - Universal - 900 Lumens - Daylight (5000K) - 80 CRI - 25000 Hours - E26 (Medium) - 120 to 130V Philips - 529651 - 12PAR38/LED/850/F25/DIM/ULW | 5000 | 80 | 900 | 75 | 25000 | 12 | 1 | 12.99 | 12.99 | 15.2638 | 2020Q2 | https://shop.regencylighting.com/lamps/led/12par38-led-850-f25-dim-ulw-52965-1.html | Regency Lighting | 2020 | Yes
LED Lighting | Reflector | Philips | True |  | PAR38 | E26 (Medium) | E26 (Medium) | Home / Light Bulbs / LED / Philips - 467761 - 13.5PAR38/AMB/F25/830/DIM ULW Energy Star Rated:Yes, Minimum starting temperature:-4.00 F 13.5W PAR38 LED Lamp - Universal - 950 Lumens - Warm White (3000K) - 80 CRI - 25000 Hours - E26 (Medium) - 120 to 130V Philips - 467761 - 13.5PAR38/AMB/F25/830/DIM ULW | 3000 | 80 | 950 | 70.3704 | 25000 | 13.5 | 6 | 109.62 | 18.27 | 21.468 | 2020Q2 | https://shop.regencylighting.com/lamps/led/13-5par38-amb-f25-830-dim-ulw-46776-1.html | Regency Lighting | 2020 | Yes
LED Lighting | Reflector | Philips | True |  | PAR38 | E26 (Medium) | E26 (Medium) | Home / Light Bulbs / LED / Philips - 531210 - 13.5PAR38/AMB/F25/830/DIM ULW PAR38 LED Lamp 13.5W PAR38 LED Lamp - Universal - 950 Lumens - Warm White (3000K) - 80 CRI - 25000 Hours - E26 (Medium) - 120 to 130V Philips - 531210 - 13.5PAR38/AMB/F25/830/DIM ULW | 3000 | 80 | 950 | 70.3704 | 25000 | 13.5 | 1 | 18.27 | 18.27 | 21.468 | 2020Q2 | https://shop.regencylighting.com/lamps/led/13-5par38-amb-f25-830-dim-ulw-53121-0.html | Regency Lighting | 2020 | Yes
LED Lighting | Reflector | Philips | True |  | PAR38 | E26 (Medium) | E26 (Medium) | Home / Light Bulbs / LED / Philips - 467779 - 13.5PAR38/AMB/F25/840/DIM ULW Energy Star Rated:Yes, Minimum starting temperature:-4.00 F 13.5W PAR38 LED Lamp - Universal - 950 Lumens - Cool White (4000K) - 80 CRI - 25000 Hours - E26 (Medium) - 120 to 130V Philips - 467779 - 13.5PAR38/AMB/F25/840/DIM ULW | 4000 | 80 | 950 | 70.3704 | 25000 | 13.5 | 6 | 109.62 | 18.27 | 21.468 | 2020Q2 | https://shop.regencylighting.com/lamps/led/13-5par38-amb-f25-840-dim-ulw-46777-9.html | Regency Lighting | 2020 | Yes
LED Lighting | Reflector | Philips | True |  | PAR38 | E26 (Medium) | E26 (Medium) | Home / Light Bulbs / LED / Philips - 531236 - 13.5PAR38/PER/830/F40/DIM/ULW PAR38 LED Lamp 13.5W PAR38 LED Lamp - Universal - 950 Lumens - Warm White (3000K) - 80 CRI - 25000 Hours - E26 (Medium) - 120 to 130V Philips - 531236 - 13.5PAR38/PER/830/F40/DIM/ULW | 3000 | 80 | 950 | 70.3704 | 25000 | 13.5 | 1 | 18.27 | 18.27 | 21.468 | 2020Q2 | https://shop.regencylighting.com/lamps/led/13-5par38-per-830-f40-dim-ulw-53123-6.html | Regency Lighting | 2020 | Yes
LED Lighting | A-Type | Maxlite | True | Daylighting/Photocell, | General Purpose Replacement | A19 | E26 (Medium) | Damp Location Rated,Use With Timers,Use With Photo and/or Motion Sensors,Recessed Fixtures Home / Light Bulbs / LED / Maxlite - 1408960 - E10A19DLED927/G2/JA8 Energy Star Certified; Dry and Damp Location; Suitable for Use in Totally Enclosed Fixtures 10W A19 LED Lamp - Universal - 800 Lumens - Warm White (2700K) - 92 CRI - 25000 Hours - E26 (Medium) - 120 to 130V Maxlite - 1408960 - E10A19DLED927/G2/JA8 | 2700 | 92 | 800 | 80 | 25000 | 10 | 1 | 4.87 | 4.87 | 5.7224 | 2020Q2 | https://shop.regencylighting.com/lamps/led/e10a19dled927-g2-ja8-mxt.html | Regency Lighting | 2020 | Yes
LED Lighting | A-Type | Sylvania | True |  | General Purpose Replacement | A19 | E26 (Medium) | Damp Location Rated Home / Light Bulbs / LED / Sylvania - 78111 - LED10A19/DIM/O/927/U/B Approved for Totally Enclosed Fixtures; Frosted Plastic; Indoor/Outdoor Damp Rated; Omnidirectional; CEC and JA8 Compliant 10W A19 LED Lamp - Universal - 800 Lumens - Warm White (2700K) - 93 CRI - 25000 Hours - E26 (Medium) - 120 to 130V - Frost Sylvania - 78111 - LED10A19/DIM/O/927/U/B | 2700 | 92 | 800 | 80 | 25000 | 10 | 1 | 4.78 | 4.78 | 5.6167 | 2020Q2 | https://shop.regencylighting.com/lamps/led/led10a19-dim-o-927-u-b-78111.html | Regency Lighting | 2020 | Yes
LED Lighting | A-Type | Sylvania | True | Daylighting/Photocell, | General Purpose Replacement | A19 | E26 (Medium) | Damp Location Rated Home / Light Bulbs / LED / Sylvania - 78113 - LED10A19/DIM/O/950/U/B Approved for Totally Enclosed Fixtures; Frosted Plastic; Indoor/Outdoor Damp Rated; Omnidirectional; CEC and JA8 Compliant 10W A19 LED Lamp - Universal - 800 Lumens - Daylight (5000K) - 93 CRI - 25000 Hours - E26 (Medium) - 120 to 130V - Frost Sylvania - 78113 - LED10A19/DIM/O/950/U/B | 5000 | 96 | 800 | 80 | 25000 | 10 | 1 | 4.78 | 4.78 | 5.6167 | 2020Q2 | https://shop.regencylighting.com/lamps/led/led10a19-dim-o-950-u-b-78113.html | Regency Lighting | 2020 | Yes
LED Lighting | Reflector | Maxlite | False |  | PAR30 | E26 (Medium) | E26 (Medium) | Home / Light Bulbs / LED / Maxlite - 74686 - 13P30LNLED230FL 25000 Hour Life at L70 Standards; High Output Chip-On-Board LED; Non Dimmable 13W PAR30 LED Lamp - Universal - 1000 Lumens - Warm White (3000K) - 82 CRI - 25000 Hours - E26 (Medium) - 277V Maxlite - 74686 - 13P30LNLED230FL | 3000 | 82 | 1000 | 76.9231 | 25000 | 13 | 1 | 19.02 | 19.02 | 22.3492 | 2020Q2 | https://shop.regencylighting.com/lamps/led/13p30lnled230fl-mxt.html | Regency Lighting | 2020 | Yes
LED Lighting | Reflector | Maxlite | False |  | PAR30 | E26 (Medium) | E26 (Medium) | Home / Light Bulbs / LED / Maxlite - 74645 - 13P30LNLED240FL 25000 Hour Life at L70 Standards; High Output Chip-On-Board LED; Non Dimmable 13W PAR30 LED Lamp - Universal - 1200 Lumens - Cool White (4000K) - 82 CRI - 25000 Hours - E26 (Medium) - 277V Maxlite - 74645 - 13P30LNLED240FL | 4000 | 82 | 1200 | 92.3077 | 25000 | 13 | 1 | 19.02 | 19.02 | 22.3492 | 2020Q2 | https://shop.regencylighting.com/lamps/led/13p30lnled240fl-mxt.html | Regency Lighting | 2020 | Yes
LED Lighting | Reflector | Maxlite | True |  | PAR38 | E26 (Medium) | E26 (Medium) | Home / Light Bulbs / LED / Maxlite - 102180 - 13P38DLED27FL Solid Aluminum Body acts as a Heat Sink; 25000 To 50000 Hour Life; Environmentally Friendly; Compatible with Building Controls; Uniform Color Consistency; Dimmable 13W PAR38 LED Lamp - Universal - 950 Lumens - Warm White (2700K) - 82 CRI - 25000 Hours - E26 (Medium) - 120 to 130V Maxlite - 102180 - 13P38DLED27FL | 2700 | 82 | 950 | 73.0769 | 25000 | 13 | 1 | 10.71 | 10.71 | 12.5847 | 2020Q2 | https://shop.regencylighting.com/lamps/led/13p38dled27fl-mxt.html | Regency Lighting | 2020 | Yes
LED Lighting | Reflector | Maxlite | True |  | PAR38 | E26 (Medium) | E26 (Medium) | Home / Light Bulbs / LED / Maxlite - 102291 - 13P38DLED30NF Solid Aluminum Body acts as a Heat Sink; 25000 To 50000 Hour Life; Environmentally Friendly; Compatible with Building Controls; Uniform Color Consistency; Dimmable 13W PAR38 LED Lamp - Universal - 950 Lumens - Warm White (3000K) - 82 CRI - 5000 Hours - E26 (Medium) - 120 to 130V Maxlite - 102291 - 13P38DLED30NF | 3000 | 82 | 950 | 73.0769 | 5000 | 13 | 1 | 10.71 | 10.71 | 12.5847 | 2020Q2 | https://shop.regencylighting.com/lamps/led/13p38dled30nf-mxt.html | Regency Lighting | 2020 | Yes
LED Lighting | Reflector | Maxlite | False | Daylighting/Photocell, | PAR38 | E26 (Medium) | E26 (Medium) | Home / Light Bulbs / LED / Maxlite - 102651 - 13P38NDV50FL Non-Dimming Value Series; Not Rated for Enclosed Rated; Damp Location Rated 13W PAR38 LED Lamp - Universal - 1000 Lumens - Daylight (5000K) - 82 CRI - 11000 hrs. - E26 (Medium) - 120 to 130V Maxlite - 102651 - 13P38NDV50FL | 5000 | 82 | 1000 | 76.9231 | 11000 | 13 | 1 | 7.35 | 7.35 | 8.6365 | 2020Q2 | https://shop.regencylighting.com/lamps/led/13p38ndv50fl-mxt.html | Regency Lighting | 2020 | Yes
LED Lighting | Reflector | Philips | True |  | PAR38 | E26 (Medium) | E26 (Medium) | Home / Light Bulbs / LED / Philips - 430033 - 13PAR38/S15 2700 DIM AF SO 6/1 PAR38 LED Bulb 13W PAR38 LED Lamp - Universal - 900 Lumens - Warm White (2700K) - 83 CRI - 25000 Hours - E26 (Medium) - 120 to 130V Philips - 430033 - 13PAR38/S15 2700 DIM AF SO 6/1 | 2700 | 83 | 900 | 69.2308 | 25000 | 13 | 1 | 43.2 | 43.2 | 50.7617 | 2020Q2 | https://shop.regencylighting.com/lamps/led/13par38-s15-2700-dim-af-so-6-1-43003-3.html | Regency Lighting | 2020 | Yes
LED Lighting | A-Type | Sylvania | True |  | General Purpose Replacement | A19 | GU24 | Damp Location Rated Home / Light Bulbs / LED / Sylvania - 40343 - LED10A19DIMO927GU24URP High CRI A-Line; CEC and JA8 Certified; Energy Star Rated; Damp Location Rated 10W A19 LED Lamp - Universal - 800 Lumens - Warm White (2700K) - 93 CRI - 25000 hrs. - GU24 (Bi-Pin / Twist & Lock) - 120 to 130V - Frost Sylvania - 40343 - LED10A19DIMO927GU24URP | 2700 | 92 | 800 | 80 | 25000 | 10 | 1 | 4.55 | 4.55 | 5.3464 | 2020Q2 | https://shop.regencylighting.com/lamps/led/led10a19dimo927gu24urp-40343.html | Regency Lighting | 2020 | Yes
LED Lighting | Decorative | Green Creative | True |  | PL-L/FT_DL (Twin Tube) | 2G11 (4 Pin) | 2G11 (4 Pin) | Home / Light Bulbs / LED / Green Creative - 97750 - 14.5PLL/835/DIR Compatible with 36W Electronic Ballasts; Easy to install - Plug & Play Direct; Suitable for Totally Enclosed Fixtures 14.5W LED CFL Replacement - Universal - 1550 Lumens - Neutral White (3500K) - 80 CRI - 50000 hrs. - 2G11 (4 Pin) Green Creative - 97750 - 14.5PLL/835/DIR | 3500 | 80 | 1550 | 106.8966 | 50000 | 14.5 | 1 | 21.2 | 21.2 | 24.9108 | 2020Q2 | https://shop.regencylighting.com/lamps/led/14-5pll-835-dir-grc.html | Regency Lighting | 2020 | No
LED Lighting | Decorative | Green Creative | True |  | PL-L/FT_DL (Twin Tube) | 2G11 (4 Pin) | 2G11 (4 Pin) | Home / Light Bulbs / LED / Green Creative - 98488 - 14.5PLL/835/GL/DIR Compatible with 36W Electronic Ballasts; Easy to install - Plug & Play Direct; Suitable for Totally Enclosed Fixtures; Plastic Film Prevents Glass from Breaking 14.5W LED CFL Replacement - 1950 Lumens - Neutral White (3500K) - 80 CRI - 50000 Hours - 2G11 (4 Pin) Green Creative - 98488 - 14.5PLL/835/GL/DIR | 3500 | 80 | 1950 | 134.4828 | 50000 | 14.5 | 1 | 17.55 | 17.55 | 20.6219 | 2020Q2 | https://shop.regencylighting.com/lamps/led/14-5pll-835-gl-dir-grc.html | Regency Lighting | 2020 | No
LED Lighting | A-Type | Sylvania | True |  | General Purpose Replacement | A19 | GU24 | Damp Location Rated Home / Light Bulbs / LED / Sylvania - 40344 - LED10A19DIMO930GU24URP High CRI A-Line; CEC and JA8 Certified; Energy Star Rated; Damp Location Rated 10W A19 LED Lamp - Universal - 800 Lumens - Warm White (3000K) - 93 CRI - 25000 hrs. - GU24 (Bi-Pin / Twist & Lock) - 120 to 130V - Frost Sylvania - 40344 - LED10A19DIMO930GU24URP | 3000 | 93 | 800 | 80 | 25000 | 10 | 1 | 4.55 | 4.55 | 5.3464 | 2020Q2 | https://shop.regencylighting.com/lamps/led/led10a19dimo930gu24urp-40344.html | Regency Lighting | 2020 | Yes
LED Lighting | Reflector | Philips | True |  | PAR38 | E26 (Medium) | E26 (Medium) | Home / Light Bulbs / LED / Philips - 474676 - 14PAR38/AMB/835/F25/GL/DIM/FB PAR38 LED Spout Lamp 14W PAR38 LED Lamp - Universal - 1200 Lumens - Neutral White (3500K) - 80 CRI - 25000 Hours - E26 (Medium) - 120 to 130V Philips - 474676 - 14PAR38/AMB/835/F25/GL/DIM/FB | 3500 | 80 | 1200 | 85.7143 | 25000 | 14 | 1 | 13.95 | 13.95 | 16.3918 | 2020Q2 | https://shop.regencylighting.com/lamps/led/14par38-amb-835-f25-gl-dim-fb-47467-6.html | Regency Lighting | 2020 | Yes
LED Lighting | Reflector | Philips | True |  | PAr38 | E26 (Medium) | E26 (Medium) | Home / Light Bulbs / LED / Philips - 529529 - 14PAR38/LED/830/F25/DIM/ULW PAR38 LED Lamp 14W PAR38 LED Lamp - Universal - 1200 Lumens - Warm White (3000K) - 80 CRI - 25000 Hours - E26 (Medium) - 120 to 130V Philips - 529529 - 14PAR38/LED/830/F25/DIM/ULW | 3000 | 80 | 1200 | 85.7143 | 25000 | 14 | 6 | 83.7 | 13.95 | 16.3918 | 2020Q2 | https://shop.regencylighting.com/lamps/led/14par38-led-830-f25-dim-ulw-52952-9.html | Regency Lighting | 2020 | Yes
LED Lighting | Reflector | Philips | True |  | PAR38 | E26 (Medium) | E26 (Medium) | Home / Light Bulbs / LED / Philips - 474684 - 14PAR38/LED/835/F40/GL/DIM FB PAR38 LED Spout Lamp 14W PAR38 LED Lamp - Universal - 1200 Lumens - Neutral White (3500K) - 80 CRI - 25000 Hours - E26 (Medium) - 120 to 130V Philips - 474684 - 14PAR38/LED/835/F40/GL/DIM FB | 3500 | 80 | 1200 | 85.7143 | 25000 | 14 | 1 | 13.95 | 13.95 | 16.3918 | 2020Q2 | https://shop.regencylighting.com/lamps/led/14par38-led-835-f40-gl-dim-fb-47468-4.html | Regency Lighting | 2020 | Yes
LED Lighting | Reflector | Green Creative | True |  | PAR38 | E26 (Medium) | E26 (Medium) | Home / Light Bulbs / LED / Green Creative - 57809 - 14PAR38DIM/830FL40 57809 Wet Location Rated 14W PAR38 LED Lamp - Universal - 1050 Lumens - Warm White (3000K) - 80 CRI - 25000 Hours - E26 (Medium) - 120 to 130V Green Creative - 57809 - 14PAR38DIM/830FL40 57809 | 3000 | 80 | 1050 | 75 | 25000 | 14 | 1 | 15.76 | 15.76 | 18.5186 | 2020Q2 | https://shop.regencylighting.com/lamps/led/14par38dim-830fl40-57809-gcr.html | Regency Lighting | 2020 | Yes
LED Lighting | A-Type | Sylvania | True | Daylighting/Photocell, | General Purpose Replacement | A19 | GU24 | Damp Location Rated Home / Light Bulbs / LED / Sylvania - 40345 - LED10A19DIMO950GU24URP High CRI A-Line; CEC and JA8 Certified; Energy Star Rated; Damp Location Rated 10W A19 LED Lamp - Universal - 800 Lumens - Daylight (5000K) - 93 CRI - 25000 hrs. - GU24 (Bi-Pin / Twist & Lock) - 120 to 130V - Frost Sylvania - 40345 - LED10A19DIMO950GU24URP | 5000 | 94 | 800 | 80 | 25000 | 10 | 1 | 4.55 | 4.55 | 5.3464 | 2020Q2 | https://shop.regencylighting.com/lamps/led/led10a19dimo950gu24urp-40345.html | Regency Lighting | 2020 | Yes
LED Lighting | A-Type | Westinghouse | True |  | General Purpose Replacement | A19 | E26 (Medium) | Recessed Fixtures,Damp Location Rated Home Fixtures Ceiling Fans Cassidy 36-inch Indoor Brushed Nickel Ceiling Fan with Light Kit Back Description The Westinghouse 7203200 Cassidy collection 36-inch Brushed Nickel Finish indoor ceiling fan includes two light bulbs and an attractive opal frosted glass. The versatile Cassidy Reversible ceiling fan blades 7203200 are finished in Wengue and Silver giving you two options to choose from to match your decor, or change your decor from traditional to contemporary. It comes with Three fan speeds (high/medium/low) and reversible switch for adjustable comfort and allows you to adjust speed settings to keep you comfortable and easy opearate the fan. In warm weather, you can run the fan counterclockwise to stay cooler. In the winter, you can run it clockwise to recirculate warm air from the ceiling, eliminating cold spots and drafts. The westinghouse ceiling fan assortment features a wide range of modern and traditional ceiling fans, as well as sleek and powerful industrial varieties. Westinghouse products are designed for exceptional quality, reliability, and functionality.Designed for interior use ,combines a compact design with high-quality performance.. Brushed Nickel finish complements any design. Five Reversbile wengue/silver Blades - Airflow: 3,096 cfm. Includes 24-inch-inch lead wire, pull chains, 3/4-inch by 4-inch down rod, pull chains,. The Cassidy features a 153-millimeter by 12-millimeter silicon steel motor with dual capacitor for powerful and quiet air circulation. two candelabra-base 40-watt G16-1/2 light bulbs. Ideal for rooms up to 100 square feet (10 feet by 10 feet) with standard 8-foot ceilings. Adaptable to remote control (sold separately). Lifetime warranty on motor. Two-year warranty on all other parts. ETL Listed. Downrod Mount, Flush Mount Cassidy 36-inch Indoor Brushed Nickel Ceiling Fan with Light Kit | 3000 | 95 | 800 | 80 | 25000 | 10 | 1 | 89.2 | 89.2 | 104.8134 | 2020Q2 | https://www.beeslighting.com/7203200 | Bee's Lighting | 2020 | No
LED Lighting | A-Type | Satco | True |  | General Purpose Replacement | A19 | E26 (Medium) | Damp Location Rated Home Bulbs A19 LED Light Bulbs 60W Equal - 10W - LED A19 bulb - 2700K Warm White - 90 CRI Back Description This Satco S9703 LED A19 bulb produces 800 lumens, with only 10 watt power consumption. The S9703 replaces 60 watt incandescent bulbs and has an E26 base type. Moreover the bulb illuminates a residential warm white color temperature in 2700K.Solid State LED lighting A19 replacement lamp Approved for enclosed fixtures Available in 120V Quality 90 CRI lighting Bulb has a rate life of 25,000 hours 60W Equal - 10W - LED A19 bulb - 2700K Warm White - 90 CRI | 2700 | 93 | 800 | 80 | 25000 | 10 | 1 | 5.95 | 5.95 | 6.9915 | 2020Q2 | https://www.beeslighting.com/S9703 | Bee's Lighting | 2020 | Yes
LED Lighting | A-Type | Satco | True |  | General Purpose Replacement | A19 | E26 (Medium) | Damp Location Rated Home Bulbs A19 LED Light Bulbs 60W Equal - 10W - LED A19 bulb - 3000K Soft White - 90 CRI Back Description This Satco S9704 LED A19 bulb produces 800 lumens, with only 10 watt power consumption. The S9704 replaces 60 watt incandescent bulbs and has an E26 base type. Moreover the bulb illuminates a halogen white color temperature in 3000K.Solid State LED lighting A19 replacement lamp Approved for enclosed fixtures Available in 120V Quality 90 CRI lighting Bulb has a rate life of 25,000 hours 60W Equal - 10W - LED A19 bulb - 3000K Soft White - 90 CRI | 3000 | 94 | 800 | 80 | 25000 | 10 | 1 | 5.95 | 5.95 | 6.9915 | 2020Q2 | https://www.beeslighting.com/S9704 | Bee's Lighting | 2020 | Yes
LED Lighting | A-Type | Satco | True |  | General Purpose Replacement | A19 | GU24 | Damp Location Rated Home Bulbs A19 LED Light Bulbs 60W Equal - 10W - LED A19 bulb - 2700K Warm White - GU24 Base - 90 CRI Back Description This Satco S9707 LED A19 bulb produces 800 lumens, with only 10 watt power consumption. The S9707 replaces 60 watt incandescent bulbs and has an GU24 base type. Moreover the bulb illuminates a residential warm white color temperature in 2700K.Solid State LED lighting A19 replacement lamp Approved for enclosed fixtures Available in 120V Quality 90 CRI lighting Bulb has a rate life of 25,000 hours 60W Equal - 10W - LED A19 bulb - 2700K Warm White - GU24 Base - 90 CRI | 2700 | 93 | 800 | 80 | 25000 | 10 | 1 | 5.95 | 5.95 | 6.9915 | 2020Q2 | https://www.beeslighting.com/S9707 | Bee's Lighting | 2020 | Yes
LED Lighting | Reflector | Satco | True |  | BR40 | E26 (Medium) | E26 (Medium) | Home / Light Bulbs / LED / Satco - S8580 - 16.5BR40/LED/3000K/1075L/120V Reflector LED Replacement Lamp 16.5W BR40 LED Lamp - 1075 Lumens - Warm White (3000K) - 90 CRI - 25000 Hours - E26 (Medium) - 120 to 130V - Frost Satco - S8580 - 16.5BR40/LED/3000K/1075L/120V | 3000 | 90 | 1075 | 65.1515 | 25000 | 16.5 | 1 | 13.95 | 13.95 | 16.3918 | 2020Q2 | https://shop.regencylighting.com/lamps/led/16-5br40-led-3000k-1075l-120v-s8580.html | Regency Lighting | 2020 | Yes
LED Lighting | Reflector | Satco | True |  | BR40 | E26 (Medium) | E26 (Medium) | Home / Light Bulbs / LED / Satco - S8493 - 16.5BR40/LED/4000K/1075L/120V Damp Location Rated 16.5W BR40 LED Lamp - 1075 Lumens - Cool White (4000K) - 90 CRI - 25000 Hours - E26 (Medium) - 120 to 130V - Frost Satco - S8493 - 16.5BR40/LED/4000K/1075L/120V | 4000 | 90 | 1075 | 65.1515 | 25000 | 16.5 | 1 | 10.44 | 10.44 | 12.2674 | 2020Q2 | https://shop.regencylighting.com/lamps/led/16-5br40-led-4000k-1075l-120v-s8493.html | Regency Lighting | 2020 | Yes
LED Lighting | Reflector | Satco | True | Daylighting/Photocell, | BR40 | E26 (Medium) | E26 (Medium) | Home / Light Bulbs / LED / Satco - S8597 - 16.5BR40/LED/5000K/1075L/120V Damp Location Rated 16.5W BR40 LED Lamp - Universal - 1075 Lumens - Daylight (5000K) - 90 CRI - 25000 hrs. - E26 (Medium) - 120 to 130V - Frost Satco - S8597 - 16.5BR40/LED/5000K/1075L/120V | 5000 | 90 | 1075 | 65.1515 | 25000 | 16.5 | 1 | 13.95 | 13.95 | 16.3918 | 2020Q2 | https://shop.regencylighting.com/lamps/led/16-5br40-led-5000k-1075l-120v-s8597.html | Regency Lighting | 2020 | Yes
LED Lighting | Decorative | Philips | False |  | PL-L/FT_DL (Twin Tube) | 2G11 (4 Pin) | 2G11 (4 Pin) | Home / Light Bulbs / LED / Philips - 532895 - 16.5PL-L/PER/22/830/IF22/P PL LED Tube 16.5W PL-L LED Lamp - 2200 Lumens - Warm White (3000K) - 82 CRI - 50000 hrs. - 2G11 (4 Pin) Philips - 532895 - 16.5PL-L/PER/22/830/IF22/P | 3000 | 82 | 2200 | 133.3333 | 50000 | 16.5 | 1 | 18.27 | 18.27 | 21.468 | 2020Q2 | https://shop.regencylighting.com/lamps/led/16-5pl-l-per-22-830-if22-p-53289-5.html | Regency Lighting | 2020 | No
LED Lighting | Decorative | Philips | False |  | PL-L/FT_DL (Twin Tube) | 2G11 (4 Pin) | 2G11 (4 Pin) | Home / Light Bulbs / LED / Philips - 532911 - 16.5PL-L/PER/22/840/IF23/P 4P IntantFit LED Lamp to replace PL LED Lamp 16.5W PL-L LED Lamp - 2300 Lumens - Cool White (4000K) - 80 CRI - 50000 hrs. - 2G11 (4 Pin) Philips - 532911 - 16.5PL-L/PER/22/840/IF23/P 4P | 4000 | 80 | 2300 | 139.3939 |  | 16.5 | 1 | 18.27 | 18.27 | 21.468 | 2020Q2 | https://shop.regencylighting.com/lamps/led/16-5pl-l-per-22-840-if23-p-4p-53291-1.html | Regency Lighting | 2020 | No
LED Lighting | Decorative | Philips | False |  | PL-L/FT_DL (Twin Tube) | 2G11 (4 Pin) | 2G11 (4 Pin) | Home / Light Bulbs / LED / Philips - 456632 - 16.5PL-LED/24-3000 IF 10/1 Not affected by Epact. 16.5W PL LED Tube - Universal - 1900 Lumens - Warm White (3000K) - 82 CRI - 40000 Hours - 2G11 (4 Pin) Philips - 456632 - 16.5PL-LED/24-3000 IF 10/1 | 3000 | 82 | 1900 | 115.1515 | 40000 | 16.5 | 10 | 182.7 | 18.27 | 21.468 | 2020Q2 | https://shop.regencylighting.com/lamps/led/16-5pl-led-24-3000-if-10-1-45663-2.html | Regency Lighting | 2020 | No
LED Lighting | Decorative | Philips | False |  | PL-L/FT_DL (Twin Tube) | 2G11 (4 Pin) | 2G11 (4 Pin) | Home / Light Bulbs / LED / Philips - 456657 - 16.5PL-LED/24-4000 IF 10/1 Not affected by Epact. 16.5W PL LED Tube - Universal - 2100 Lumens - Cool White (4000K) - 82 CRI - 40000 Hours - 2G11 (4 Pin) Philips - 456657 - 16.5PL-LED/24-4000 IF 10/1 | 4000 | 82 | 2100 | 127.2727 | 40000 | 16.5 | 10 | 182.7 | 18.27 | 21.468 | 2020Q2 | https://shop.regencylighting.com/lamps/led/16-5pl-led-24-4000-if-10-1-45665-7.html | Regency Lighting | 2020 | No
LED Lighting | A-Type | Satco | True |  | General Purpose Replacement | A19 | GU24 | Damp Location Rated Home Bulbs A19 LED Light Bulbs 60W Equal - 10W - LED A19 bulb - 3000K Soft White - GU24 Base - 90 CRI Back Description This Satco S9708 LED A19 bulb produces 800 lumens, with only 10 watt power consumption. The S9708 replaces 60 watt incandescent bulbs and has an GU24 base type. Moreover the bulb illuminates a halogen white color temperature in 3000K.Solid State LED lighting A19 replacement lamp Approved for enclosed fixtures Available in 120V Quality 90 CRI lighting Bulb has a rate life of 25,000 hours 60W Equal - 10W - LED A19 bulb - 3000K Soft White - GU24 Base - 90 CRI | 3000 | 94 | 800 | 80 | 25000 | 10 | 1 | 5.95 | 5.95 | 6.9915 | 2020Q2 | https://www.beeslighting.com/S9708 | Bee's Lighting | 2020 | Yes
LED Lighting | A-Type | 90+ Lighting | True |  | General Purpose Replacement | A19 | E26 (Medium) | Damp Location Rated,Not for Use in Recessed Fixtures Home Bulbs A19 LED Light Bulbs 60W Equal - 10W - LED A19 bulb - 2700K Warm White - 90 CRI Back Description The SE-350.067 LED A19 bulb from 90+ Lighting produces 800 lumens, consumes 10 watts and illuminates a residential white color temperature in 2700K with a frosted bulb finish. The SE-350.067 replaces 60 watt incandescent bulbs and has an E26 base type. The SE-350.067 LED A19 bulb is great for use with standard fixtures and can be used with most table lamps. Not for use in fully enclosed fixtures 270Â° degree flood Bulb has a rate life of 25,000 hours High quality of light and low flicker cETLus certified, Energy Star, Title 20, Title 24 JA8 and suitable for damp locations 60W Equal - 10W - LED A19 bulb - 2700K Warm White - 90 CRI | 2700 | 93 | 800 | 80 | 25000 | 10 | 1 | 3.65 | 3.65 | 4.2889 | 2020Q2 | https://www.beeslighting.com/SE-350.067 | Bee's Lighting | 2020 | Yes
LED Lighting | A-Type | 90+ Lighting | True |  | General Purpose Replacement | A19 | E26 (Medium) | Damp Location Rated,Not for Use in Recessed Fixtures Home Bulbs A19 LED Light Bulbs 60W Equal - 10W - LED A19 bulb - 3000K Soft White - 90 CRI Back Description The SE-350.068 LED A19 bulb from 90+ Lighting produces 800 lumens, consumes 10 watts and illuminates a halogen white color temperature in 3000K with a frosted bulb finish. The SE-350.068 replaces 60 watt incandescent bulbs and has an E26 base type. The SE-350.068 LED A19 bulb is great for use with standard fixtures and can be used with most table lamps. Not for use in fully enclosed fixtures 270Â° degree flood Bulb has a rate life of 25,000 hours High quality of light and low flicker cETLus certified, Energy Star, Title 20, Title 24 JA8 and suitable for damp locations 60W Equal - 10W - LED A19 bulb - 3000K Soft White - 90 CRI | 3000 | 93 | 800 | 80 | 25000 | 10 | 1 | 3.65 | 3.65 | 4.2889 | 2020Q2 | https://www.beeslighting.com/SE-350.068 | Bee's Lighting | 2020 | Yes
LED Lighting | Reflector | Philips | True |  | PAR38 | E26 (Medium) | E26 (Medium) | Home / Light Bulbs / LED / Philips - 467696 - 16PAR38/AMB/F25/827/DIM ULW Energy Star Rated:Yes, Minimum starting temperature:-4.00 F 16W PAR38 LED Lamp - Universal - 1200 Lumens - Warm White (2700K) - 80 CRI - 25000 Hours - E26 (Medium) - 120 to 130V Philips - 467696 - 16PAR38/AMB/F25/827/DIM ULW | 2700 | 80 | 1200 | 75 | 25000 | 16 | 6 | 114.84 | 19.14 | 22.4902 | 2020Q2 | https://shop.regencylighting.com/lamps/led/16par38-amb-f25-827-dim-ulw-46769-6.html | Regency Lighting | 2020 | Yes
LED Lighting | Reflector | Philips | True |  | PAR38 | E26 (Medium) | E26 (Medium) | Home / Light Bulbs / LED / Philips - 531200 - 16PAR38/AMB/F25/830/DIM ULW/G PAR38 LED Bulb 16W PAR38 LED Lamp - Universal - 1200 Lumens - Warm White (3000K) - 80 CRI - 25000 Hours - E26 (Medium) - 120 to 130V Philips - 531200 - 16PAR38/AMB/F25/830/DIM ULW/G | 3000 | 80 | 1200 | 75 | 25000 | 16 | 1 | 19.14 | 19.14 | 22.4902 | 2020Q2 | https://shop.regencylighting.com/lamps/led/16par38-amb-f25-830-dim-ulw-g-53120-0.html | Regency Lighting | 2020 | Yes
LED Lighting | Reflector | Philips | True |  | PAR38 | E26 (Medium) | E26 (Medium) | Home / Light Bulbs / LED / Philips - 467712 - 16PAR38/AMB/F25/840/DIM ULW Energy Star Rated:Yes, Minimum starting temperature:-4.00 F 16W PAR38 LED Lamp - Universal - 1200 Lumens - Cool White (4000K) - 80 CRI - 25000 Hours - E26 (Medium) - 120 to 130V Philips - 467712 - 16PAR38/AMB/F25/840/DIM ULW | 4000 | 80 | 1200 | 75 | 25000 | 16 | 6 | 114.84 | 19.14 | 22.4902 | 2020Q2 | https://shop.regencylighting.com/lamps/led/16par38-amb-f25-840-dim-ulw-46771-2.html | Regency Lighting | 2020 | Yes
LED Lighting | Reflector | Philips | True | Daylighting/Photocell, | PAR38 | E26 (Medium) | E26 (Medium) | Home / Light Bulbs / LED / Philips - 468181 - 16PAR38/AMB/F25/850/DIM ULW Energy Star Rated:Yes, Minimum starting temperature:-4.00 F 16W PAR38 LED Lamp - Universal - 1200 Lumens - Daylight (5000K) - 80 CRI - 25000 Hours - E26 (Medium) - 120 to 130V Philips - 468181 - 16PAR38/AMB/F25/850/DIM ULW | 5000 | 80 | 1200 | 75 | 25000 | 16 | 1 | 19.14 | 19.14 | 22.4902 | 2020Q2 | https://shop.regencylighting.com/lamps/led/16par38-amb-f25-850-dim-ulw-46818-1.html | Regency Lighting | 2020 | Yes
LED Lighting | Reflector | Philips | True |  | PAR38 | E26 (Medium) | E26 (Medium) | Home / Light Bulbs / LED / Philips - 467720 - 16PAR38/AMB/F40/827/DIM ULW Energy Star Rated:Yes, Minimum starting temperature:-4.00 F 16W PAR38 LED Lamp - Universal - 1200 Lumens - Warm White (2700K) - 80 CRI - 25000 Hours - E26 (Medium) - 120 to 130V Philips - 467720 - 16PAR38/AMB/F40/827/DIM ULW | 2700 | 80 | 1200 | 75 | 25000 | 16 | 1 | 19.14 | 19.14 | 22.4902 | 2020Q2 | https://shop.regencylighting.com/lamps/led/16par38-amb-f40-827-dim-ulw-46772-0.html | Regency Lighting | 2020 | Yes
LED Lighting | Reflector | Philips | True |  | PAR38 | E26 (Medium) | E26 (Medium) | Home / Light Bulbs / LED / Philips - 531228 - 16PAR38/PER/830/F40/DIM/ULW/G PAR38 LED Bulb 16W PAR38 LED Lamp - Universal - 1200 Lumens - Warm White (3000K) - 80 CRI - 25000 Hours - E26 (Medium) - 120 to 130V Philips - 531228 - 16PAR38/PER/830/F40/DIM/ULW/G | 3000 | 80 | 1200 | 75 | 25000 | 16 | 1 | 19.14 | 19.14 | 22.4902 | 2020Q2 | https://shop.regencylighting.com/lamps/led/16par38-per-830-f40-dim-ulw-g-53122-8.html | Regency Lighting | 2020 | Yes
LED Lighting | A-Type | Satco | True |  | General Purpose Replacement | A19 | GU24 | Damp Location Rated HomeLamps, Bulbs, BallastsBulbs - LEDLED - TraditionalLamps - A-Type LED Lamp, 10W, 120V, Bulb: A-Type (A19), Base: 2-Pin Twist-Lock (GU24), Lumens: 800, CRI: 90+, Color Temperature: 2700K, 220° Beam Spread, Rated Average Life: 25,000 Hrs. 60W Equivalent. Satco S9707 10 watt; A19 LED; 2700K; GU24 base; 220' beam spread; 90CRI; 120 volts | 2700 | 93 | 800 | 80 | 25000 | 10 | 1 | 6.71 | 6.71 | 7.8845 | 2020Q2 | https://www.platt.com/platt-electric-supply/LED-Traditional-Lamps-A-Type/Satco/S9707/product.aspx?zpid=469635 | Platt | 2020 | Yes
LED Lighting | Reflector | Maxlite | True |  | BR40 | E26 (Medium) | E26 (Medium) | Home / Light Bulbs / LED / Maxlite - 77634 - 17BR40DLED30/G2 Environmentally Friendly; Maintained Lumens 17W BR40 LED Lamp - Universal - 1400 Lumens - Warm White (3000K) - 82 CRI - 25000 Hours - E26 (Medium) - 120 to 130V Maxlite - 77634 - 17BR40DLED30/G2 | 3000 | 82 | 1400 | 82.3529 | 25000 | 17 | 12 | 120.36 | 10.03 | 11.7856 | 2020Q2 | https://shop.regencylighting.com/lamps/led/17br40dled30-g2-mxt.html | Regency Lighting | 2020 | Yes
LED Lighting | Reflector | Maxlite | True |  | BR40 | E26 (Medium) | E26 (Medium) | Home / Light Bulbs / LED / Maxlite - 14099419 - 17BR40DLED30/G3 Energy Star Certified, Not Rated for Enclosed Fixtures; Damp Location Rated 17W BR40 LED Lamp - 1400 Lumens - Warm White (3000K) - 84 CRI - 25000 hrs. - E26 (Medium) - 120 to 130V Maxlite - 14099419 - 17BR40DLED30/G3 | 3000 | 84 | 1400 | 82.3529 | 25000 | 17 | 1 | 10.84 | 10.84 | 12.7374 | 2020Q2 | https://shop.regencylighting.com/lamps/led/17br40dled30-g3-mxt.html | Regency Lighting | 2020 | Yes
LED Lighting | Reflector | Maxlite | True |  | BR40 | E26 (Medium) | E26 (Medium) | Home / Light Bulbs / LED / Maxlite - 14099420 - 17BR40DLED40/G3 BR40 LED BR Lamp 17W BR40 LED Lamp - Universal - 1400 Lumens - Cool White (4000K) - 82 CRI - 25000 Hours - E26 (Medium) - 120 to 130V Maxlite - 14099420 - 17BR40DLED40/G3 | 4000 | 82 | 1400 | 82.3529 | 25000 | 17 | 1 | 10.84 | 10.84 | 12.7374 | 2020Q2 | https://shop.regencylighting.com/lamps/led/17br40dled40-g3-mxt.html | Regency Lighting | 2020 | Yes
LED Lighting | Reflector | Maxlite | True | Daylighting/Photocell, | PAR38 | E26 (Medium) | E26 (Medium) | Home / Light Bulbs / LED / Maxlite - 73696 - 17P38DLED50FL Dry, Damp, Wet Location 17W PAR38 LED Lamp - Universal - 1300 Lumens - Daylight (5000K) - 80 CRI - 25000 Hours - E26 (Medium) - 120 to 130V Maxlite - 73696 - 17P38DLED50FL | 5000 | 80 | 1300 | 76.4706 | 25000 | 17 | 1 | 14.81 | 14.81 | 17.4023 | 2020Q2 | https://shop.regencylighting.com/lamps/led/17p38dled50fl-mxt.html | Regency Lighting | 2020 | Yes
LED Lighting | Reflector | Maxlite | False |  | PAR38 | E26 (Medium) | E26 (Medium) | Home / Light Bulbs / LED / Maxlite - 74687 - 17P38LED230FL 25000 Hour Life at L70 Standards; High Output Chip-On-Board LED; Non Dimmable 17W PAR38 LED Lamp - Universal - 1700 Lumens - Warm White (3000K) - 82 CRI - 25000 Hours - E26 (Medium) - 277V Maxlite - 74687 - 17P38LED230FL | 3000 | 82 | 1700 | 100 | 25000 | 17 | 6 | 194.52 | 32.42 | 38.0948 | 2020Q2 | https://shop.regencylighting.com/lamps/led/17p38led230fl-mxt.html | Regency Lighting | 2020 | Yes
LED Lighting | Reflector | Maxlite | False |  | PAR38 | E26 (Medium) | E26 (Medium) | Home / Light Bulbs / LED / Maxlite - 74692 - 17P38LED240FL 25000 Hour Life at L70 Standards; High Output Chip-On-Board LED; Non Dimmable 17W PAR38 LED Lamp - Universal - 1800 Lumens - Cool White (4000K) - 82 CRI - 25000 Hours - E26 (Medium) - 277V Maxlite - 74692 - 17P38LED240FL | 4000 | 82 | 1800 | 105.8824 | 25000 | 17 | 6 | 194.52 | 32.42 | 38.0948 | 2020Q2 | https://shop.regencylighting.com/lamps/led/17p38led240fl-mxt.html | Regency Lighting | 2020 | Yes
LED Lighting | Reflector | Philips | True |  | PAR38 | E26 (Medium) | E26 (Medium) | Home / Light Bulbs / LED / Philips - 470831 - 17PAR38/EXPERTCOLOR/F25/927 AirFlux Technology Provide Superior Lighting Aesthetics; Optimal Thermal Efficiency in a Sleek, Lightweight Design 17W PAR38 LED Lamp - Universal - 1150 Lumens - Warm White (2700K) - 95 CRI - 40000 Hours - E26 (Medium) - 120 to 130V Philips - 470831 - 17PAR38/EXPERTCOLOR/F25/927 | 2700 | 95 | 1150 | 67.6471 | 40000 | 17 | 6 | 141.36 | 23.56 | 27.6839 | 2020Q2 | https://shop.regencylighting.com/lamps/led/17par38-expertcolor-f25-927-47083-1.html | Regency Lighting | 2020 | Yes
LED Lighting | Reflector | Philips | True |  | PAR38 | E26 (Medium) | E26 (Medium) | Home / Light Bulbs / LED / Philips - 470864 - 17PAR38/EXPERTCOLOR/F25/927/DI AirFlux Technology Provide Superior Lighting Aesthetics; Optimal Thermal Efficiency in a Sleek, Lightweight Design 17W PAR38 LED Lamp - Universal - 1150 Lumens - Warm White (2700K) - 95 CRI - 40000 Hours - E26 (Medium) - 120 to 130V Philips - 470864 - 17PAR38/EXPERTCOLOR/F25/927/DI | 2700 | 95 | 1150 | 67.6471 | 40000 | 17 | 1 | 21.06 | 21.06 | 24.7463 | 2020Q2 | https://shop.regencylighting.com/lamps/led/17par38-expertcolor-f25-927-di-47086-4.html | Regency Lighting | 2020 | Yes
LED Lighting | Reflector | Philips | True |  | PAR38 | E26 (Medium) | E26 (Medium) | Home / Light Bulbs / LED / Philips - 471003 - 17PAR38/EXPERTCOLOR/F25/930 AirFlux Technology Provide Superior Lighting Aesthetics; Optimal Thermal Efficiency in a Sleek, Lightweight Design 17W PAR38 LED Lamp - Universal - 1200 Lumens - Warm White (3000K) - 90 CRI - 40000 Hours - E26 (Medium) - 120 to 130V Philips - 471003 - 17PAR38/EXPERTCOLOR/F25/930 | 3000 | 90 | 1200 | 70.5882 | 40000 | 17 | 1 | 25 | 25 | 29.376 | 2020Q2 | https://shop.regencylighting.com/lamps/led/17par38-expertcolor-f25-930-47100-3.html | Regency Lighting | 2020 | Yes
LED Lighting | Reflector | Philips | True |  | PAR38 | E26 (Medium) | E26 (Medium) | Home / Light Bulbs / LED / Philips - 470872 - 17PAR38/EXPERTCOLOR/F25/940 AirFlux Technology Provide Superior Lighting Aesthetics; Optimal Thermal Efficiency in a Sleek, Lightweight Design 17W PAR38 LED Lamp - Universal - 1300 Lumens - Cool White (4000K) - 95 CRI - 40000 Hours - E26 (Medium) - 120 to 130V Philips - 470872 - 17PAR38/EXPERTCOLOR/F25/940 | 4000 | 95 | 1300 | 76.4706 | 40000 | 17 | 6 | 141.36 | 23.56 | 27.6839 | 2020Q2 | https://shop.regencylighting.com/lamps/led/17par38-expertcolor-f25-940-47087-2.html | Regency Lighting | 2020 | Yes
LED Lighting | Reflector | Philips | True |  | PAR38 | E26 (Medium) | E26 (Medium) | Home / Light Bulbs / LED / Philips - 470849 - 17PAR38/EXPERTCOLOR/F40/927 AirFlux Technology Provide Superior Lighting Aesthetics; Optimal Thermal Efficiency in a Sleek, Lightweight Design 17W PAR38 LED Lamp - Universal - 1150 Lumens - Warm White (2700K) - 95 CRI - 40000 Hours - E26 (Medium) - 120 to 130V Philips - 470849 - 17PAR38/EXPERTCOLOR/F40/927 | 2700 | 95 | 1150 | 67.6471 | 40000 | 17 | 1 | 23.56 | 23.56 | 27.6839 | 2020Q2 | https://shop.regencylighting.com/lamps/led/17par38-expertcolor-f40-927-47084-9.html | Regency Lighting | 2020 | Yes
LED Lighting | Reflector | Philips | True |  | PAR38 | E26 (Medium) | E26 (Medium) | Home / Light Bulbs / LED / Philips - 471011 - 17PAR38/EXPERTCOLOR/F40/930 AirFlux Technology Provide Superior Lighting Aesthetics; Optimal Thermal Efficiency in a Sleek, Lightweight Design 17W PAR38 LED Lamp - Universal - 1200 Lumens - Warm White (3000K) - 90 CRI - 40000 Hours - E26 (Medium) - 120 to 130V Philips - 471011 - 17PAR38/EXPERTCOLOR/F40/930 | 3000 | 90 | 1200 | 70.5882 | 40000 | 17 | 6 | 150 | 25 | 29.376 | 2020Q2 | https://shop.regencylighting.com/lamps/led/17par38-expertcolor-f40-930-47101-1.html | Regency Lighting | 2020 | Yes
LED Lighting | Reflector | Philips | True |  | PAR38 | E26 (Medium) | E26 (Medium) | Home / Light Bulbs / LED / Philips - 470880 - 17PAR38/EXPERTCOLOR/F40/940/DIM AirFlux Technology Provide Superior Lighting Aesthetics; Optimal Thermal Efficiency in a Sleek, Lightweight Design 17W PAR38 LED Lamp - Universal - 1300 Lumens - Cool White (4000K) - 95 CRI - 40000 Hours - E26 (Medium) - 120 to 130V Philips - 470880 - 17PAR38/EXPERTCOLOR/F40/940/DIM | 4000 | 95 | 1300 | 76.4706 | 40000 | 17 | 6 | 141.36 | 23.56 | 27.6839 | 2020Q2 | https://shop.regencylighting.com/lamps/led/17par38-expertcolor-f40-940-dim-47088-0.html | Regency Lighting | 2020 | Yes
LED Lighting | Reflector | Philips | True |  | PAR38 | E26 (Medium) | E26 (Medium) | Home / Light Bulbs / LED / Philips - 471029 - 17PAR38/EXPERTCOLOR RETAIL/F25 AirFlux Technology Provide Superior Lighting Aesthetics; Optimal Thermal Efficiency in a Sleek, Lightweight Design 17W PAR38 LED Lamp - Universal - 1200 Lumens - Warm White (3000K) - 90 CRI - 40000 Hours - E26 (Medium) - 120 to 130V Philips - 471029 - 17PAR38/EXPERTCOLOR RETAIL/F25 | 3000 | 90 | 1200 | 70.5882 | 40000 | 17 | 6 | 150 | 25 | 29.376 | 2020Q2 | https://shop.regencylighting.com/lamps/led/17par38-expertcolor-retail-f25-47102-9.html | Regency Lighting | 2020 | Yes
LED Lighting | Reflector | Philips | True |  | PAR38 | E26 (Medium) | E26 (Medium) | Home / Light Bulbs / LED / Philips - 470823 - 17PAR38/EXPERTCOLOR/S8/927/DIM AirFlux Technology Provide Superior Lighting Aesthetics; Optimal Thermal Efficiency in a Sleek, Lightweight Design 17W PAR38 LED Lamp - Universal - 1150 Lumens - Warm White (2700K) - 95 CRI - 40000 Hours - E26 (Medium) - 120 to 130V Philips - 470823 - 17PAR38/EXPERTCOLOR/S8/927/DIM | 2700 | 95 | 1150 | 67.6471 | 40000 | 17 | 6 | 141.36 | 23.56 | 27.6839 | 2020Q2 | https://shop.regencylighting.com/lamps/led/17par38-expertcolor-s8-927-dim-47082-3.html | Regency Lighting | 2020 | Yes
LED Lighting | Reflector | Philips | True |  | PAR38 | E26 (Medium) | E26 (Medium) | Home / Light Bulbs / LED / Philips - 470996 - 17PAR38/EXPERTCOLOR/S8/930/DIM AirFlux Technology Provide Superior Lighting Aesthetics; Optimal Thermal Efficiency in a Sleek, Lightweight Design 17W PAR38 LED Lamp - Universal - 1200 Lumens - Warm White (3000K) - 90 CRI - 40000 Hours - E26 (Medium) - 120 to 130V Philips - 470996 - 17PAR38/EXPERTCOLOR/S8/930/DIM | 3000 | 90 | 1200 | 70.5882 | 40000 | 17 | 6 | 150 | 25 | 29.376 | 2020Q2 | https://shop.regencylighting.com/lamps/led/17par38-expertcolor-s8-930-dim-47099-6.html | Regency Lighting | 2020 | Yes
LED Lighting | Reflector | Satco | True |  | PAR38 | E26 (Medium) | E26 (Medium) | Home / Light Bulbs / LED / Satco - S9094 - 17PAR38/LED/40/3000K/120V PAR38 LED Lamp 17W PAR38 LED Lamp - Universal - 1200 Lumens - Warm White (3000K) - 80 CRI - 25000 Hours - E26 (Medium) - 120 to 130V Satco - S9094 - 17PAR38/LED/40/3000K/120V | 3000 | 80 | 1200 | 70.5882 | 25000 | 17 | 1 | 20.97 | 20.97 | 24.6406 | 2020Q2 | https://shop.regencylighting.com/lamps/led/17par38-led-40-3000k-120v-s9094.html | Regency Lighting | 2020 | Yes
LED Lighting | A-Type | Sea Gull | True |  | General Purpose Replacement | A19 | E26 (Medium) | Damp Location Rated HomeLamps, Bulbs, BallastsBulbs - LEDLED - TraditionalLamps - A-Type LED Bulb, A19, 10 Watt, 3000K, Medium Base, 120 Volt, 800 Lumens, CRI 90 Sea Gull 97502S LED Bulb, A19 | 3000 | 93 | 800 | 80 | 15000 | 10 | 1 | 9.64 | 9.64 | 11.3274 | 2020Q2 | https://www.platt.com/platt-electric-supply/LED-Traditional-Lamps-A-Type/Sea-Gull/97502S/product.aspx?zpid=444906 | Platt | 2020 | Yes
LED Lighting | A-Type | TCP | True |  | General Purpose Replacement | A19 | GU24 | Damp Location Rated HomeLamps, Bulbs, BallastsBulbs - LEDLED - TraditionalLamps - A-Type LED A-Lamp, 120V, 11 Watts, 900 Lumens, CRI 90, GU24 Base, 2700K TCP L11A19GUD2527KCQ LED A-Lamp | 2700 | 92 | 800 | 80 | 25000 | 10 | 1 | 8.61 | 8.61 | 10.1171 | 2020Q2 | https://www.platt.com/platt-electric-supply/LED-Traditional-Lamps-A-Type/TCP/L11A19GUD2527KCQ/product.aspx?zpid=995147 | Platt | 2020 | Yes
LED Lighting | A-Type | TCP | True |  | General Purpose Replacement | A19 | E26 (Medium) | Damp Location Rated HomeLamps, Bulbs, BallastsBulbs - LEDLED - TraditionalLamps - A-Type Tcp L60A19D2527Kcq T-20/24 10W A19; 120V; 800Lm; 2700K; 90Cri; 60W Equiv; Dimmmable Cq (California Qualified) TCP L60A19D2527KCQ 10 watt LED, 800 lumens, 2700K | 2700 | 92 | 800 | 80 | 25000 | 10 | 1 | 4.5 | 4.5 | 5.2877 | 2020Q2 | https://www.platt.com/platt-electric-supply/LED-Traditional-Lamps-A-Type/TCP/L60A19D2527KCQ/product.aspx?zpid=1445988 | Platt | 2020 | Yes
LED Lighting | A-Type | TCP | True |  | General Purpose Replacement | A19 | E26 (Medium) | Damp Location Rated HomeLamps, Bulbs, BallastsBulbs - LEDLED - TraditionalLamps - A-Type TCP L60A19D2530KCQ T-20/24 10W A19; 120V; 800LM; 3000K; 90CRI; 60W EQUIV; DIMMMABLE CQ (CALIFORNIA QUALIFIED) TCP L60A19D2530KCQ 10 watt LED, 3000 K, 800 lumens | 3000 | 92 | 800 | 80 | 25000 | 10 | 1 | 4.5 | 4.5 | 5.2877 | 2020Q2 | https://www.platt.com/platt-electric-supply/LED-Traditional-Lamps-A-Type/TCP/L60A19D2530KCQ/product.aspx?zpid=1445977 | Platt | 2020 | Yes
LED Lighting | A-Type | GE Lighting | True | Daylighting/Photocell, | General Purpose Replacement | A19 | E26 (Medium) | Use With Timers,Use With Photo and/or Motion Sensors,Not for Use in Recessed Fixtures,Damp Location Rated Topbulb » LED Bulbs » LED Standard Shape » 60W Equal » GE 69117 LED10DA19/827 ¦ 10W LED - 60W Equal - 2700K Use this GE 10 watt LED as a direct replacement for 60 watt incandescent. Dimmable. Energy Start qualified. LED Technology Notice Due to constantly evolving nature of LED technology, manufacturers will reserve the right to replace this product with next generation technology. We appreciate your understanding and acceptance of this policy. Utility/Government Incentives Documents GE 69117 Spec Sheet About GE Lighting Started over 130 years ago, General Electric began with Thomas Edison's invention of the world's first affordable incandescent light bulb. More than a century later, the company still brings light to the world through its products. Its modern new light technologies, such as fluorescent and LED light bulbs, cost less and are more energy efficient and environmentally friendly. GE currently works to make nearly all of their lighting products Energy Star certified. 15,000 Hours • Warm White Light • Dimmable GE 69117 LED10DA19/827 ¦ 10W LED - 60W Equal - 2700K | 2700 | 81 | 800 | 80 | 15000 | 10 | 1 | 4.95 | 4.95 | 5.8164 | 2020Q2 | https://www.topbulb.com/ge-69117-10w-led-a19-e26-medium-base-2700k | Top Bulb | 2020 | Yes
LED Lighting | Reflector | Green Creative | False |  | PAR38 | E26 (Medium) | E26 (Medium) | Home / Light Bulbs / LED / Green Creative - 19PAR38HO/830NF25/277V Energy Star; Replaces 250W Halogen & 39W CMH; High 10000+ Candela Output; Exceptional Efficacy 93 LPW in Warm White; Even Beam Distribution 19W PAR38 LED Lamp - Universal - 1775 Lumens - Warm White (3000K) - 80 CRI - 40000 Hours - E26 (Medium) - 120 to 277V (Universal) Green Creative - 19PAR38HO/830NF25/277V | 3000 | 80 | 1775 | 93.4211 | 40000 | 19 | 1 | 21.9 | 21.9 | 25.7333 | 2020Q2 | https://shop.regencylighting.com/lamps/led/19par38ho-830nf25-277v-grc.html | Regency Lighting | 2020 | Yes
LED Lighting | Decorative | Satco | True |  | G16 | E12 (Candelabra) | E12 (Candelabra) | Home / Light Bulbs / LED / Satco - S9870 - 2.5G16/LED/CL/27K/120V Approved for Enclosed Fixtures; Damp Location Rated 2.5W G16 1/2 LED Bulb - Warm White (2700K) - 80 CRI - E12 (Candelabra) - 120 to 130V - Clear Satco - S9870 - 2.5G16/LED/CL/27K/120V | 2700 | 80 | 200 | 80 | 15000 | 2.5 | 1 | 5.18 | 5.18 | 6.0867 | 2020Q2 | https://shop.regencylighting.com/lamps/led/2-5g16-led-cl-27k-120v-s9870.html | Regency Lighting | 2020 | Yes
LED Lighting | A-Type | GE Lighting | True | Daylighting/Photocell, | General Purpose Replacement | A19 | E26 (Medium) | Use With Timers,Use With Photo and/or Motion Sensors,Damp Location Rated,Not for Use in Recessed Fixtures Topbulb » LED Bulbs » LED Standard Shape » 60W Equal » GE 69119 LED10DA19/830 ¦ 10W LED - 60W Equal - A19 - 3000K Use this GE 10 watt, medium base LED as a direct replacement for 60 watt incandescent equivalent light sources. LED Technology Notice Due to constantly evolving nature of LED technology, manufacturers will reserve the right to replace this product with next generation technology. We appreciate your understanding and acceptance of this policy. Utility/Government Incentives Documents GE 69119 Spec Sheet About GE Lighting Started over 130 years ago, General Electric began with Thomas Edison's invention of the world's first affordable incandescent light bulb. More than a century later, the company still brings light to the world through its products. Its modern new light technologies, such as fluorescent and LED light bulbs, cost less and are more energy efficient and environmentally friendly. GE currently works to make nearly all of their lighting products Energy Star certified. 15,000 Hours • 800 Lumens • Dimmable GE 69119 LED10DA19/830 ¦ 10W LED - 60W Equal - A19 - 3000K | 3000 | 83 | 800 | 80 | 15000 | 10 | 1 | 4.95 | 4.95 | 5.8164 | 2020Q2 | https://www.topbulb.com/ge-69119-10w-led-a19-3000k | Top Bulb | 2020 | Yes
LED Lighting | Decorative | Satco | True |  | G16 | E12 (Candelabra) | E12 (Candelabra) | Home / Light Bulbs / LED / Satco - S9871 - 3.5G16.5/LED/CL/27K/120V E12 Candelabra LED Bulb 3.5W G16.5 LED Lamp - Universal - 350 Lumens - Warm White (2700K) - 80 CRI - 15000 Hours - E12 (Candelabra) - 120 to 130V - Clear Satco - S9871 - 3.5G16.5/LED/CL/27K/120V | 2700 | 80 | 350 | 100 | 15000 | 3.5 | 1 | 6.13 | 6.13 | 7.203 | 2020Q2 | https://shop.regencylighting.com/lamps/led/3-5g16-5-led-cl-27k-120v-s9871.html | Regency Lighting | 2020 | Yes
LED Lighting | A-Type | GE Lighting | True | Daylighting/Photocell, | General Purpose Replacement | A19 | E26 (Medium) | Use With Timers,Use With Photo and/or Motion Sensors,Damp Location Rated,Not for Use in Recessed Fixtures Topbulb » LED Bulbs » LED Standard Shape » 60W Equal » GE 69133 LED10DA19/840 ¦ 10W LED - 60W Equal - A19 - 4000K Use this GE 10 watt, medium base LED as a direct replacement for 60 watt incandescent equivalent light sources. LED Technology Notice Due to constantly evolving nature of LED technology, manufacturers will reserve the right to replace this product with next generation technology. We appreciate your understanding and acceptance of this policy. Utility/Government Incentives Documents GE 69133 Spec Sheet About GE Lighting Started over 130 years ago, General Electric began with Thomas Edison's invention of the world's first affordable incandescent light bulb. More than a century later, the company still brings light to the world through its products. Its modern new light technologies, such as fluorescent and LED light bulbs, cost less and are more energy efficient and environmentally friendly. GE currently works to make nearly all of their lighting products Energy Star certified. 15,000 Hours • 800 Lumens • Dimmable GE 69133 LED10DA19/840 ¦ 10W LED - 60W Equal - A19 - 4000K | 4000 | 84 | 800 | 80 | 15000 | 10 | 1 | 4.95 | 4.95 | 5.8164 | 2020Q2 | https://www.topbulb.com/ge-69133-10w-led-a19-4000k | Top Bulb | 2020 | Yes
LED Lighting | A-Type | GE Lighting | True | Daylighting/Photocell, | General Purpose Replacement | A19 | GU24 | Damp Location Rated,Use With Timers,Not for Use in Recessed Fixtures,Use With Photo and/or Motion Sensors Topbulb » LED Bulbs » LED Standard Shape » 60W Equal » GE 69146 LED10DA19/850 ¦ 10W LED - 60 Watt Equal - 5000K Use this GE 10 watt LED as a direct replacement for a 60 watt incandescent in application where very cool white light, similar to daylight, is required. Dimmable. Energy Star qualified. LED Technology Notice Due to constantly evolving nature of LED technology, manufacturers will reserve the right to replace this product with next generation technology. We appreciate your understanding and acceptance of this policy. Utility/Government Incentives Documents GE 69146 Spec Sheet About GE Lighting Started over 130 years ago, General Electric began with Thomas Edison's invention of the world's first affordable incandescent light bulb. More than a century later, the company still brings light to the world through its products. Its modern new light technologies, such as fluorescent and LED light bulbs, cost less and are more energy efficient and environmentally friendly. GE currently works to make nearly all of their lighting products Energy Star certified. 15,000 Hours • Very Cool White Light • Dimmable GE 69146 LED10DA19/850 ¦ 10W LED - 60 Watt Equal - 5000K | 5000 | 84 | 800 | 80 | 15000 | 10 | 1 | 4.95 | 4.95 | 5.8164 | 2020Q2 | https://www.topbulb.com/ge-69146-10w-led-a19-e26-medium-base-5000k | Top Bulb | 2020 | Yes
LED Lighting | Reflector | Philips | False |  | PAR38 | E26 (Medium) | E26 (Medium) | Home / Light Bulbs / LED / Philips - 460527 - 32PAR38/LED/830/F25/ND 120V Candle Power 8000 cd, Energy Star Rated. Not Affected by Epact. 32W PAR38 LED Lamp - Universal - 2800 Lumens - Warm White (3000K) - 80 CRI - 25000 Hours - E26 (Medium) - 120 to 130V - Clear Philips - 460527 - 32PAR38/LED/830/F25/ND 120V | 3000 | 80 | 2800 | 87.5 | 25000 | 32 | 6 | 219.24 | 36.54 | 42.9359 | 2020Q2 | https://shop.regencylighting.com/lamps/led/32par38-led-830-f25-nd-120v-46052-7.html | Regency Lighting | 2020 | Yes
LED Lighting | Reflector | Philips | False |  | PAR38 | E26 (Medium) | E26 (Medium) | Home / Light Bulbs / LED / Philips - 460519 - 32PAR38/LED/830/S15/ND 120V Candle Power30000 cd, Energy Star Rated. Not Affected by Epact. 32W PAR38 LED Lamp - Universal - 2800 Lumens - Warm White (3000K) - 80 CRI - 25000 Hours - E26 (Medium) - 120 to 130V - Clear Philips - 460519 - 32PAR38/LED/830/S15/ND 120V | 3000 | 80 | 2800 | 87.5 | 25000 | 32 | 1 | 36.54 | 36.54 | 42.9359 | 2020Q2 | https://shop.regencylighting.com/lamps/led/32par38-led-830-s15-nd-120v-46051-9.html | Regency Lighting | 2020 | Yes
LED Lighting | Reflector | Philips | True |  | PAR38 | E26 (Medium) | E26 (Medium) | Home / Light Bulbs / LED / Philips - 549345 - 33PAR38/PER/830/F25/DIM/120V TrueForce, High Lumen; Perfect Transition from CDM Lamps to LED 33W PAR38 LED Lamp - Universal - 3000 Lumens - Warm White (3000K) - 80 CRI - 5000 Hours - E26 (Medium) - 120 to 130V Philips - 549345 - 33PAR38/PER/830/F25/DIM/120V | 3000 | 80 | 3000 | 90.9091 | 25000 | 33 | 6 | 236.58 | 39.43 | 46.3318 | 2020Q2 | https://shop.regencylighting.com/lamps/led/33par38-per-830-f25-dim-120v-53461-0.html | Regency Lighting | 2020 | Yes
LED Lighting | Decorative | Maxlite | True |  | T4 | G9 (Bi-Pin) | G9 (Bi-Pin) | Home / Light Bulbs / LED / Maxlite - 108072 - 3G9DLED27 LED G9 Retrofit; Halogen T4 G9 Replacement; Not for Use in Totally Enclosed Fixtures; Suitable for Damp Locations 3W LED G9 Retrofit Lamp - Universal - 270 Lumens - Warm White (2700K) - 80 CRI - 25000 Hours - G9 (Bi-Pin) - 120 to 130V Maxlite - 108072 - 3G9DLED27 | 2700 | 80 | 270 | 90 | 25000 | 3 | 1 | 8.36 | 8.36 | 9.8233 | 2020Q2 | https://shop.regencylighting.com/lamps/led/3g9dled27-mxt.html | Regency Lighting | 2020 | Yes
LED Lighting | Decorative | Maxlite | False |  | T4 | G9 (Bi-Pin) | G9 (Bi-Pin) | Home / Light Bulbs / LED / Maxlite - 108071 - 3G9LED27 Energy Efficient Alternative to Halogen T4 G9 Base Lamps; Not for use in Fully Enclosed Fixtures 3W LED Retrofit Lamp - Universal - 270 Lumens - Warm White (2700K) - 80 CRI - 25000 Hours - G9 (Bi-Pin) - 120 to 130V Maxlite - 108071 - 3G9LED27 | 2700 | 80 | 270 | 90 | 25000 | 3 | 48 | 401.28 | 8.36 | 9.8233 | 2020Q2 | https://shop.regencylighting.com/lamps/led/3g9led27-mxt.html | Regency Lighting | 2020 | Yes
LED Lighting | A-Type | Satco | True |  |  | A19 |  | Direct replacement for 60W incandescent lamps Innovative design - smooth heat sink design to resemble traditional incandescent lamp Dimmable Damp location rated No UV or IR radiation More Information Satco 10W Dimmable Multi-Directional LED Bulb - E26 Base, 120V Features: Wattage: 10W Type: LED Bulb Shape: A19 Bulb Base: E26 Medium Voltage: 120V Color Temperature: 2700K , 5000K CRI: +80 Lumens: 800 (2700K), 900 (5000K) Beam Spread: 215 degrees Average Rated Life: 25,000 Hours Direct replacement for 60W incandescent lamps Innovative design - smooth heat sink design to resemble traditional incandescent lamp Dimmable Damp location rated No UV or IR radiation Applications: indoor residential and commercial lighting, down lighting, display lighting, accent lighting *MFG Part Number*: S9109 , S9110 Satco 10W Dimmable Multi-Directional LED Bulb - E26 Base, 120V Satco 10W Dimmable Multi-Directional A19 LED Bulb - E26 Base, 120V | 2700 | 80 | 800 | 80 | 25000 | 10 | 1 | 9.95 | 9.95 | 11.6916 | 2020Q2 | https://www.lbclighting.com/led/light-bulb-led/stco-10a19-led-multi.html | LBC Lighting | 2020 | Yes
LED Lighting | A-Type | TCP | True |  |  | A19 |  | Replaces 60W Incandescent Dimmable Rated for 15,000 hours More Information California Quality LED Lamp Series Features: Wattage: 10W Type: LED Bulb Shape: A19 Bulb Base: E26 Medium Voltage: 120V Color Temperature: 2700K, 3000K Lumens: 800 CRI: 90 Beam Spread: 270° Replaces 60W Incandescent Dimmable Rated for 15,000 hours *MFG Part Number*: L10A19D1527KCQ , L10A19D1530KCQ California Quality LED Lamp Series TCP L10A19D15 10W A19 LED Bulb | 2700 | 90 | 800 | 80 | 15000 | 10 | 1 | 3.53 | 3.53 | 4.1479 | 2020Q2 | https://www.lbclighting.com/led/light-bulb-led/tcp-l10a19d15.html | LBC Lighting | 2020 | Yes
LED Lighting | Decorative | Green Creative | True |  | G25 |  |  | Home / Light Bulbs / LED / Green Creative - 57894 - 4.5FG25DIM/824/A LED, Globe, G25, Vintage, 2400k, 4.5watts 4.5W G25 LED Lamp - 380 Lumens - Ultra Warm (2400K) - 80 CRI - 15000 Hours - Amber Green Creative - 57894 - 4.5FG25DIM/824/A | 2400 | 80 | 380 | 76 | 15000 | 5 | 1 | 6.99 | 6.99 | 8.2135 | 2020Q2 | https://shop.regencylighting.com/lamps/led/4-5fg25dim-824-a-57894.html | Regency Lighting | 2020 | Yes
LED Lighting | Decorative | Philips | False |  | G25 | E26 (Medium) | E26 (Medium) | Home / Light Bulbs / LED / Philips - 465864 - 4.5G25/LED/827/ND 120V 1PK Energy Star Rated; Minimum starting temperature -20.00 F 4.5W G25 LED Lamp - Universal - 350 Lumens - Warm White (2700K) - 80 CRI - 15000 Hours - E26 (Medium) - 120 to 130V - Frost Philips - 465864 - 4.5G25/LED/827/ND 120V 1PK | 2700 | 80 | 350 | 77.7778 | 15000 | 4.5 | 1 | 4.81 | 4.81 | 5.6519 | 2020Q2 | https://shop.regencylighting.com/lamps/led/4-5g25-led-827-nd-120v-1pk-46586-4.html | Regency Lighting | 2020 | Yes
LED Lighting | Decorative | Satco | True |  | G25 | E26 (Medium) | E26 (Medium) | Home / Light Bulbs / LED / Satco - S9828 - 4.5G25/SLV/LED/E26/27K/120V Rated for Enclosed Fixtures 4.5W G25 LED Lamp - Universal - Warm White (2700K) - 80 CRI - E26 (Medium) - 120 to 130V - Clear Silver Bowl Satco - S9828 - 4.5G25/SLV/LED/E26/27K/120V | 2700 | 80 | 430 | 95.5556 | 15000 | 4.5 | 1 | 6.93 | 6.93 | 8.143 | 2020Q2 | https://shop.regencylighting.com/lamps/led/4-5g25-slv-led-e26-27k-120v-s9828.html | Regency Lighting | 2020 | Yes
LED Lighting | Decorative | Satco | True |  | G40 | E26 (Medium) | E26 (Medium) | Home / Light Bulbs / LED / Satco - S9565/TF - 4.5G40/CL/LED/E26/27K/120V G40 LED Lamp; Shatterproof 4.5W G40 LED Lamp - Warm White (2700K) - 80 CRI - E26 (Medium) - 120 to 130V - Clear Satco - S9565/TF - 4.5G40/CL/LED/E26/27K/120V | 2700 | 80 | 450 | 100 | 15000 | 4.5 | 12 | 230.64 | 19.22 | 22.5842 | 2020Q2 | https://shop.regencylighting.com/lamps/led/4-5g40-cl-led-e26-27k-120v-s9565-tf.html | Regency Lighting | 2020 | Yes
LED Lighting | Decorative | Satco | True |  | G40 | E26 (Medium) | E26 (Medium) | Home / Light Bulbs / LED / Satco - S9565 - 4.5G40/CL/LED/E26/27K/120V G40 LED Lamp 4.5W G40 LED Lamp - Warm White (2700K) - 80 CRI - E26 (Medium) - 120 to 130V - Clear Satco - S9565 - 4.5G40/CL/LED/E26/27K/120V | 2700 | 80 | 450 | 100 |  | 4.5 | 1 | 8.69 | 8.69 | 10.2111 | 2020Q2 | https://shop.regencylighting.com/lamps/led/4-5g40-cl-led-e26-27k-120v-s9565.html | Regency Lighting | 2020 | Yes
LED Lighting | Reflector | Philips | True |  | MR16 | GU10 (Bi-Pin / Twist & Lock) | GU10 (Bi-Pin / Twist & Lock) | Home / Light Bulbs / LED / Philips - 471565 - 4.5GU10/LEDCLA/F35/2.2-2.7K Dimmable 4.5W MR16 LED Lamp - Universal - 380 Lumens - Warm White (2200 to 2700K) - 80 CRI - 25000 Hours - GU10 (Bi-Pin / Twist & Lock) - 120 to 130V - Clear Philips - 471565 - 4.5GU10/LEDCLA/F35/2.2-2.7K | 2200 | 80 | 380 | 84.4444 | 25000 | 4.5 | 10 | 95.2 | 9.52 | 11.1864 | 2020Q2 | https://shop.regencylighting.com/lamps/led/4-5gu10-ledcla-f35-2-2-2-7k-47156-5.html | Regency Lighting | 2020 | Yes
LED Lighting | Reflector | Philips | True |  | PAR16 | GU10 (Bi-Pin / Twist & Lock) | GU10 (Bi-Pin / Twist & Lock) | Home / Light Bulbs / LED / Philips - 468140 - 4.5GU10/LEDCLA/F35/830/DIM Energy Star Rated; Minimum starting temperature:-4.00 F 4.5W PAR16 LED Lamp - Universal - 400 Lumens - Warm White (3000K) - 80 CRI - 25000 Hours - GU10 (Bi-Pin / Twist & Lock) - 120 to 130V - Clear Philips - 468140 - 4.5GU10/LEDCLA/F35/830/DIM | 3000 | 80 | 400 | 88.8889 | 25000 | 4.5 | 10 | 76 | 7.6 | 8.9303 | 2020Q2 | https://shop.regencylighting.com/lamps/led/4-5gu10-ledcla-f35-830-dim-46814-0.html | Regency Lighting | 2020 | Yes
LED Lighting | Reflector | Satco | True | Daylighting/Photocell, | MR16 | GU10 (Bi-Pin / Twist & Lock) | GU10 (Bi-Pin / Twist & Lock) | Home / Light Bulbs / LED / Satco - S9381 - 4.5MR16/LED/40/50K/120V/GU10 Solid State LED Lighting; High Efficacy; Long Life; Dimmable; UL Approved for Totally Enclosed Fixtures 4.5W MR16 LED Lamp - Universal - 1000 Lumens - Daylight (5000K) - 80 CRI - 25000 Hours - GU10 (Bi-Pin / Twist & Lock) - 120 to 130V - White Satco - S9381 - 4.5MR16/LED/40/50K/120V/GU10 | 5000 | 80 | 360 | 80 | 25000 | 4.5 | 48 | 417.12 | 8.69 | 10.2111 | 2020Q2 | https://shop.regencylighting.com/lamps/led/4-5mr16-led-40-50k-120v-gu10-s9381.html | Regency Lighting | 2020 | Yes
LED Lighting | Reflector | Satco | True |  | PAR16 | E26 (Medium) | E26 (Medium) | Home / Light Bulbs / LED / Satco - S9386 - 4.5PAR16/LED/40/3000K/120V Direct Replacement For 45W; Halogen PAR16 Lamps; Dimmable; Damp Location; Approved For Enclosed Fixtures; Long Life - 25000 Hour; High Efficiency / Environmentally Friendly; No UV or IR Radiation; 3 Year Warranty 4.5W PAR16 LED Lamp - Universal - 370 Lumens - Warm White (3000K) - 80 CRI - 25000 Hours - E26 (Medium) - 120 to 130V - White Satco - S9386 - 4.5PAR16/LED/40/3000K/120V | 3000 | 80 | 370 | 82.2222 | 25000 | 4.5 | 48 | 417.12 | 8.69 | 10.2111 | 2020Q2 | https://shop.regencylighting.com/lamps/led/4-5par16-led-40-3000k-120v-s9386.html | Regency Lighting | 2020 | Yes
LED Lighting | Decorative | Satco |  |  | T4 | G9 (Bi-Pin) | G9 (Bi-Pin) | Home / Light Bulbs / LED / Satco - S8602 - 4JCD/G9/LED/3000K/120V/D G9 LED Retrofit Lamp; Damp Location Rated 4W LED G9 Retrofit Lamp - Universal - 480 Lumens - Warm White (3000K) - 80 CRI - 25000 Hours - G9 (Bi-Pin) - 120 to 130V - Clear Satco - S8602 - 4JCD/G9/LED/3000K/120V/D | 3000 | 80 | 480 | 120 | 25000 | 4 | 1 | 12.2 | 12.2 | 14.3355 | 2020Q2 | https://shop.regencylighting.com/lamps/led/4jcd-g9-led-3000k-120v-d-s8602.html | Regency Lighting | 2020 | Yes
LED Lighting | Decorative | Satco |  |  | T4 | G9 (Bi-Pin) | G9 (Bi-Pin) | Home / Light Bulbs / LED / Satco - S9548 - 4JCD/G9/LED/3000K/120V/D G9 LED Retrofit Lamp 4W LED G9 Retrofit Lamp - Universal - 480 Lumens - Warm White (3000K) - 80 CRI - 25000 Hours - G9 (Bi-Pin) - 120 to 130V - Clear Satco - S9548 - 4JCD/G9/LED/3000K/120V/D | 3000 | 80 | 480 | 120 | 25000 | 4 | 1 | 12.2 | 12.2 | 14.3355 | 2020Q2 | https://shop.regencylighting.com/lamps/led/4jcd-g9-led-3000k-120v-d-s9548.html | Regency Lighting | 2020 | Yes
LED Lighting | Decorative | Satco | True | Daylighting/Photocell, | T6 | G9 (Bi-Pin) | G9 (Bi-Pin) | Home / Light Bulbs / LED / Satco - S9549 - 4JCD/G9/LED/5000K/120V/D Silicon LED Replacement for Halogen G9 Base Lamps; Damp Location Rated 4W G9 Base LED Lamp - 480 Lumens - Daylight (5000K) - 80 CRI - 25000 Hours - G9 (Bi-Pin) - 120 to 130V - Clear Satco - S9549 - 4JCD/G9/LED/5000K/120V/D | 5000 | 80 | 480 | 120 | 25000 | 4 | 1 | 10.44 | 10.44 | 12.2674 | 2020Q2 | https://shop.regencylighting.com/lamps/led/4jcd-g9-led-5000k-120v-d-s9549.html | Regency Lighting | 2020 | Yes
LED Lighting | A-Type | Philips Lighting | False |  | A19 (Arbitrary) |  | E26 (Medium Screw) | HomeLamps, Bulbs, BallastsBulbs - LEDLED - TraditionalLamps - A-Type (2 Pack) Non-Dimmable LED Lamp, 10 Watts, 120V, Bulb: A-Type (A19), Base: Medium Screw (E26), Lumens: 800, CRI: 80, Color Temperature: 2700K. Rated Average Life: 11,000 Hrs. *Philips p/n 548222, 12NC 929001957604. 60W Non-Dim Equivalent. ***1 = 2 Pack*** Philips Lighting 10A19/LED/827/FR/P/ND 4/2FB Non-Dimmable LED Lamp, 10W, Type A19 | 2700 | 80 | 800 | 80 |  | 10 | 1 | 6.96 | 6.96 | 8.1783 | 2020Q2 | https://www.platt.com/platt-electric-supply/LED-Traditional-Lamps-A-Type/Philips-Lighting/10A19-LED-827-FR-P-ND-4-2FB/product.aspx?zpid=1443837 | Platt | 2020 | Yes
LED Lighting | A-Type | TCP |  |  | A19 (Arbitrary) |  | E26 (Medium Screw) | HomeLamps, Bulbs, BallastsBulbs - LEDLED - TraditionalLamps - A-Type LED Bulb, A19, 120 Volt, 10 Watt, 800 Lumens, Average Lifespan: 15,000 Hrs., Base Type: E26 TCP L10A19D1527KCQ LED Bulb, A19, 120V, 10W | 1527 |  | 800 | 80 |  | 10 | 1 | 5.28 | 5.28 | 6.2042 | 2020Q2 | https://www.platt.com/platt-electric-supply/LED-Traditional-Lamps-A-Type/TCP/L10A19D1527KCQ/product.aspx?zpid=967707 | Platt | 2020 | Yes
LED Lighting | A-Type | GE | True | Daylighting/Photocell, | General Purpose Replacement | A19 | E26 (Medium) | Use With Timers,Use With Photo and/or Motion Sensors,Damp Location Rated,Not for Use in Recessed Fixtures LED A-Style Light Bulbs GE dimmable 10 watt 2700K A19 LED bulb generates as much light as many 60 watt incandescent bulbs. No lead or mercury means easy and environmentally safe disposal Very long life - Rated to still put out 70% as much light after 15,000 hours of operation as it does when brand new Compatible with Lutron CTCL-153P, DVCL-153P and MACL-153M dimmers Not for use in enclosed fixtures because heat build up will shorten life. Do not “hot swap” this bulb. Turn off fixture before replacing existing bulb. No lead or mercury means easy and environmentally safe disposal Very long life - Rated to still put out 70% as much light after 15,000 hours of operation as it does when brand new Compatible with Lutron CTCL-153P, DVCL-153P and MACL-153M dimmers GE Dimmable 10 Watt 2700K A19 LED Bulb (Pack of 4) | 2700 | 82 | 800 | 80 | 15000 | 10 | 4 | 5.96 | 1.49 | 1.7508 | 2020Q2 | https://www.bulbs.com/product/LED10DA19-WT4 | Bulbs.com | 2020 | Yes
LED Lighting | A-Type | Satco | True |  | A19/21 | GU24 (Bi-Pin / Twist & Lock) | GU24 (Bi-Pin / Twist & Lock) | Home / Light Bulbs / LED / Satco - S8482 - 10A19/LED/4K/90CRI/GU24 Approved for Enclosed Fixtures; Damp Location Rated 10W A19 LED Lamp - 800 Lumens - Cool White (4000K) - 90 CRI - 25000 Hours - GU24 (Bi-Pin / Twist & Lock) - 120 to 130V - Frost Satco - S8482 - 10A19/LED/4K/90CRI/GU24 | 4000 | 90 | 800 | 80 | 25000 | 10 | 1 | 5.18 | 5.18 | 6.0867 | 2020Q2 | https://shop.regencylighting.com/lamps/led/10a19-led-4k-90cri-gu24-s8482.html | Regency Lighting | 2020 | Yes
LED Lighting | A-Type | Satco | True | Daylighting/Photocell, | A19/21 | E26 (Medium) | E26 (Medium) | Home / Light Bulbs / LED / Satco - S8481 - 10A19/LED/5K/90CRI Approved for Enclosed Fixtures; Damp Location Rated 10W A19 LED Lamp - 800 Lumens - Daylight (5000K) - 90 CRI - 25000 Hours - E26 (Medium) - 120 to 130V - Frost Satco - S8481 - 10A19/LED/5K/90CRI | 5000 | 90 | 800 | 80 | 25000 | 10 | 1 | 5.18 | 5.18 | 6.0867 | 2020Q2 | https://shop.regencylighting.com/lamps/led/10a19-led-5k-90cri-s8481.html | Regency Lighting | 2020 | Yes
LED Lighting | A-Type | Maxlite | True |  | A19/21 | E26 (Medium) | E26 (Medium) | Home / Light Bulbs / LED / Maxlite - 107623 - 10A19DLED930/JA8 Energy Star Certified 10W A19 LED Lamp - Universal - 800 Lumens - Warm White (3000K) - 94 CRI - 25000 Hours - E26 (Medium) - 120 to 130V Maxlite - 107623 - 10A19DLED930/JA8 | 3000 | 94 | 800 | 80 | 25000 | 10 | 1 | 4.39 | 4.39 | 5.1584 | 2020Q2 | https://shop.regencylighting.com/lamps/led/10a19dled930-ja8-mxt.html | Regency Lighting | 2020 | Yes
LED Lighting | Reflector | Philips | True |  | PAR16 | E26 (Medium) | E26 (Medium) | Home / Light Bulbs / LED / Philips - 470047 - 5.5PAR16/AMB/F40/830/E26 Energy Star Certified 5.5W PAR16 LED Lamp - Universal - 400 Lumens - Warm White (3000K) - 80 CRI - 25000 Hours - E26 (Medium) - 120 to 130V - Amber Philips - 470047 - 5.5PAR16/AMB/F40/830/E26 | 3000 | 80 | 400 | 72.7273 | 25000 | 5.5 | 1 | 9.62 | 9.62 | 11.3039 | 2020Q2 | https://shop.regencylighting.com/lamps/led/5-5par16-amb-f40-830-e26-47004-7.html | Regency Lighting | 2020 | Yes
LED Lighting | Decorative | Philips | False | Daylighting/Photocell, | G25 | E26 (Medium) | E26 (Medium) | Home / Light Bulbs / LED / Philips - 465898 - 5G25/LED/850/ND 120V 1PK Energy Star Rated 5W G25 LED Lamp - Universal - 500 Lumens - Daylight (5000K) - 80 CRI - 15000 Hours - E26 (Medium) - 120 to 130V - Frost Philips - 465898 - 5G25/LED/850/ND 120V 1PK | 5000 | 80 | 500 | 100 | 15000 | 5 | 6 | 35.82 | 5.97 | 7.015 | 2020Q2 | https://shop.regencylighting.com/lamps/led/5g25-led-850-nd-120v-1pk-46589-8.html | Regency Lighting | 2020 | Yes
LED Lighting | Decorative | Maxlite | True |  | T4 | G9 (Bi-Pin) | G9 (Bi-Pin) | Home / Light Bulbs / LED / Maxlite - 108074 - 5G9DLED27 Damp or Dry Rated; Not for use in Enclosed Fixtures 5W LED Retrofit Lamp - Universal - 360 Lumens - Warm White (2700K) - 80 CRI - 25000 Hours - G9 (Bi-Pin) - 120 to 130V Maxlite - 108074 - 5G9DLED27 | 2700 | 80 | 360 | 72 | 25000 | 5 | 1 | 11.94 | 11.94 | 14.03 | 2020Q2 | https://shop.regencylighting.com/lamps/led/5g9dled27-mxt.html | Regency Lighting | 2020 | Yes
LED Lighting | Decorative | Maxlite | False |  | T4 | G9 (Bi-Pin) | G9 (Bi-Pin) | Home / Light Bulbs / LED / Maxlite - 108073 - 5G9LED27 G9 LED Retrofit; Not for Use in Totally Enclosed Fixtures; Suitable for Damp Locations 5W T4 LED Lamp - Universal - 480 Lumens - Warm White (2700K) - 80 CRI - 25000 Hours - G9 (Bi-Pin) - 120 to 130V Maxlite - 108073 - 5G9LED27 | 2700 | 80 | 480 | 96 | 25000 | 5 | 1 | 11.94 | 11.94 | 14.03 | 2020Q2 | https://shop.regencylighting.com/lamps/led/5g9led27-mxt.html | Regency Lighting | 2020 | Yes
LED Lighting | Reflector | Philips | True |  | MR16 | GU5.3 (Bi-Pin) | GU5.3 (Bi-Pin) | Home / Light Bulbs / LED / Philips - 470336 - 6.4MR16/F25/3000 DIM 12V Energy Star Rated:Yes, Minimum starting temperature:-20.00 F 6.4W MR16 LED Lamp - Universal - 450 Lumens - Warm White (3000K) - 80 CRI - 25000 Hours - GU5.3 (Bi-Pin) - 12V Philips - 470336 - 6.4MR16/F25/3000 DIM 12V | 3000 | 80 | 450 | 70.3125 | 25000 | 6.4 | 10 | 105.8 | 10.58 | 12.4319 | 2020Q2 | https://shop.regencylighting.com/lamps/led/6-4mr16-f25-3000-dim-12v-47033-6.html | Regency Lighting | 2020 | Yes
LED Lighting | Reflector | Philips | True |  | MR16 | GU5.3 (Bi-Pin) | GU5.3 (Bi-Pin) | Home / Light Bulbs / LED / Philips - 470344 - 6.4MR16/F35/3000 DIM 12V Energy Star Rated:Yes, Minimum starting temperature:-20.00 F 6.4W MR16 LED Lamp - Universal - 450 Lumens - Warm White (3000K) - 80 CRI - 25000 Hours - GU5.3 (Bi-Pin) - 12V Philips - 470344 - 6.4MR16/F35/3000 DIM 12V | 3000 | 80 | 450 | 70.3125 | 25000 | 6.4 | 10 | 105.8 | 10.58 | 12.4319 | 2020Q2 | https://shop.regencylighting.com/lamps/led/6-4mr16-f35-3000-dim-12v-47034-4.html | Regency Lighting | 2020 | Yes
LED Lighting | A-Type | Satco | True |  | A19/21 | GU24 (Bi-Pin / Twist & Lock) | GU24 (Bi-Pin / Twist & Lock) | Home / Light Bulbs / LED / LED A-Line / Satco - S8482 - 10A19/LED/4K/90CRI/GU24 Approved for Enclosed Fixtures; Damp Location Rated 10W A19 LED Lamp - 800 Lumens - Cool White (4000K) - 90 CRI - 25000 Hours - GU24 (Bi-Pin / Twist & Lock) - 120 to 130V - Frost Satco - S8482 - 10A19/LED/4K/90CRI/GU24 | 4000 | 90 | 800 | 80 | 25000 | 10 | 1 | 5.18 | 5.18 | 6.0867 | 2020Q2 | https://shop.regencylighting.com/lamps/led/a-line/10a19-led-4k-90cri-gu24-s8482.html | Regency Lighting | 2020 | Yes
LED Lighting | A-Type | Satco | True |  | A19/21 | E26 (Medium) | E26 (Medium) | Home / Light Bulbs / LED / LED A-Line / Satco - S8480 - 10A19/LED/4K/90CRI Approved for Enclosed Fixtures; Damp Location Rated 10W A19 LED Lamp - 800 Lumens - Cool White (4000K) - 90 CRI - 25000 Hours - E26 (Medium) - 120 to 130V - Frost Satco - S8480 - 10A19/LED/4K/90CRI | 4000 | 90 | 800 | 80 | 25000 | 10 | 1 | 5.18 | 5.18 | 6.0867 | 2020Q2 | https://shop.regencylighting.com/lamps/led/a-line/10a19-led-4k-90cri-s8480.html | Regency Lighting | 2020 | Yes
LED Lighting | Decorative | Philips | False |  | G25 | E26 (Medium) | E26 (Medium) | Home / Light Bulbs / LED / Philips - 465880 - 6.5G25/LED/827/ND 120V 1PK Energy Star Qualified; Wet Location Rated 6.5W G25 LED Lamp - Universal - 500 Lumens - Warm White (2700K) - 80 CRI - 15000 Hours - E26 (Medium) - 120 to 130V - Frost Philips - 465880 - 6.5G25/LED/827/ND 120V 1PK | 2700 | 80 | 500 | 76.9231 | 15000 | 6.5 | 1 | 5.97 | 5.97 | 7.015 | 2020Q2 | https://shop.regencylighting.com/lamps/led/6-5g25-led-827-nd-120v-1pk-46588-0.html | Regency Lighting | 2020 | Yes
LED Lighting | Decorative | Satco | True |  | G40 | E26 (Medium) | E26 (Medium) | Home / Light Bulbs / LED / Satco - S9566 - 6.5G40/CL/LED/E26/27K/120V LED with a Traditional Incandescent Look and Feel; Omni-Directional Light Source; Smooth Dimming; Replaces up to 40 Watt Lamps; Long Life-15000 Hour; Damp Location; UL Listed for Totally Enclosed Fixtures 6.5W G40 LED Lamp - Universal - 810 Lumens - Warm White (2700K) - 80 CRI - 15000 Hours - E26 (Medium) - 120 to 130V - Clear Satco - S9566 - 6.5G40/CL/LED/E26/27K/120V | 2700 | 80 | 810 | 124.6154 | 15000 | 6.5 | 1 | 12.2 | 12.2 | 14.3355 | 2020Q2 | https://shop.regencylighting.com/lamps/led/6-5g40-cl-led-e26-27k-120v-s9566.html | Regency Lighting | 2020 | Yes
LED Lighting | Reflector | Philips | True |  | MR16 | GU5.3 (Bi-Pin) | GU5.3 (Bi-Pin) | Home / Light Bulbs / LED / Philips - 454538 - 6.5MR16/F25/2700-2200 DIM 12V Increased Transformer Compatability 6.5W MR16 LED Lamp - Universal - 410 Lumens - Warm White (2200 to 2700K) - 80 CRI - 25000 Hours - GU5.3 (Bi-Pin) - 12V Philips - 454538 - 6.5MR16/F25/2700-2200 DIM 12V | 2200 | 80 | 410 | 63.0769 | 25000 | 6.5 | 10 | 125 | 12.5 | 14.688 | 2020Q2 | https://shop.regencylighting.com/lamps/led/6-5mr16-f25-2700-2200-dim-12v-45453-8.html | Regency Lighting | 2020 | Yes
LED Lighting | Reflector | Philips | True |  | MR16 | GU5.3 (Bi-Pin) | GU5.3 (Bi-Pin) | Home / Light Bulbs / LED / Philips - 454546 - 6.5MR16/F35/2700-2200 DIM 12V Increased Transformer Compatability 6.5W MR16 LED Lamp - Universal - 410 Lumens - Warm White (2200 to 2700K) - 80 CRI - 25000 Hours - GU5.3 (Bi-Pin) - 12V Philips - 454546 - 6.5MR16/F35/2700-2200 DIM 12V | 2200 | 80 | 410 | 63.0769 | 25000 | 6.5 | 10 | 125 | 12.5 | 14.688 | 2020Q2 | https://shop.regencylighting.com/lamps/led/6-5mr16-f35-2700-2200-dim-12v-45454-6.html | Regency Lighting | 2020 | Yes
LED Lighting | Reflector | Satco | True |  | MR16 | GU5.3 (Bi-Pin) | GU5.3 (Bi-Pin) | Home / Light Bulbs / LED / Satco - S9492 - 6.5MR16/LED/25/35K/12V Approved for Enclosed Fixtures; Silver Back 6.5W MR16 LED Lamp - Universal - 500 Lumens - Neutral White (3500K) - 80 CRI - 25000 Hours - GU5.3 (Bi-Pin) - 12V - Silver Back Satco - S9492 - 6.5MR16/LED/25/35K/12V | 3500 | 80 | 500 | 76.9231 | 25000 | 6.5 | 1 | 8.69 | 8.69 | 10.2111 | 2020Q2 | https://shop.regencylighting.com/lamps/led/6-5mr16-led-25-35k-12v-s9492.html | Regency Lighting | 2020 | Yes
LED Lighting | Reflector | Satco | True |  | MR16 | GU5.3 (Bi-Pin) | GU5.3 (Bi-Pin) | Home / Light Bulbs / LED / Satco - S9493 - 6.5MR16/LED/25/40K/12V Approved for Enclosed Fixtures; Silver Back 6.5W MR16 LED Lamp - Universal - 500 Lumens - Cool White (4000K) - 80 CRI - 25000 Hours - GU5.3 (Bi-Pin) - 12V - Silver Back Satco - S9493 - 6.5MR16/LED/25/40K/12V | 4000 | 80 | 500 | 76.9231 | 25000 | 6.5 | 1 | 8.69 | 8.69 | 10.2111 | 2020Q2 | https://shop.regencylighting.com/lamps/led/6-5mr16-led-25-40k-12v-s9493.html | Regency Lighting | 2020 | Yes
LED Lighting | Reflector | Satco | True | Daylighting/Photocell, | MR16 | GU5.3 (Bi-Pin) | GU5.3 (Bi-Pin) | Home / Light Bulbs / LED / Satco - S9494 - 6.5MR16/LED/25/50K/12V Approved for Enclosed Fixtures; Silver Back 6.5W MR16 LED Lamp - Universal - 500 Lumens - Daylight (5000K) - 80 CRI - 25000 Hours - GU5.3 (Bi-Pin) - 12V - Silver Back Satco - S9494 - 6.5MR16/LED/25/50K/12V | 5000 | 80 | 500 | 76.9231 | 25000 | 6.5 | 1 | 8.69 | 8.69 | 10.2111 | 2020Q2 | https://shop.regencylighting.com/lamps/led/6-5mr16-led-25-50k-12v-s9494.html | Regency Lighting | 2020 | Yes
LED Lighting | Reflector | Satco | True |  | MR16 | GU10 (Bi-Pin / Twist & Lock) | GU10 (Bi-Pin / Twist & Lock) | Home / Light Bulbs / LED / Satco - S9382 - 6.5MR16/LED/40/27K/120V/GU10 MR16 LED Lamp 6.5W MR16 LED Lamp - Universal - Warm White (2700K) - 80 CRI - GU10 (Bi-Pin / Twist & Lock) - 120 to 130V Satco - S9382 - 6.5MR16/LED/40/27K/120V/GU10 | 2700 | 80 | 500 | 76.9231 |  | 6.5 | 1 | 8.69 | 8.69 | 10.2111 | 2020Q2 | https://shop.regencylighting.com/lamps/led/6-5mr16-led-40-27k-120v-gu10-s9382.html | Regency Lighting | 2020 | Yes
LED Lighting | Reflector | Satco | True |  | MR16 | GU10 (Bi-Pin / Twist & Lock) | GU10 (Bi-Pin / Twist & Lock) | Home / Light Bulbs / LED / Satco - S8588 - 6.5MR16/LED/40/27K/90CRI/GU10 Approved for Enclosed Fixtures 6.5W MR16 LED Lamp - Universal - 450 Lumens - Warm White (2700K) - 90 CRI - 25000 Hours - GU10 (Bi-Pin / Twist & Lock) - 120 to 130V Satco - S8588 - 6.5MR16/LED/40/27K/90CRI/GU10 | 2700 | 90 | 450 | 69.2308 | 25000 | 6.5 | 1 | 6.93 | 6.93 | 8.143 | 2020Q2 | https://shop.regencylighting.com/lamps/led/6-5mr16-led-40-27k-90cri-gu10-s8588.html | Regency Lighting | 2020 | Yes
LED Lighting | Reflector | Satco | True |  | MR16 | GU10 (Bi-Pin / Twist & Lock) | GU10 (Bi-Pin / Twist & Lock) | Home / Light Bulbs / LED / Satco - S9384 - 6.5MR16/LED/40/40K/120V/GU10 MR16 LED Lamp 6.5W MR16 LED Lamp - Universal - Cool White (4000K) - 80 CRI - GU10 (Bi-Pin / Twist & Lock) - 120 to 130V Satco - S9384 - 6.5MR16/LED/40/40K/120V/GU10 | 4000 | 80 | 500 | 76.9231 |  | 6.5 | 1 | 8.69 | 8.69 | 10.2111 | 2020Q2 | https://shop.regencylighting.com/lamps/led/6-5mr16-led-40-40k-120v-gu10-s9384.html | Regency Lighting | 2020 | Yes
LED Lighting | Reflector | Philips | True |  | MR16 | GU5.3 (Bi-Pin) | GU5.3 (Bi-Pin) | Home / Light Bulbs / LED / Philips - 47913-9 - 6.5MR16/LED/F25/927/D/EC/12V LED MR16 Lamp 6.5W MR16 LED Lamp - Universal - 485 Lumens - Warm White (2700K) - 91 CRI - 25000 hrs. - GU5.3 (Bi-Pin) - 12V Philips - 47913-9 - 6.5MR16/LED/F25/927/D/EC/12V | 2700 | 91 | 485 | 74.6154 | 25000 | 6.5 | 1 | 19.14 | 19.14 | 22.4902 | 2020Q2 | https://shop.regencylighting.com/lamps/led/6-5mr16-led-f25-927-d-ec-12v-47913-9.html | Regency Lighting | 2020 | Yes
LED Lighting | Reflector | Philips | True |  | MR16 | GU5.3 (Bi-Pin) | GU5.3 (Bi-Pin) | Home / Light Bulbs / LED / Philips - 479170 - 6.5MR16/LED/F35/930/D/EC Black Housing 6.5W MR16 LED Lamp - Universal - 485 Lumens - Warm White (3000K) - 91 CRI - 25000 Hours - GU5.3 (Bi-Pin) - 12V Philips - 479170 - 6.5MR16/LED/F35/930/D/EC | 3000 | 91 | 485 | 74.6154 | 25000 | 6.5 | 10 | 191.4 | 19.14 | 22.4902 | 2020Q2 | https://shop.regencylighting.com/lamps/led/6-5mr16-led-f35-930-d-ec-47917-0.html | Regency Lighting | 2020 | Yes
LED Lighting | Reflector | Maxlite | True |  | MR16 | GU10 (Bi-Pin / Twist & Lock) | GU10 (Bi-Pin / Twist & Lock) | Home / Light Bulbs / LED / Maxlite - 14098882 - 6.5MR16GUD927FL/JA8 MR16 LED Lamp 6.5W MR16 LED Lamp - Universal - 500 Lumens - Warm White (2700K) - 92 CRI - 25000 Hours - GU10 (Bi-Pin / Twist & Lock) - 120 to 130V Maxlite - 14098882 - 6.5MR16GUD927FL/JA8 | 2700 | 92 | 500 | 76.9231 | 25000 | 6.5 | 1 | 6.34 | 6.34 | 7.4497 | 2020Q2 | https://shop.regencylighting.com/lamps/led/6-5mr16gud927fl-ja8-mxt.html | Regency Lighting | 2020 | Yes
LED Lighting | Reflector | Maxlite | True |  | MR16 | GU10 (Bi-Pin / Twist & Lock) | GU10 (Bi-Pin / Twist & Lock) | Home / Light Bulbs / LED / Maxlite - 14098883 - 6.5MR16GUD930FL/JA8 Energy Star Rated; Suitable for Damp Locations; Not for Use in Totally Enclosed Fixtures 6.5W MR16 LED Lamp - Universal - 500 Lumens - Warm White (3000K) - 93 CRI - 25000 Hours - GU10 (Bi-Pin / Twist & Lock) - 120 to 130V Maxlite - 14098883 - 6.5MR16GUD930FL/JA8 | 3000 | 93 | 500 | 76.9231 | 25000 | 6.5 | 1 | 6.34 | 6.34 | 7.4497 | 2020Q2 | https://shop.regencylighting.com/lamps/led/6-5mr16gud930fl-ja8-mxt.html | Regency Lighting | 2020 | Yes
LED Lighting | Reflector | Maxlite | True |  | MR16 | GU10 (Bi-Pin / Twist & Lock) | GU10 (Bi-Pin / Twist & Lock) | Home / Light Bulbs / LED / Maxlite - 1408216 - 6.5MR16GUDLED27FL/G2 MR16 LED Lamp 6.5W MR16 LED Lamp - Universal - 500 Lumens - Warm White (2700K) - 84 CRI - 25000 Hours - GU10 (Bi-Pin / Twist & Lock) - 120 to 130V Maxlite - 1408216 - 6.5MR16GUDLED27FL/G2 | 2700 | 84 | 500 | 76.9231 | 25000 | 6.5 | 1 | 4.41 | 4.41 | 5.1819 | 2020Q2 | https://shop.regencylighting.com/lamps/led/6-5mr16gudled27fl-g2-mxt.html | Regency Lighting | 2020 | Yes
LED Lighting | Reflector | Satco | True |  | PAR20 | E26 (Medium) | E26 (Medium) | Home / Light Bulbs / LED / Satco - S8577 - 6.5R20/LED/3000K/450L/90CRI Approved for Enclosed Fixtures 6.5W R20 LED Lamp - 450 Lumens - Warm White (3000K) - 90 CRI - 25000 Hours - E26 (Medium) - 120 to 130V - Frost Satco - S8577 - 6.5R20/LED/3000K/450L/90CRI | 3000 | 90 | 450 | 69.2308 | 25000 | 6.5 | 1 | 6.93 | 6.93 | 8.143 | 2020Q2 | https://shop.regencylighting.com/lamps/led/6-5r20-led-3000k-450l-90cri-s8577.html | Regency Lighting | 2020 | Yes
LED Lighting | Reflector | Satco | True |  | PAR20 | E26 (Medium) | E26 (Medium) | Home / Light Bulbs / LED / Satco - S8491 - 6.5R20/LED/4000K/450L/90CRI Damp Location Rated 6.5W R20 LED Lamp - 450 Lumens - Cool White (4000K) - 90 CRI - 25000 Hours - E26 (Medium) - 120 to 130V - Frost Satco - S8491 - 6.5R20/LED/4000K/450L/90CRI | 4000 | 90 | 450 | 69.2308 | 25000 | 6.5 | 1 | 4.37 | 4.37 | 5.1349 | 2020Q2 | https://shop.regencylighting.com/lamps/led/6-5r20-led-4000k-450l-90cri-s8491.html | Regency Lighting | 2020 | Yes
LED Lighting | A-Type | Satco | True | Daylighting/Photocell, | A19/21 | E26 (Medium) | E26 (Medium) | Home / Light Bulbs / LED / LED A-Line / Satco - S8481 - 10A19/LED/5K/90CRI Approved for Enclosed Fixtures; Damp Location Rated 10W A19 LED Lamp - 800 Lumens - Daylight (5000K) - 90 CRI - 25000 Hours - E26 (Medium) - 120 to 130V - Frost Satco - S8481 - 10A19/LED/5K/90CRI | 5000 | 90 | 800 | 80 | 25000 | 10 | 1 | 5.18 | 5.18 | 6.0867 | 2020Q2 | https://shop.regencylighting.com/lamps/led/a-line/10a19-led-5k-90cri-s8481.html | Regency Lighting | 2020 | Yes
LED Lighting | Decorative | Satco | True | Daylighting/Photocell, | G25 | E26 (Medium) | E26 (Medium) | Home / Light Bulbs / LED / Satco - S8595 - 6G25/LED/5000K/390L/90CRI Damp Location Rated 6W G25 LED Lamp - 390 Lumens - Daylight (5000K) - 90 CRI - 25000 Hours - E26 (Medium) - 120 to 130V - Frost Satco - S8595 - 6G25/LED/5000K/390L/90CRI | 5000 | 90 | 390 | 65 | 25000 | 6 | 1 | 7.46 | 7.46 | 8.7658 | 2020Q2 | https://shop.regencylighting.com/lamps/led/6g25-led-5000k-390l-90cri-s8595.html | Regency Lighting | 2020 | Yes
LED Lighting | Decorative | Maxlite | True |  | G25 | E26 (Medium) | E26 (Medium) | Home / Light Bulbs / LED / Maxlite - 107505 - 6G25DLED27/G2 25000 Hour Life; Building Control Compatible 6W G25 LED Lamp - Universal - 450 Lumens - Warm White (2700K) - 80 CRI - 25000 Hours - E26 (Medium) - 120 to 130V Maxlite - 107505 - 6G25DLED27/G2 | 2700 | 80 | 450 | 75 | 25000 | 6 | 24 | 114.72 | 4.78 | 5.6167 | 2020Q2 | https://shop.regencylighting.com/lamps/led/6g25dled27-g2-mxt.html | Regency Lighting | 2020 | Yes
LED Lighting | Reflector | Philips | True |  | PAR20 | E26 (Medium) | E26 (Medium) | Home / Light Bulbs / LED / Philips - 463695 - 6PAR20/LED/840/F35/DIM SO 120V Candle Power 1080 cd, Energy Star Rated. Not Affected by Epact. 6W PAR20 LED Lamp - Universal - 520 Lumens - Cool White (4000K) - 80 CRI - 25000 Hours - E26 (Medium) - 120 to 130V Philips - 463695 - 6PAR20/LED/840/F35/DIM SO 120V | 4000 | 80 | 520 | 86.6667 | 25000 | 6 | 1 | 17.31 | 17.31 | 20.3399 | 2020Q2 | https://shop.regencylighting.com/lamps/led/6par20-led-840-f35-dim-so-120v-46369-5.html | Regency Lighting | 2020 | Yes
LED Lighting | Reflector | Philips | True |  | PAR20 | E26 (Medium) | E26 (Medium) | Home / Light Bulbs / LED / Philips - 456979 - 6R20/LED/827-22/DIM 120V Rated for Enclosed Fixtures; Damp Location Rated; Warm Glow 6W R20 LED Lamp - Universal - 450 Lumens - Warm White (2200 to 2700K) - 80 CRI - 25000 Hours - E26 (Medium) - 120 to 130V - Frost Philips - 456979 - 6R20/LED/827-22/DIM 120V | 2200 | 80 | 450 | 75 | 25000 | 6 | 6 | 40.44 | 6.74 | 7.9198 | 2020Q2 | https://shop.regencylighting.com/lamps/led/6r20-led-827-22-dim-120v-45697-9.html | Regency Lighting | 2020 | Yes
LED Lighting | Reflector | Philips | True |  | PAR30 | E26 (Medium) | E26 (Medium) | Home / Light Bulbs / LED / Philips - 54590-5 - 7.2BR30/PER/930/P/E26/DIM Traditional Lamp Design LED BR30 7.2W BR30 LED Lamp - Universal - 650 Lumens - Warm White (3000K) - 90 CRI - 15000 hrs. - E26 (Medium) - 120 to 130V - Frost Philips - 54590-5 - 7.2BR30/PER/930/P/E26/DIM | 3000 | 90 | 650 | 90.2778 | 15000 | 7.2 | 1 | 6.35 | 6.35 | 7.4615 | 2020Q2 | https://shop.regencylighting.com/lamps/led/7-2br30-per-930-p-e26-dim-54590-5.html | Regency Lighting | 2020 | Yes
LED Lighting | Reflector | Philips | True |  | MR16 | GU5.3 (Bi-Pin) | GU5.3 (Bi-Pin) | Home / Light Bulbs / LED / Philips - 533141 - 7.3MR16/LED/827/F35/DIM 12V MR16 LED Spout Lamp 7.3W MR16 LED Lamp - 515 Lumens - Warm White (2700K) - 80 CRI - 25000 Hours - GU5.3 (Bi-Pin) - 120 to 130V Philips - 533141 - 7.3MR16/LED/827/F35/DIM 12V | 2700 | 80 | 515 | 70.5479 | 25000 | 7.3 | 1 | 13.47 | 13.47 | 15.8278 | 2020Q2 | https://shop.regencylighting.com/lamps/led/7-3mr16-led-827-f35-dim-12v-53314-1.html | Regency Lighting | 2020 | Yes
LED Lighting | Decorative | Philips | True |  | F15 | E26 (Medium) | E26 (Medium) | Home / Light Bulbs / LED / Philips - 458638 - 7F15/LED/827-22/E26/DIM 120V Energy Star Rated; Damp Location Rated; Warm Glow 7W F15 LED Lamp - Universal - 500 Lumens - Warm White (2200 to 2700K) - 80 CRI - 25000 Hours - E26 (Medium) - 120 to 130V - Clear Philips - 458638 - 7F15/LED/827-22/E26/DIM 120V | 2200 | 80 | 500 | 71.4286 | 25000 | 7 | 10 | 77 | 7.7 | 9.0478 | 2020Q2 | https://shop.regencylighting.com/lamps/led/7f15-led-827-22-e26-dim-120v-45863-8.html | Regency Lighting | 2020 | Yes
LED Lighting | Decorative | Philips | True |  | G25 | E26 (Medium) | E26 (Medium) | Home / Light Bulbs / LED / Philips - 458802 - 7G25/LED/827-22/E26/DIM 120V Energy Star Rated; Wet Rated; Warm Glow 7W G25 LED Lamp - Universal - 450 Lumens - Warm White (2200 to 2700K) - 80 CRI - 25000 Hours - E26 (Medium) - 120 to 130V - Clear Philips - 458802 - 7G25/LED/827-22/E26/DIM 120V | 2200 | 80 | 450 | 64.2857 | 25000 | 7 | 6 | 66.36 | 11.06 | 12.9959 | 2020Q2 | https://shop.regencylighting.com/lamps/led/7g25-led-827-22-e26-dim-120v-45880-2.html | Regency Lighting | 2020 | Yes
LED Lighting | Reflector | Philips | True |  | MR16 | GU5.3 (Bi-Pin) | GU5.3 (Bi-Pin) | Home / Light Bulbs / LED / Philips - 470179 - 7MR16 EXPERTCOLOR F25 930 D Contains No Mercury; Instant-on Light; Uniform Beam 7W MR16 LED Lamp - Universal - 460 Lumens - Warm White (3000K) - 95 CRI - 40000 Hours - GU5.3 (Bi-Pin) - 12V Philips - 470179 - 7MR16 EXPERTCOLOR F25 930 D | 3000 | 95 | 460 | 65.7143 | 40000 | 7 | 1 | 16.83 | 16.83 | 19.7759 | 2020Q2 | https://shop.regencylighting.com/lamps/led/7mr16-expertcolor-f25-930-d-47017-9.html | Regency Lighting | 2020 | Yes
LED Lighting | Reflector | Philips | True |  | MR16 | GU5.3 (Bi-Pin) | GU5.3 (Bi-Pin) | Home / Light Bulbs / LED / Philips - 470187 - 7MR16 EXPERTCOLOR F25 940 D Easy to Replace/Retro-Fit- iPerfect Fiti in Most Current Halogen Fixtures; Wide Patented Spectrum Spec 7W MR16 LED Lamp - Universal - 460 Lumens - Cool White (4000K) - 95 CRI - 40000 Hours - GU5.3 (Bi-Pin) - 12V Philips - 470187 - 7MR16 EXPERTCOLOR F25 940 D | 4000 | 95 | 460 | 65.7143 | 40000 | 7 | 1 | 16.83 | 16.83 | 19.7759 | 2020Q2 | https://shop.regencylighting.com/lamps/led/7mr16-expertcolor-f25-940-d-47018-7.html | Regency Lighting | 2020 | Yes
LED Lighting | Reflector | Philips | True |  | MR16 | GU5.3 (Bi-Pin) | GU5.3 (Bi-Pin) | Home / Light Bulbs / LED / Philips - 470203 - 7MR16 EXPERTCOLOR F35 930 D Contains No Mercury; Instant-on Light; Uniform Beam 7W MR16 LED Lamp - Universal - 460 Lumens - Warm White (3000K) - 95 CRI - 40000 Hours - GU5.3 (Bi-Pin) - 12V Philips - 470203 - 7MR16 EXPERTCOLOR F35 930 D | 3000 | 95 | 460 | 65.7143 | 40000 | 7 | 1 | 16.83 | 16.83 | 19.7759 | 2020Q2 | https://shop.regencylighting.com/lamps/led/7mr16-expertcolor-f35-930-d-47020-3.html | Regency Lighting | 2020 | Yes
LED Lighting | Reflector | Philips | True |  | MR16 | GU5.3 (Bi-Pin) | GU5.3 (Bi-Pin) | Home / Light Bulbs / LED / Philips - 470211 - 7MR16 EXPERTCOLOR F35 940 D Contains No Mercury; Instant-on Light; Uniform Beam 7W MR16 LED Lamp - Universal - 460 Lumens - Cool White (4000K) - 95 CRI - 40000 Hours - GU5.3 (Bi-Pin) - 12V Philips - 470211 - 7MR16 EXPERTCOLOR F35 940 D | 4000 | 95 | 460 | 65.7143 | 40000 | 7 | 1 | 16.83 | 16.83 | 19.7759 | 2020Q2 | https://shop.regencylighting.com/lamps/led/7mr16-expertcolor-f35-940-d-47021-1.html | Regency Lighting | 2020 | Yes
LED Lighting | Reflector | Philips | True |  | MR16 | GU5.3 (Bi-Pin) | GU5.3 (Bi-Pin) | Home / Light Bulbs / LED / Philips - 461558 - 7MR16/LED/F25/827/DIM AF2 Candle Power 2400 cd, Energy Star Rated. Not Affected by Epact. 7W MR16 LED Lamp - Universal - 500 Lumens - Warm White (2700K) - 80 CRI - 40000 Hours - GU5.3 (Bi-Pin) - 12V Philips - 461558 - 7MR16/LED/F25/827/DIM AF2 | 2700 | 80 | 500 | 71.4286 | 40000 | 7 | 10 | 225 | 22.5 | 26.4384 | 2020Q2 | https://shop.regencylighting.com/lamps/led/7mr16-led-f25-827-dim-af2-46155-8.html | Regency Lighting | 2020 | Yes
LED Lighting | Reflector | Philips | True |  | MR16 | GU5.3 (Bi-Pin) | GU5.3 (Bi-Pin) | Home / Light Bulbs / LED / Philips - 531814 - 7MR16/LED/F25/827/DIM AF2 MRX16 LED Bulb 7W MR16 LED Lamp - Universal - 500 Lumens - Warm White (2700K) - 80 CRI - GU5.3 (Bi-Pin) - 12V Philips - 531814 - 7MR16/LED/F25/827/DIM AF2 | 2700 | 80 | 500 | 71.4286 |  | 7 | 1 | 17.31 | 17.31 | 20.3399 | 2020Q2 | https://shop.regencylighting.com/lamps/led/7mr16-led-f25-827-dim-af2-53181-4.html | Regency Lighting | 2020 | Yes
LED Lighting | Reflector | Philips | True |  | MR16 | GU5.3 (Bi-Pin) | GU5.3 (Bi-Pin) | Home / Light Bulbs / LED / Philips - 461566 - 7MR16/LED/F25/830/DIM AF2 10/1 Candle Power 2500 cd, Energy Star Rated. Not Affected by Epact. 7W MR16 LED Lamp - Universal - 500 Lumens - Warm White (3000K) - 90 CRI - 40000 Hours - GU5.3 (Bi-Pin) - 12V Philips - 461566 - 7MR16/LED/F25/830/DIM AF2 10/1 | 3000 | 90 | 500 | 71.4286 | 40000 | 7 | 10 | 173.1 | 17.31 | 20.3399 | 2020Q2 | https://shop.regencylighting.com/lamps/led/7mr16-led-f25-830-dim-af2-10-1-46156-6.html | Regency Lighting | 2020 | Yes
LED Lighting | Reflector | Philips | True |  | MR16 | GU5.3 (Bi-Pin) | GU5.3 (Bi-Pin) | Home / Light Bulbs / LED / Philips - 531863 - 7MR16/LED/F35/827/DIM AF2 10/1 MRX16 LED Bulb 7W MR16 LED Lamp - Universal - 500 Lumens - Warm White (2700K) - 80 CRI - 25000 Hours - GU5.3 (Bi-Pin) - 12V Philips - 531863 - 7MR16/LED/F35/827/DIM AF2 10/1 | 2700 | 80 | 500 | 71.4286 | 25000 | 7 | 1 | 17.31 | 17.31 | 20.3399 | 2020Q2 | https://shop.regencylighting.com/lamps/led/7mr16-led-f35-827-dim-af2-10-1-53186-3.html | Regency Lighting | 2020 | Yes
LED Lighting | Reflector | Philips | True |  | MR16 | GU5.3 (Bi-Pin) | GU5.3 (Bi-Pin) | Home / Light Bulbs / LED / Philips - 461590 - 7MR16/LED/F35/830/DIM AF2 10/1 Candle Power 1350 cd, Energy Star Rated. Not Affected by Epact. 7W MR16 LED Lamp - Universal - 500 Lumens - Warm White (3000K) - 90 CRI - 40000 Hours - GU5.3 (Bi-Pin) - 12V Philips - 461590 - 7MR16/LED/F35/830/DIM AF2 10/1 | 3000 | 90 | 500 | 71.4286 | 40000 | 7 | 10 | 173.1 | 17.31 | 20.3399 | 2020Q2 | https://shop.regencylighting.com/lamps/led/7mr16-led-f35-830-dim-af2-10-1-46159-0.html | Regency Lighting | 2020 | Yes
LED Lighting | Reflector | Philips | True |  | MR16 | GU5.3 (Bi-Pin) | GU5.3 (Bi-Pin) | Home / Light Bulbs / LED / Philips - 461608 - 7MR16/LED/F35/840/DIM AF2 Candle Power 1400 cd, Energy Star Rated. Not Affected by Epact. 7W MR16 LED Lamp - Universal - 530 Lumens - Cool White (4000K) - 90 CRI - 40000 Hours - GU5.3 (Bi-Pin) - 12V Philips - 461608 - 7MR16/LED/F35/840/DIM AF2 | 4000 | 90 | 530 | 75.7143 | 40000 | 7 | 10 | 173.1 | 17.31 | 20.3399 | 2020Q2 | https://shop.regencylighting.com/lamps/led/7mr16-led-f35-840-dim-af2-46160-8.html | Regency Lighting | 2020 | Yes
LED Lighting | Reflector | Philips | True |  | MR16 | GU5.3 (Bi-Pin) | GU5.3 (Bi-Pin) | Home / Light Bulbs / LED / Philips - 461525 - 7MR16/LED/S15/827/DIM AF2 Candle Power 3500 cd, Energy Star Rated. Not Affected by Epact. 7W MR16 LED Lamp - Universal - 500 Lumens - Warm White (2700K) - 80 CRI - 40000 Hours - GU5.3 (Bi-Pin) - 12V Philips - 461525 - 7MR16/LED/S15/827/DIM AF2 | 2700 | 80 | 500 | 71.4286 | 40000 | 7 | 1 | 17.31 | 17.31 | 20.3399 | 2020Q2 | https://shop.regencylighting.com/lamps/led/7mr16-led-s15-827-dim-af2-46152-5.html | Regency Lighting | 2020 | Yes
LED Lighting | Reflector | Maxlite | True |  | MR16 | GU5.3 (Bi-Pin) | GU5.3 (Bi-Pin) | Home / Light Bulbs / LED / Maxlite - 14099070 - 7MR16D27FL MR-16 LED Lamp 7W MR16 LED Lamp - Universal - 500 Lumens - Warm White (2700K) - 82 CRI - 25000 Hours - GU5.3 (Bi-Pin) - 12V Maxlite - 14099070 - 7MR16D27FL | 2700 | 82 | 500 | 71.4286 | 25000 | 7 | 1 | 4.96 | 4.96 | 5.8282 | 2020Q2 | https://shop.regencylighting.com/lamps/led/7mr16d27fl-mxt.html | Regency Lighting | 2020 | Yes
LED Lighting | Reflector | Philips | True |  | MR16 | GU5.3 (Bi-Pin) | GU5.3 (Bi-Pin) | Home / Light Bulbs / LED / Philips - 433623 - 7MRX16/F25 2700 DIM AF HO MRX16 LED Bulb 7W MR16 LED Lamp - Universal - 500 Lumens - Warm White (2700K) - 80 CRI - 40000 Hours - GU5.3 (Bi-Pin) - 12V Philips - 433623 - 7MRX16/F25 2700 DIM AF HO | 2700 | 80 | 500 | 71.4286 | 40000 | 7 | 1 | 17.31 | 17.31 | 20.3399 | 2020Q2 | https://shop.regencylighting.com/lamps/led/7mrx16-f25-2700-dim-af-ho-43362-3.html | Regency Lighting | 2020 | Yes
LED Lighting | Reflector | Maxlite | False |  | PAR20 | E26 (Medium) | E26 (Medium) | Home / Light Bulbs / LED / Maxlite - 102646 - 7P20NDV30FL Instant On; Not for Use in Enclosed Fixtures 7W PAR20 LED Lamp - Universal - 425 Lumens - Warm White (3000K) - 82 CRI - 11000 Hours - E26 (Medium) - 120 to 130V - White Maxlite - 102646 - 7P20NDV30FL | 3000 | 82 | 425 | 60.7143 | 11000 | 7 | 1 | 3.68 | 3.68 | 4.3241 | 2020Q2 | https://shop.regencylighting.com/lamps/led/7p20ndv30fl-mxt.html | Regency Lighting | 2020 | Yes
LED Lighting | Reflector | Philips | True |  | PAR20 | E26 (Medium) | E26 (Medium) | Home / Light Bulbs / LED / Philips - 471136 - 7PAR20/LED/827-822/F40/GL/DIM Superior Lighting Aesthetics; Optimal Thermal Efficiency in a Sleek, Lightweight Design 7W PAR20 LED Lamp - Universal - 500 Lumens - Warm White (2200 to 2700K) - 80 CRI - 25000 Hours - E26 (Medium) - 120 to 130V Philips - 471136 - 7PAR20/LED/827-822/F40/GL/DIM | 2200 | 80 | 500 | 71.4286 | 25000 | 7 | 6 | 72.12 | 12.02 | 14.124 | 2020Q2 | https://shop.regencylighting.com/lamps/led/7par20-led-827-822-f40-gl-dim-47113-6.html | Regency Lighting | 2020 | Yes
LED Lighting | Reflector | Philips | True |  | PAR20 | E26 (Medium) | E26 (Medium) | Home / Light Bulbs / LED / Philips - 471102 - 7PAR20/LED/F25/827-822/E26/GL PAR20 LED Spout Lamp 7W PAR20 LED Lamp - Universal - 500 Lumens - Warm White (3000K) - 80 CRI - 25000 Hours - E26 (Medium) - 120 to 130V Philips - 471102 - 7PAR20/LED/F25/827-822/E26/GL | 3000 | 80 | 500 | 71.4286 | 25000 | 7 | 1 | 12.02 | 12.02 | 14.124 | 2020Q2 | https://shop.regencylighting.com/lamps/led/7par20-led-f25-827-822-e26-gl-47110-2.html | Regency Lighting | 2020 | Yes
LED Lighting | Reflector | Philips | True |  | PAR20 | E26 (Medium) | E26 (Medium) | Home / Light Bulbs / LED / Philips - 471110 - 7PAR20/LED/F25/830/E26/GL/DIM Superior Lighting Aesthetics; Optimal Thermal Efficiency in a Sleek, Lightweight Design 7W PAR20 LED Lamp - Universal - 500 Lumens - Warm White (3000K) - 80 CRI - 25000 Hours - E26 (Medium) - 120 to 130V Philips - 471110 - 7PAR20/LED/F25/830/E26/GL/DIM | 3000 | 80 | 500 | 71.4286 | 25000 | 7 | 6 | 69.24 | 11.54 | 13.5599 | 2020Q2 | https://shop.regencylighting.com/lamps/led/7par20-led-f25-830-e26-gl-dim-47111-0.html | Regency Lighting | 2020 | Yes
LED Lighting | Reflector | Philips | True |  | PAR20 | E26 (Medium) | E26 (Medium) | Home / Light Bulbs / LED / Philips - 471144 - 7PAR20/LED/F40/830/E26/GL/DIM PAR20 LED Spout Lamp 7W PAR20 LED Lamp - Universal - 500 Lumens - Warm White (3000K) - 80 CRI - 25000 Hours - E26 (Medium) - 120 to 130V Philips - 471144 - 7PAR20/LED/F40/830/E26/GL/DIM | 3000 | 80 | 500 | 71.4286 | 25000 | 7 | 1 | 11.54 | 11.54 | 13.5599 | 2020Q2 | https://shop.regencylighting.com/lamps/led/7par20-led-f40-830-e26-gl-dim-47114-4.html | Regency Lighting | 2020 | Yes
LED Lighting | Reflector | Philips | True |  | PAR20 | E26 (Medium) | E26 (Medium) | Home / Light Bulbs / LED / Philips - 471151 - 7PAR20/LED/F40/840/E26/GL/DIM Superior Lighting Aesthetics; Optimal Thermal Efficiency in a Sleek, Lightweight Design 7W PAR20 LED Lamp - Universal - 500 Lumens - Cool White (4000K) - 80 CRI - 25000 Hours - E26 (Medium) - 120 to 130V Philips - 471151 - 7PAR20/LED/F40/840/E26/GL/DIM | 4000 | 80 | 500 | 71.4286 | 25000 | 7 | 1 | 11.54 | 11.54 | 13.5599 | 2020Q2 | https://shop.regencylighting.com/lamps/led/7par20-led-f40-840-e26-gl-dim-47115-1.html | Regency Lighting | 2020 | Yes
LED Lighting | A-Type | Maxlite | True |  | A19/21 | E26 (Medium) | E26 (Medium) | Home / Light Bulbs / LED / LED A-Line / Maxlite - 107623 - 10A19DLED930/JA8 Energy Star Certified 10W A19 LED Lamp - Universal - 800 Lumens - Warm White (3000K) - 94 CRI - 25000 Hours - E26 (Medium) - 120 to 130V Maxlite - 107623 - 10A19DLED930/JA8 | 3000 | 94 | 800 | 80 | 25000 | 10 | 1 | 4.39 | 4.39 | 5.1584 | 2020Q2 | https://shop.regencylighting.com/lamps/led/a-line/10a19dled930-ja8-mxt.html | Regency Lighting | 2020 | Yes
LED Lighting | A-Type | Philips | True |  | A19/21 | E26 (Medium) | E26 (Medium) | Home / Light Bulbs / LED / LED A-Line / Philips - 465187 - BC10A19/AMB/927/DIM 120V Energy Star Rated; Enclosed Fixture Rated 10W A19 LED Lamp - Universal - 800 Lumens - Warm White (2700K) - 90 CRI - 25000 Hours - E26 (Medium) - 120 to 130V - Amber Philips - 465187 - BC10A19/AMB/927/DIM 120V | 2700 | 90 | 800 | 80 | 25000 | 10 | 1 | 6.74 | 6.74 | 7.9198 | 2020Q2 | https://shop.regencylighting.com/lamps/led/a-line/bc10a19-amb-927-dim-120v-46518-7.html | Regency Lighting | 2020 | Yes
LED Lighting | Reflector | Philips | True |  | MR16 | GU5.3 (Bi-Pin) | GU5.3 (Bi-Pin) | Home / Light Bulbs / LED / Philips - 533182 - 8.5MR16/LED/827/F35/DIM Black Housing 8.5W MR16 LED Lamp - Universal - 600 Lumens - Warm White (2700K) - 80 CRI - 25000 Hours - GU5.3 (Bi-Pin) - 12V Philips - 533182 - 8.5MR16/LED/827/F35/DIM | 2700 | 80 | 600 | 70.5882 | 25000 | 8.5 | 10 | 163.5 | 16.35 | 19.2119 | 2020Q2 | https://shop.regencylighting.com/lamps/led/8-5mr16-led-827-f35-dim-53318-2.html | Regency Lighting | 2020 | Yes
LED Lighting | Reflector | Philips | True |  | MR16 | GU5.3 (Bi-Pin) | GU5.3 (Bi-Pin) | Home / Light Bulbs / LED / Philips - 533174 - 8.5MR16/LED/830/F25/DIM Dimmable 8.5W MR16 LED Lamp - Universal - 620 Lumens - Warm White (3000K) - 80 CRI - 25000 Hours - GU5.3 (Bi-Pin) - 12V Philips - 533174 - 8.5MR16/LED/830/F25/DIM | 3000 | 80 | 620 | 72.9412 | 25000 | 8.5 | 1 | 16.35 | 16.35 | 19.2119 | 2020Q2 | https://shop.regencylighting.com/lamps/led/8-5mr16-led-830-f25-dim-53317-4.html | Regency Lighting | 2020 | Yes
LED Lighting | Reflector | Philips | True |  | MR16 | GU5.3 (Bi-Pin) | GU5.3 (Bi-Pin) | Home / Light Bulbs / LED / Philips - 533190 - 8.5MR16/LED/830/F35/DIM 12V Black Housing 8.5W MR16 LED Lamp - Universal - 620 Lumens - Warm White (3000K) - 80 CRI - 25000 Hours - GU5.3 (Bi-Pin) - 12V Philips - 533190 - 8.5MR16/LED/830/F35/DIM 12V | 3000 | 80 | 620 | 72.9412 | 25000 | 8.5 | 10 | 163.5 | 16.35 | 19.2119 | 2020Q2 | https://shop.regencylighting.com/lamps/led/8-5mr16-led-830-f35-dim-12v-53319-0.html | Regency Lighting | 2020 | Yes
LED Lighting | Reflector | Philips | True |  | MR16 | GU5.3 (Bi-Pin) | GU5.3 (Bi-Pin) | Home / Light Bulbs / LED / Philips - 533331 - 8.5MR16/LED/840/F35/DIM Black Housing 8.5W MR16 LED Lamp - Universal - 660 Lumens - Cool White (4000K) - 80 CRI - 25000 Hours - GU5.3 (Bi-Pin) - 12V Philips - 533331 - 8.5MR16/LED/840/F35/DIM | 4000 | 80 | 660 | 77.6471 | 25000 | 8.5 | 40 | 654 | 16.35 | 19.2119 | 2020Q2 | https://shop.regencylighting.com/lamps/led/8-5mr16-led-840-f35-dim-53333-1.html | Regency Lighting | 2020 | Yes
LED Lighting | Reflector | Philips | True |  | MR16 | GU5.3 (Bi-Pin) | GU5.3 (Bi-Pin) | Home / Light Bulbs / LED / Philips - 457523 - 8.5MRX16/F25 4000 DIM AF 10/1 Candle Power 3350 cd, Energy Star Rated. Not Affected by Epact. 8.5W MR16 LED Lamp - Universal - 690 Lumens - Cool White (4000K) - 80 CRI - 25000 Hours - GU5.3 (Bi-Pin) - 12V Philips - 457523 - 8.5MRX16/F25 4000 DIM AF 10/1 | 4000 | 80 | 690 | 81.1765 | 25000 | 8.5 | 10 | 230.8 | 23.08 | 27.1199 | 2020Q2 | https://shop.regencylighting.com/lamps/led/8-5mrx16-f25-4000-dim-af-10-1-45752-3.html | Regency Lighting | 2020 | Yes
LED Lighting | Reflector | Philips | True |  | MR16 | GU5.3 (Bi-Pin) | GU5.3 (Bi-Pin) | Home / Light Bulbs / LED / Philips - 531673 - 8.5MRX16/F35 4000 DIM AF 10/1 MRX16 LED Bulb 8.5W MR16 LED Lamp - Universal - 670 Lumens - Cool White (4000K) - 80 CRI - 25000 Hours - GU5.3 (Bi-Pin) - 12V Philips - 531673 - 8.5MRX16/F35 4000 DIM AF 10/1 | 4000 | 80 | 670 | 78.8235 | 25000 | 8.5 | 1 | 23.08 | 23.08 | 27.1199 | 2020Q2 | https://shop.regencylighting.com/lamps/led/8-5mrx16-f35-4000-dim-af-10-1-53167-3.html | Regency Lighting | 2020 | Yes
LED Lighting | A-Type | TCP | True |  | A19/21 | E26 (Medium) | E26 (Medium) | Home / Light Bulbs / LED / LED A-Line / TCP - L10A19D1527KCQ Energy Star Certified; JA8 Approved; Damp Location Approved; Approved for Enclosed Fixtures; Shatter Resistant 10W A19 LED Lamp - Universal - 800 Lumens - Warm White (2700K) - 90 CRI - 15000 Hours - E26 (Medium) - 120 to 130V - Frost TCP - L10A19D1527KCQ | 2700 | 90 | 800 | 80 | 15000 | 10 | 1 | 4.94 | 4.94 | 5.8047 | 2020Q2 | https://shop.regencylighting.com/lamps/led/a-line/l10a19d1527kcq-tcp.html | Regency Lighting | 2020 | Yes
LED Lighting | A-Type | Sylvania | True | Scene Controls, | A19/21 | E26 (Medium) | E26 (Medium) | Home / Light Bulbs / LED / LED A-Line / Sylvania - 74484 - LED10A19CHOMEKITBLES+ Smart + LED A19 RGBW Bluetooth Homekit Lamp; Dimmable; Color Temperature Tunable between 2700-6500 Kelvin; Indoor Use Only 10W A19 LED Lamp - 800 Lumens - Warm White (1900K) - 80 CRI - 20000 hrs. - E26 (Medium) Sylvania - 74484 - LED10A19CHOMEKITBLES+ | 1900 | 80 | 800 | 80 | 20000 | 10 | 1 | 60.7 | 60.7 | 71.3248 | 2020Q2 | https://shop.regencylighting.com/lamps/led/a-line/led10a19chomekitbles-74484.html | Regency Lighting | 2020 | Yes
LED Lighting | Reflector | Philips | True | Daylighting/Photocell, | PAR30 | E26 (Medium) | E26 (Medium) | Home / Light Bulbs / LED / Philips - 458067 - 8BR30/LED/850/DIM 120V Energy Star Rated; Rated for Enclosed Fixtures; Damp Location Rated; Minimum starting temperature -20.00 F 8W BR30 LED Lamp - Universal - 650 Lumens - Daylight (5000K) - 80 CRI - 25000 Hours - E26 (Medium) - 120 to 130V - Soft White Philips - 458067 - 8BR30/LED/850/DIM 120V | 5000 | 80 | 650 | 81.25 | 25000 | 8 | 6 | 40.44 | 6.74 | 7.9198 | 2020Q2 | https://shop.regencylighting.com/lamps/led/8br30-led-850-dim-120v-45806-7.html | Regency Lighting | 2020 | Yes
LED Lighting | Reflector | Maxlite | True | Daylighting/Photocell, | PAR30 | E26 (Medium) | E26 (Medium) | Home / Light Bulbs / LED / Maxlite - 102588 - 8BR30DV50 Dimming Value Series; Damp Location Rated 8W BR30 LED Lamp - 650 Lumens - Daylight (5000K) - 82 CRI - 11000 hrs. - E26 (Medium) - 120 to 130V Maxlite - 102588 - 8BR30DV50 | 5000 | 82 | 650 | 81.25 | 11000 | 8 | 1 | 3.68 | 3.68 | 4.3241 | 2020Q2 | https://shop.regencylighting.com/lamps/led/8br30dv50-mxt.html | Regency Lighting | 2020 | Yes
LED Lighting | Reflector | Green Creative | True |  | PAR30 | E26 (Medium) | E26 (Medium) | Home / Light Bulbs / LED / Green Creative - 40772 - 8BR30G4DIM/830 Revolutionary CLOUD Design; Suitable for Totally Enclosed Fixtures; Suitable for Damp Locations 8W BR30 LED Lamp - Universal - 685 Lumens - Warm White (3000K) - 82 CRI - 25000 Hours - E26 (Medium) - 120 to 130V Green Creative - 40772 - 8BR30G4DIM/830 | 3000 | 82 | 685 | 85.625 | 25000 | 8 | 1 | 9.79 | 9.79 | 11.5036 | 2020Q2 | https://shop.regencylighting.com/lamps/led/8br30g4dim-830-grc.html | Regency Lighting | 2020 | Yes
LED Lighting | Reflector | Philips | True | Daylighting/Photocell, | BR40 | E26 (Medium) | E26 (Medium) | Home / Light Bulbs / LED / Philips - 459834 - 8BR40/LED/850/DIM 120V Energy Star Rated; Enclosed Fixture Rated; Damp Location Rated 8W BR40 LED Lamp - Universal - 800 Lumens - Daylight (5000K) - 80 CRI - 25000 Hours - E26 (Medium) - 120 to 130V - Clear Philips - 459834 - 8BR40/LED/850/DIM 120V | 5000 | 80 | 800 | 100 | 25000 | 8 | 6 | 51.96 | 8.66 | 10.1758 | 2020Q2 | https://shop.regencylighting.com/lamps/led/8br40-led-850-dim-120v-45983-4.html | Regency Lighting | 2020 | Yes
LED Lighting | Reflector | Satco | True |  | MR16 | GU5.3 (Bi-Pin) | GU5.3 (Bi-Pin) | Home / Light Bulbs / LED / Satco - S8635 - 8MR16/LED/15/27K/90CRI/12V Approved for Enclosed Fixtures; Damp Location Rated; Silver Back 8W MR16 LED Lamp - Universal - 490 Lumens - Warm White (2700K) - 90 CRI - 25000 Hours - GU5.3 (Bi-Pin) - 12V - Clear Satco - S8635 - 8MR16/LED/15/27K/90CRI/12V | 2700 | 90 | 490 | 61.25 | 25000 | 8 | 1 | 11.04 | 11.04 | 12.9724 | 2020Q2 | https://shop.regencylighting.com/lamps/led/8mr16-led-15-27k-90cri-12v-s8635.html | Regency Lighting | 2020 | Yes
LED Lighting | Reflector | Satco | True |  | MR16 | GU5.3 (Bi-Pin) | GU5.3 (Bi-Pin) | Home / Light Bulbs / LED / Satco - S8636 - 8MR16/LED/15/30K/90CRI/12V Approved for Enclosed Fixtures; Damp Location Rated 8W MR16 LED Lamp - Universal - 490 Lumens - Warm White (3000K) - 90 CRI - 25000 Hours - GU5.3 (Bi-Pin) - 12V Satco - S8636 - 8MR16/LED/15/30K/90CRI/12V | 3000 | 90 | 490 | 61.25 | 25000 | 8 | 1 | 13.16 | 13.16 | 15.4635 | 2020Q2 | https://shop.regencylighting.com/lamps/led/8mr16-led-15-30k-90cri-12v-s8636.html | Regency Lighting | 2020 | Yes
LED Lighting | Reflector | Satco | True |  | MR16 | GU5.3 (Bi-Pin) | GU5.3 (Bi-Pin) | Home / Light Bulbs / LED / Satco - S8637 - 8MR16/LED/15/35K/90CRI/12V Approved for Enclosed Fixtures; Damp Location Rated; Silver Back 8W MR16 LED Lamp - Universal - 490 Lumens - Neutral White (3500K) - 90 CRI - 25000 Hours - GU5.3 (Bi-Pin) - 12V - Clear Satco - S8637 - 8MR16/LED/15/35K/90CRI/12V | 3500 | 90 | 490 | 61.25 | 25000 | 8 | 1 | 10.44 | 10.44 | 12.2674 | 2020Q2 | https://shop.regencylighting.com/lamps/led/8mr16-led-15-35k-90cri-12v-s8637.html | Regency Lighting | 2020 | Yes
LED Lighting | Reflector | Satco | True |  | MR16 | GU5.3 (Bi-Pin) | GU5.3 (Bi-Pin) | Home / Light Bulbs / LED / Satco - S8638 - 8MR16/LED/15/40K/90CRI/12V Approved for Enclosed Fixtures; Damp Location Rated 8W MR16 LED Lamp - Universal - 490 Lumens - Cool White (4000K) - 90 CRI - 25000 Hours - GU5.3 (Bi-Pin) - 12V Satco - S8638 - 8MR16/LED/15/40K/90CRI/12V | 4000 | 90 | 490 | 61.25 | 25000 | 8 | 1 | 10.44 | 10.44 | 12.2674 | 2020Q2 | https://shop.regencylighting.com/lamps/led/8mr16-led-15-40k-90cri-12v-s8638.html | Regency Lighting | 2020 | Yes
LED Lighting | Reflector | Philips | True |  | PAR20 | E26 (Medium) | E26 (Medium) | Home / Light Bulbs / LED / Philips - 428813 - 8R20/END/F90 2700 DIM 6/1 R20 LED Bulb 8W R20 LED Lamp - 530 Lumens - Warm White (2700K) - 80 CRI - E26 (Medium) - 120 to 130V Philips - 428813 - 8R20/END/F90 2700 DIM 6/1 | 2700 | 80 | 530 | 66.25 |  | 8 | 1 | 19.04 | 19.04 | 22.3727 | 2020Q2 | https://shop.regencylighting.com/lamps/led/8r20-end-f90-2700-dim-6-1-42881-3.html | Regency Lighting | 2020 | Yes
LED Lighting | A-Type | Sylvania | True |  | A19/21 | E26 (Medium) | E26 (Medium) | Home / Light Bulbs / LED / LED A-Line / Sylvania - 78112 - LED10A19DIMO930UB 6/CS 1/SKU Approved for Totally Enclosed Fixtures; Frosted Plastic; Indoor/Outdoor Damp Rated; Omnidirectional; CEC and JA8 Compliant 10W A19 LED Lamp - Universal - 800 Lumens - Warm White (3000K) - 93 CRI - 25000 Hours - E26 (Medium) - 120 to 130V - Frost Sylvania - 78112 - LED10A19DIMO930UB 6/CS 1/SKU | 3000 | 93 | 800 | 80 | 25000 | 10 | 6 | 28.68 | 4.78 | 5.6167 | 2020Q2 | https://shop.regencylighting.com/lamps/led/a-line/led10a19dimo930ub-6-cs-1-sku-78112.html | Regency Lighting | 2020 | Yes
LED Lighting | A-Type | Sylvania | True |  | A19/21 | E26 (Medium) | E26 (Medium) | Home / Light Bulbs / LED / LED A-Line / Sylvania - 73693 - LED10A19DIMRGBWLFY Lightify Smart Connected Light 10W A19 LED Lamp - Universal - 800 Lumens - 80 CRI - 20000 Hours - E26 (Medium) Sylvania - 73693 - LED10A19DIMRGBWLFY |  | 80 | 800 | 80 | 20000 | 10 | 1 | 53.78 | 53.78 | 63.1936 | 2020Q2 | https://shop.regencylighting.com/lamps/led/a-line/led10a19dimrgbwlfy-73693.html | Regency Lighting | 2020 | Yes
LED Lighting | A-Type | TCP | True |  | A19/21 | E26 (Medium) | E26 (Medium) | Home / Light Bulbs / LED / LED A-Line / TCP - LED10A19DOD27K Damp Location; Suitable for Totally Enclosed Fixtures 10W A19 LED Lamp - Universal - 800 Lumens - Warm White (2700K) - 82 CRI - 25000 Hours - E26 (Medium) - 120 to 130V - White TCP - LED10A19DOD27K | 2700 | 82 | 800 | 80 | 25000 | 10 | 48 | 354.24 | 7.38 | 8.6718 | 2020Q2 | https://shop.regencylighting.com/lamps/led/a-line/led10a19dod27k-tcp.html | Regency Lighting | 2020 | Yes
LED Lighting | A-Type | TCP | False |  | A19/21 | E26 (Medium) | E26 (Medium) | Home / Light Bulbs / LED / LED A-Line / TCP - RLAO10W27KND Energy Star; Damp Location; Suitable for Totally Enclosed Fixtures 10W A19 LED Lamp - Universal - 800 Lumens - Warm White (2700K) - 82 CRI - 25000 Hours - E26 (Medium) - 120 to 130V TCP - RLAO10W27KND | 2700 | 82 | 800 | 80 | 25000 | 10 | 1 | 5.57 | 5.57 | 6.545 | 2020Q2 | https://shop.regencylighting.com/lamps/led/a-line/rlao10w27knd-tcp.html | Regency Lighting | 2020 | Yes
LED Lighting | A-Type | Philips | True |  | A19/21 | E26 (Medium) | E26 (Medium) | Home / Light Bulbs / LED / Philips - 465187 - BC10A19/AMB/927/DIM 120V Energy Star Rated; Enclosed Fixture Rated 10W A19 LED Lamp - Universal - 800 Lumens - Warm White (2700K) - 90 CRI - 25000 Hours - E26 (Medium) - 120 to 130V - Amber Philips - 465187 - BC10A19/AMB/927/DIM 120V | 2700 | 90 | 800 | 80 | 25000 | 10 | 1 | 6.74 | 6.74 | 7.9198 | 2020Q2 | https://shop.regencylighting.com/lamps/led/bc10a19-amb-927-dim-120v-46518-7.html | Regency Lighting | 2020 | Yes
LED Lighting | Reflector | Satco | True |  | PAR30 | GU24 (Bi-Pin / Twist & Lock) | GU24 (Bi-Pin / Twist & Lock) | Home / Light Bulbs / LED / Satco - S8579 - 9.5BR30/LED/30K/GU24/650L/120V Dimmable; GU24 Base 9.5W BR30 LED Lamp - 650 Lumens - Warm White (3000K) - 90 CRI - 25000 hrs. - GU24 (Bi-Pin / Twist & Lock) - 120 to 130V - Frost Satco - S8579 - 9.5BR30/LED/30K/GU24/650L/120V | 3000 | 90 | 650 | 68.4211 | 25000 | 9.5 | 1 | 10.44 | 10.44 | 12.2674 | 2020Q2 | https://shop.regencylighting.com/lamps/led/9-5br30-led-30k-gu24-650l-120v-s8579.html | Regency Lighting | 2020 | Yes
LED Lighting | Reflector | Satco | True |  | PAR30 | E26 (Medium) | E26 (Medium) | Home / Light Bulbs / LED / Satco - S8492 - 9.5BR30/LED/4000K/650L/120V/D Damp Location Rated 9.5W BR30 LED Lamp - 650 Lumens - Cool White (4000K) - 90 CRI - 25000 Hours - E26 (Medium) - 120 to 130V - Frost Satco - S8492 - 9.5BR30/LED/4000K/650L/120V/D | 4000 | 90 | 650 | 68.4211 | 25000 | 9.5 | 1 | 6.93 | 6.93 | 8.143 | 2020Q2 | https://shop.regencylighting.com/lamps/led/9-5br30-led-4000k-650l-120v-d-s8492.html | Regency Lighting | 2020 | Yes
LED Lighting | Reflector | Satco | True | Daylighting/Photocell, | PAR30 | E26 (Medium) | E26 (Medium) | Home / Light Bulbs / LED / Satco - S8596 - 9.5BR30/LED/5000K/650L/120V/D Damp Location Rated 9.5W BR30 LED Lamp - 650 Lumens - Daylight (5000K) - 90 CRI - 25000 Hours - E26 (Medium) - 120 to 130V - Frost Satco - S8596 - 9.5BR30/LED/5000K/650L/120V/D | 5000 | 90 | 650 | 68.4211 | 25000 | 9.5 | 1 | 8.69 | 8.69 | 10.2111 | 2020Q2 | https://shop.regencylighting.com/lamps/led/9-5br30-led-5000k-650l-120v-d-s8596.html | Regency Lighting | 2020 | Yes
LED Lighting | A-Type | TCP | True |  | A19/21 | E26 (Medium) | E26 (Medium) | Home / Light Bulbs / LED / TCP - L10A19D1527KCQ Energy Star Certified; JA8 Approved; Damp Location Approved; Approved for Enclosed Fixtures; Shatter Resistant 10W A19 LED Lamp - Universal - 800 Lumens - Warm White (2700K) - 90 CRI - 15000 Hours - E26 (Medium) - 120 to 130V - Frost TCP - L10A19D1527KCQ | 2700 | 90 | 800 | 80 | 15000 | 10 | 1 | 4.94 | 4.94 | 5.8047 | 2020Q2 | https://shop.regencylighting.com/lamps/led/l10a19d1527kcq-tcp.html | Regency Lighting | 2020 | Yes
LED Lighting | A-Type | Sylvania | True | Scene Controls, | A19/21 | E26 (Medium) | E26 (Medium) | Home / Light Bulbs / LED / Sylvania - 74484 - LED10A19CHOMEKITBLES+ Smart + LED A19 RGBW Bluetooth Homekit Lamp; Dimmable; Color Temperature Tunable between 2700-6500 Kelvin; Indoor Use Only 10W A19 LED Lamp - 800 Lumens - Warm White (1900K) - 80 CRI - 20000 hrs. - E26 (Medium) Sylvania - 74484 - LED10A19CHOMEKITBLES+ | 1900 | 80 | 800 | 80 | 20000 | 10 | 1 | 60.7 | 60.7 | 71.3248 | 2020Q2 | https://shop.regencylighting.com/lamps/led/led10a19chomekitbles-74484.html | Regency Lighting | 2020 | Yes
LED Lighting | A-Type | Sylvania | True |  | A19/21 | E26 (Medium) | E26 (Medium) | Home / Light Bulbs / LED / Sylvania - 78112 - LED10A19DIMO930UB 6/CS 1/SKU Approved for Totally Enclosed Fixtures; Frosted Plastic; Indoor/Outdoor Damp Rated; Omnidirectional; CEC and JA8 Compliant 10W A19 LED Lamp - Universal - 800 Lumens - Warm White (3000K) - 93 CRI - 25000 Hours - E26 (Medium) - 120 to 130V - Frost Sylvania - 78112 - LED10A19DIMO930UB 6/CS 1/SKU | 3000 | 93 | 800 | 80 | 25000 | 10 | 6 | 28.68 | 4.78 | 5.6167 | 2020Q2 | https://shop.regencylighting.com/lamps/led/led10a19dimo930ub-6-cs-1-sku-78112.html | Regency Lighting | 2020 | Yes
LED Lighting | A-Type | Sylvania | True |  | A19/21 | E26 (Medium) | E26 (Medium) | Home / Light Bulbs / LED / Sylvania - 73693 - LED10A19DIMRGBWLFY Lightify Smart Connected Light 10W A19 LED Lamp - Universal - 800 Lumens - 80 CRI - 20000 Hours - E26 (Medium) Sylvania - 73693 - LED10A19DIMRGBWLFY |  | 80 | 800 | 80 | 20000 | 10 | 1 | 53.78 | 53.78 | 63.1936 | 2020Q2 | https://shop.regencylighting.com/lamps/led/led10a19dimrgbwlfy-73693.html | Regency Lighting | 2020 | Yes
LED Lighting | A-Type | TCP | True |  | A19/21 | E26 (Medium) | E26 (Medium) | Home / Light Bulbs / LED / TCP - LED10A19DOD27K Damp Location; Suitable for Totally Enclosed Fixtures 10W A19 LED Lamp - Universal - 800 Lumens - Warm White (2700K) - 82 CRI - 25000 Hours - E26 (Medium) - 120 to 130V - White TCP - LED10A19DOD27K | 2700 | 82 | 800 | 80 | 25000 | 10 | 48 | 354.24 | 7.38 | 8.6718 | 2020Q2 | https://shop.regencylighting.com/lamps/led/led10a19dod27k-tcp.html | Regency Lighting | 2020 | Yes
LED Lighting | A-Type | TCP | False |  | A19/21 | E26 (Medium) | E26 (Medium) | Home / Light Bulbs / LED / TCP - RLAO10W27KND Energy Star; Damp Location; Suitable for Totally Enclosed Fixtures 10W A19 LED Lamp - Universal - 800 Lumens - Warm White (2700K) - 82 CRI - 25000 Hours - E26 (Medium) - 120 to 130V TCP - RLAO10W27KND | 2700 | 82 | 800 | 80 | 25000 | 10 | 1 | 5.57 | 5.57 | 6.545 | 2020Q2 | https://shop.regencylighting.com/lamps/led/rlao10w27knd-tcp.html | Regency Lighting | 2020 | Yes
LED Lighting | Reflector | Philips | True |  | PAR30 | E26 (Medium) | E26 (Medium) | Home / Light Bulbs / LED / Philips - 457044 - 9BR30/LED/827-22 DIM 120V Energy Star Rated; Rated for Enclosed Fixtures; Damp Location Rated; Warm Glow 9W BR30 LED Lamp - Universal - 650 Lumens - Warm White (2200 to 2700K) - 80 CRI - 25000 Hours - E26 (Medium) - 120 to 130V - Frost Philips - 457044 - 9BR30/LED/827-22 DIM 120V | 2200 | 80 | 650 | 72.2222 | 25000 | 9 | 12 | 86.64 | 7.22 | 8.4838 | 2020Q2 | https://shop.regencylighting.com/lamps/led/9br30-led-827-22-dim-120v-45704-4.html | Regency Lighting | 2020 | Yes
LED Lighting | Reflector | Philips | True |  | BR40 | E26 (Medium) | E26 (Medium) | Home / Light Bulbs / LED / Philips - 457010 - 8.8BR40/LED/827-22/DIM 120V 6/1 Energy Star Rated; Rated for Enclosed Fixtures; Damp Location Rated; Warm Glow 10W BR40 LED Lamp - Universal - 800 Lumens - Warm White (2200 to 2700K) - 80 CRI - 25000 Hours - E26 (Medium) - 120 to 130V - Frost Philips - 457010 - 8.8BR40/LED/827-22/DIM 120V 6/1 | 2200 | 80 | 800 | 80 | 25000 | 10 | 6 | 51.96 | 8.66 | 10.1758 | 2020Q2 | https://shop.regencylighting.com/lamps/led/9br40-led-827-22-dim-120v-6-1-45701-0.html | Regency Lighting | 2020 | Yes
LED Lighting | Reflector | Green Creative | True |  | BR40 | E26 (Medium) | E26 (Medium) | Home / Light Bulbs / LED / Green Creative - 40627 - 9BR40G4DIM/827 Revolutionary CLOUD Design; Suitable for Totally Enclosed Fixtures; Suitable for Damp Locations 9W BR40 LED Lamp - Universal - 700 Lumens - Warm White (2700K) - 82 CRI - 25000 Hours - E26 (Medium) - 120 to 130V Green Creative - 40627 - 9BR40G4DIM/827 | 2700 | 82 | 700 | 77.7778 | 25000 | 9 | 1 | 4.83 | 4.83 | 5.6754 | 2020Q2 | https://shop.regencylighting.com/lamps/led/9br40g4dim-827-40627.html | Regency Lighting | 2020 | Yes
LED Lighting | A-Type | Manufacturer: MaxLite | True |  |  | A19/A21 | GU24 | Home > Closeout Fixtures and Light Bulbs > 10 Watt 800 Lumen T24 JA8 Enclosed Fixture Rated LED A19 Light Bulb 3000K Product Specifications - Quick Reference Lamp Wattage: 10 Watts Dimensions: 2.36" D x 4.21" H (MOL) Incandescent Equivalent: Initial Lumens: 60 Watts 800 Lumens Warranty: Rated Life: 5 Year Limited 25,000 Hours Color Temperature: CRI: 3000K Warm White 93 Input Voltage: Certifications: 120V JA8 T24, cULus, Energy Star MaxLite is adding JA8 Certified LED Light Bulbs to their already expansive catalog of LED products. While every industry thrives on new and forward thinking technology, MaxLite really goes above and beyond to give you quality products at a fair price. So, why JA8 certification? Since 1978, most buildings withing California are required to meet minimum energy efficiency standards contained in Title 24, Part 6 of the California Code of Regulations. This legislation helps to reduce California's energy consumption. These standards are updated periodically. Joint Appendix JA8 is a high efficacy qualification requirement for residential luminaires using an LED light source, based on the LEDs efficacy, or lumens per watt. Not only will these JA8 compliant LED bulbs meet your state codes, but they will also give you exceptional lighting in a low wattage application. This is MaxLite's E10A19GUD927/G2/JA8 (1409883), an Enclosed Rated JA8 certified Title 24 compliant A19 LED light bulb with a GU24 base. The MaxLite Omni-Directional LED lamp is ideal for providing high-quality lighting for residential lighting, commercial lighting, pendant lights, table and floor lamps, sconces and much more. These energy efficient LED lamps consume just 10 watts of energy and produce an omni-directional, equivalent light output of a 60 watt incandescent bulb while consuming nearly 85 percent less energy. The MaxLite JA8 LED A19 light provides 800 lumens (an efficacy of 80 lpw) with a Color Rendering Index (CRI) of 92 in a 2700K Warm White light. The warm yellowish glow of an incandescent light that you are used to is about 2700-3000K (Kelvin). If you like that warmer color of light purchase LEDs around 2700K. These LED bulbs are for use in totally enclosed fixture and with timers or other control devices. This LED light bulb is dimmable down to 10% (see below for a list of compatible dimmers) and has a rated life of 25,000 hours and a 5 year limited warranty. Not only is this LED light bulb JA8 Listed and Title 24 Compliant, but also it is ENERGY STAR certified and cULus rated for damp locations. The operating temperature of this specific bulb is from -4 degree Fahrenheit to 104 degree Fahrenheit. The E10A19GUD927/G2/JA8 (1409883) measures 4.21" MOL and a diameter of 2.36". Click here to see the complete MaxLite JA8 Listed A19 LED Light Bulb Specification Sheet. Save energy today with these incredible bulbs. MaxLite 10 Watt 800 Lumen T24 JA8 Enclosed Fixture Rated LED A19 Light Bulb 3000K | 3000 | 92 | 800 | 80 | 25000 | 10 | 1 | 3.97 | 3.97 | 4.6649 | 2020Q2 | https://www.greenelectricalsupply.com/10-watt-ja8-certified-enclosed-rated-led-a19-3000k-light-bulbs.aspx | Green Electrical Supply | 2020 | Yes
LED Lighting | A-Type | Brand TCP | True |  | General Purpose Replacement | A19 | E26 (Medium) | Damp Location Rated Damp Location Rated CAC LED Bulb TCP 5.5W A19 40W Equivalent 2700K Dimmable 5.5 Watt 2,700 Kelvin 15,000 Average Hour Life 450 Lumens Medium Base 120 Volt 90 CRI Dimmable Replaces 40W Incandescent Bulb Mfg #L40A19D2527KCQ Mfg #L40A19D2527KCQ CAC LED Bulb TCP 5.5W A19 40W Equivalent 2700K Dimmable | 2700 | 93 | 475 | 79.1667 | 25000 | 6 | 1 | 4.99 | 4.99 | 5.8634 | 2020Q3 | https://hdsupplysolutions.com/p/led-00-75-10-35/cac-led-bulb-tcp-55w-a19-40w-equivalent-2700k-dimmable-p238225 | HD Supply | 2020 | Yes
LED Lighting | A-Type | Brand TCP | True |  | General Purpose Replacement | A19 | E26 (Medium) | Damp Location Rated Damp Location Rated CAC LED Bulb TCP 5.5W A19 40W Equivalent 3000K Dimmable 5.5 Watt 3,000 Kelvin 15,000 Average Hour Life 450 Lumens Medium Base 120 Volt 90 CRI Dimmable Replaces 40W Incandescent Bulb Mfg #L40A19D2530KCQ Mfg #L40A19D2530KCQ CAC LED Bulb TCP 5.5W A19 40W Equivalent 3000K Dimmable | 3000 | 93 | 475 | 79.1667 | 25000 | 6 | 1 | 4.99 | 4.99 | 5.8634 | 2020Q3 | https://hdsupplysolutions.com/p/led-00-75-10-35/cac-led-bulb-tcp-55w-a19-40w-equivalent-3000k-dimmable-p238226 | HD Supply | 2020 | Yes
LED Lighting | A-Type | Brand TCP | True |  | General Purpose Replacement | A19 | E26 (Medium) | Damp Location Rated CAC LED Bulb TCP 5.5W A19 40W Equivalent 2700K Dimmable 5.5 Watt 2,700 Kelvin 15,000 Average Hour Life 450 Lumens Medium Base 120 Volt 90 CRI Dimmable Replaces 40W Incandescent Bulb Mfg #L40A19D2527KCQ Mfg #L40A19D2527KCQ CAC LED Bulb TCP 5.5W A19 40W Equivalent 2700K Dimmable | 2700 | 93 | 475 | 79.1667 | 25000 | 6 | 1 | 4.99 | 4.99 | 5.8634 | 2020Q2 | https://hdsupplysolutions.com/p/led-00-75-10-35/cac-led-bulb-tcp-55w-a19-40w-equivalent-2700k-dimmable-p238225 | HD Supply | 2020 | Yes
LED Lighting | A-Type | Brand TCP | True |  | General Purpose Replacement | A19 | E26 (Medium) | Damp Location Rated CAC LED Bulb TCP 5.5W A19 40W Equivalent 3000K Dimmable 5.5 Watt 3,000 Kelvin 15,000 Average Hour Life 450 Lumens Medium Base 120 Volt 90 CRI Dimmable Replaces 40W Incandescent Bulb Mfg #L40A19D2530KCQ Mfg #L40A19D2530KCQ CAC LED Bulb TCP 5.5W A19 40W Equivalent 3000K Dimmable | 3000 | 93 | 475 | 79.1667 | 25000 | 6 | 1 | 4.99 | 4.99 | 5.8634 | 2020Q2 | https://hdsupplysolutions.com/p/led-00-75-10-35/cac-led-bulb-tcp-55w-a19-40w-equivalent-3000k-dimmable-p238226 | HD Supply | 2020 | Yes
LED Lighting | A-Type | Euri Lighting |  |  | LED | A19 | Medium (E26) | Bulb ShapeA19A21 Color Temp.2700K3000K Pack46 Product Description Euri Lighting's EA19-7100-6 9.5 watt LED A19 is a perfect substitute for 60 watt incandescent equivalents. This LED bulb reduces energy consumption and provides a more natural and richer lighting experience. Along with multiple features, this bulb is suited for a wide variety of applications partly thanks to the E26 base that fits into most standard bulb sockets. At an estimated $1.45 per year energy cost, you are expected to save loads more than if using an incandescent bulb. The 3000Kcolor temperature emits a warm white light, suited for indoor and outdoor use. Don't need so many bulbs? Purchase the 3 pack here. Features: Energy Efficient Instant on/off Mercury free 25,000 hour life rating Features: Residential Commercial Hotels Motels Home lighting Alternate Product Versions $9.20 add Euri Lighting EA19-3001e-4 - 9W LED A19 - 3000K E26 Base - 60W Incandescent Equivalent - 800 Lumens - 80 CRI - 230° Beam Angle - 120V - Sold in Pack of 4 $6.80 add Euri Lighting EA19-3021e-4 - 9W LED A19 - 2700K E26 Base - 60W Incandescent Equivalent - 800 Lumens - 80 CRI - 230° Beam Angle - 120V - Sold in Pack of 4 $7.30 add Euri Lighting - EA21-2100-2 - LED A21 Bulb - 14 Watt - 3000K E26 - Medium Base - 120V - 1521 Lumens - 100 Watt Incandescent Equal - 2 Pack Medium (E26) E26 - Medium Base - 120V - 750 Lumens - 60 Watt Incandescent Equal Euri Lighting - EA19-7100-6 - LED A19 Bulb - 9.5 Watt - 3000K - 6 Pack | 3000 | 80 | 750 | 78.9474 | 15000 | 9.5 | 1 | 9.5 | 9.5 | 11.1629 | 2020Q3 | https://www.energyavenue.com/Euri-Lighting/EA19-7100-6 | Energy Avenue | 2020 | Yes
LED Lighting | A-Type | E-Lume | False |  | LED | A19 | E26 (Medium) | Topbulb » LED Bulbs » LED Standard Shape » 60W Equal » Elume - 9.5W LED - 60W Equal - Warm White - Not Dimmable Use this 9.5 watt Elume LED as a direct replacement for 60 watt incandescent in applications where dimming is not required. Save on energy costs and get 10 to 15 times the rated life compared to traditional incandescent or halogen equivalent bulbs. See document below for complete specifications. Shipping Notice This item has certain shipping restrictions. Please refer to specifications table on this page for restricted shipping zones. LED Technology Notice Due to constantly evolving nature of LED technology, manufacturers will reserve the right to replace this product with next generation technology. We appreciate your understanding and acceptance of this policy. Documents Elume 64407 Specification Sheet About E-Lume E-Lume is a value brand of Standard Products Inc. The E-Lume product line includes LED, halogen, fluorescent, HID and incandescent lamps that offer good value with excellent performance. The head office of Standard Products is located in Montreal, Canada. Standard supplies a full range of lighting solutions to the North American market. Standard Products Inc. is a Gold Standard Winner as one of Canada's Best Managed Companies. 15,000 Hours • 2700K Warm White Light Elume - 9.5W LED - 60W Equal - Warm White - Not Dimmable | 2700 | 80 | 750 | 78.9474 | 15000 | 9.5 | 1 | 2.95 | 2.95 | 3.4664 | 2020Q3 | https://www.topbulb.com/sp64407-elume-9-5w-led-60w-equal-warm-white-not-dimmable | Top Bulb | 2020 | Yes
LED Lighting | A-Type | Euri Lighting |  |  | LED | A19 | Medium (E26) | Color Temp.3000K5000K Product Description Euri Lighting's EA19-7100-6 9.5 watt LED A19 is a perfect substitute for 60 watt incandescent equivalents. This LED bulb reduces energy consumption and provides a more natural and richer lighting experience. Along with multiple features, this bulb is suited for a wide variety of applications partly thanks to the E26 base that fits into most standard bulb sockets. At an estimated $1.45 per year energy cost, you are expected to save loads more than if using an incandescent bulb. The 3000Kcolor temperature emits a warm white light, suited for indoor and outdoor use. Don't need so many bulbs? Purchase the 3 pack here. Features: Energy Efficient Instant on/off Mercury free 25,000 hour life rating Features: Residential Commercial Hotels Motels Home lighting E26 - Medium Base - 120V - 750 Lumens - 60 Watt Incandescent Equal Euri Lighting - EA19-7100-6 - LED A19 Bulb - 9.5 Watt - 3000K - 6 Pack | 3000 | 80 | 750 | 78.9474 | 15000 | 9.5 | 1 | 9.5 | 9.5 | 11.1629 | 2020Q2 | https://www.energyavenue.com/Euri-Lighting/EA19-7100-6 | Energy Avenue | 2020 | Yes
LED Lighting | A-Type | E-Lume | False |  | LED | A19 | E26 (Medium) | Topbulb » LED Bulbs » LED Standard Shape » 60W Equal » Elume - 9.5W LED - 60W Equal - Warm White - Not Dimmable Use this 9.5 watt Elume LED as a direct replacement for 60 watt incandescent in applications where dimming is not required. Save on energy costs and get 10 to 15 times the rated life compared to traditional incandescent or halogen equivalent bulbs. See document below for complete specifications. Shipping Notice This item will not ship to Canada. LED Technology Notice Due to constantly evolving nature of LED technology, manufacturers will reserve the right to replace this product with next generation technology. We appreciate your understanding and acceptance of this policy. Documents Elume 64407 Specification Sheet About E-Lume E-Lume is a value brand of Standard Products Inc. The E-Lume product line includes LED, halogen, fluorescent, HID and incandescent lamps that offer good value with excellent performance. The head office of Standard Products is located in Montreal, Canada. Standard supplies a full range of lighting solutions to the North American market. Standard Products Inc. is a Gold Standard Winner as one of Canada's Best Managed Companies. 15,000 Hours • 2700K Warm White Light Elume - 9.5W LED - 60W Equal - Warm White - Not Dimmable | 2700 | 80 | 750 | 78.9474 | 15000 | 9.5 | 1 | 2.95 | 2.95 | 3.4664 | 2020Q2 | https://www.topbulb.com/sp64407-elume-9-5w-led-60w-equal-warm-white-not-dimmable | Top Bulb | 2020 | Yes
LED Lighting | A-Type | Philips Lighting | True |  | A21 (Arbitrary) |  | E26 (Medium Screw) | HomeLamps, Bulbs, BallastsBulbs - LEDLED - TraditionalLamps - A-Type Dimmable LED Lamp, 15W, 120V, Bulb: A-Type (A21), Base: Medium Screw (E26), Lumens: 1180, CRI: 80, Color Temperature: 2700K, Rated Average Life: 25,000 Hrs. *Philips Part # 43218-7. 75W Equivalent. ### No longer made by Philips ### Philips Lighting 15A21/2700-WHT DIM 15W A21 Dimmable LED Bulb | 2700 | 80 | 1180 | 78.6667 |  | 15 | 1 | 15.6 | 15.6 | 18.3306 | 2020Q2 | https://www.platt.com/platt-electric-supply/LED-Traditional-Lamps-A-Type/Philips-Lighting/15A21-2700-WHT-DIM/product.aspx?zpid=79205 | Platt | 2020 | Yes
LED Lighting | A-Type | 90Plus Lighting | True |  | General Purpose Replacement | A21 | E26 (Medium) | Damp Location Rated,Not for Use in Recessed Fixtures Damp Location Rated,Not for Use in Recessed Fixtures Description With a high color rendering index (CRI) of 93, this LED A21 bulb emits a halogen colored light that displays the natural and radiant colors of a room. Excellent for standard fixtures A21 is slightly larger than A19s Reliable and long-lasting Dims down to 1% Color Corrected - CRI 93 - 1100 Lumens - 2700 Kelvin - Medium Base - 120 Volt - 90+ Lighting SE-350.051 LED A21 - 14 Watt - 75 Watt Equal - Incandescent Match | 2700 | 93 | 1100 | 78.5714 | 25000 | 14 | 12 | 65.16 | 5.43 | 6.3805 | 2020Q3 | https://www.1000bulbs.com/product/209152/PLT-11293.html | 1000bulbs.com | 2020 | Yes
LED Lighting | A-Type | 90Plus Lighting | True |  | General Purpose Replacement | A21 | E26 (Medium) | Damp Location Rated,Not for Use in Recessed Fixtures Damp Location Rated,Not for Use in Recessed Fixtures Description Providing an output equivalent to a 75-Watt incandescent while using less energy, this LED A21 bulb is a highly efficient bulb that can save up to 80% on energy costs. Provides an accurate display of natural colors Slightly bigger in size than A19s Dims down to 1% smoothly Color Corrected - CRI 93 - 1100 Lumens - 3000 Kelvin - Medium Base - 120 Volt - 90+ Lighting SE-350.052 LED A21 - 14 Watt - 75 Watt Equal - Halogen Match | 3000 | 93 | 1100 | 78.5714 | 25000 | 14 | 12 | 65.16 | 5.43 | 6.3805 | 2020Q3 | https://www.1000bulbs.com/product/210742/PLT-11451.html | 1000bulbs.com | 2020 | Yes
LED Lighting | A-Type | 90+ Lighting | True |  | General Purpose Replacement | A21 | E26 (Medium) | Damp Location Rated,Not for Use in Recessed Fixtures Damp Location Rated,Not for Use in Recessed Fixtures Home Bulbs A19 LED Light Bulbs 75W Equal - 14W - LED A21 bulb - 2700K Warm White - 90 CRI Back Description The SE-350.051 LED A21 bulb from 90+ Lighting produces 1100 lumens, consumes 14 watts and illuminates a warm white color temperature in 2700K with a frosted bulb finish. The SE-350.051 replaces 75 watt incandescent bulbs and has an E26 base type. The SE-350.051 LED A21 bulb is great for use with standard fixtures and can be used with most table lamps. Not for use in fully enclosed fixtures 270Â° degree flood Bulb has a rate life of 25,000 hours High quality of light and low flicker cETLus certified, Energy Star, Title 20, Title 24 JA8 and suitable for damp locations 75W Equal - 14W - LED A21 bulb - 2700K Warm White - 90 CRI | 2700 | 93 | 1100 | 78.5714 | 25000 | 14 | 1 | 8.95 | 8.95 | 10.5166 | 2020Q3 | https://www.beeslighting.com/SE-350.051 | Bee's Lighting | 2020 | Yes
LED Lighting | A-Type | 90+ Lighting | True |  | General Purpose Replacement | A21 | E26 (Medium) | Damp Location Rated,Not for Use in Recessed Fixtures Damp Location Rated,Not for Use in Recessed Fixtures Home Bulbs A19 LED Light Bulbs 75W Equal - 14W - LED A21 bulb - 3000K Soft White - 90 CRI Back Description The SE-350.052 LED A21 bulb from 90+ Lighting produces 1100 lumens, consumes 14 watts and illuminates a halogen white color temperature in 3000K with a frosted bulb finish. The SE-350.052 replaces 75 watt incandescent bulbs and has an E26 base type. The SE-350.052 LED A21 bulb is great for use with standard fixtures and can be used with most table lamps. Not for use in fully enclosed fixtures 270Â° degree flood Bulb has a rate life of 25,000 hours High quality of light and low flicker cETLus certified, Energy Star, Title 20, Title 24 JA8 and suitable for damp locations 75W Equal - 14W - LED A21 bulb - 3000K Soft White - 90 CRI | 3000 | 93 | 1100 | 78.5714 | 25000 | 14 | 1 | 8.95 | 8.95 | 10.5166 | 2020Q3 | https://www.beeslighting.com/SE-350.052 | Bee's Lighting | 2020 | Yes
LED Lighting | A-Type | Philips | False |  | A19/21 | E26 (Medium) | E26 (Medium) | Home / Light Bulbs / LED / Philips - 459073 - 14A21/LED/827-22 DIM 120V Energy Star Rated. Not Affected by Epact. Warm Glow. 14W A21 LED Lamp - Universal - 1100 Lumens - Warm White (2200 to 2700K) - 80 CRI - 25000 Hours - E26 (Medium) - 120 to 130V - Clear Philips - 459073 - 14A21/LED/827-22 DIM 120V | 2200 | 80 | 1100 | 78.5714 | 25000 | 14 | 6 | 52.5 | 8.75 | 10.2816 | 2020Q3 | https://shop.regencylighting.com/lamps/led/14a21-led-827-22-dim-120v-45907-3.html | Regency Lighting | 2020 | Yes
LED Lighting | A-Type | Philips | False |  | A19/21 | E26 (Medium) | E26 (Medium) | Home / Light Bulbs / LED / LED A-Line / Philips - 459073 - 14A21/LED/827-22 DIM 120V Energy Star Rated. Not Affected by Epact. Warm Glow. 14W A21 LED Lamp - Universal - 1100 Lumens - Warm White (2200 to 2700K) - 80 CRI - 25000 Hours - E26 (Medium) - 120 to 130V - Clear Philips - 459073 - 14A21/LED/827-22 DIM 120V | 2200 | 80 | 1100 | 78.5714 | 25000 | 14 | 6 | 52.5 | 8.75 | 10.2816 | 2020Q3 | https://shop.regencylighting.com/lamps/led/a-line/14a21-led-827-22-dim-120v-45907-3.html | Regency Lighting | 2020 | Yes
LED Lighting | A-Type | Philips Lighting | True |  |  | A21 (Arbitrary) | Medium Screw (E26) | Home Lamps, Bulbs, Ballasts Bulbs - LED LED - Traditional Lamps - A-Type 14A21/LED/827-22-DIM-120V Dimmable LED Lamp, 14W, 120V, Bulb: A-Type (A21), Base: Medium Screw (E26), Lumens: 1100, CRI: 80, Color Temperature: 2700K to 2200K as you dim, Rated Average Life: 25,000 Hrs, *Philips #45907-3* 75W Equivalent. This lamp is ENERGY STAR® qualified. 14 W Dimmable A21 LED Philips Lighting 14A21/LED/827-22-DIM-120V 14 W Dimmable A21 LED | 2700 | 80 | 1100 | 78.5714 |  | 14 | 1 | 15.48 | 15.48 | 18.1896 | 2020Q3 | https://www.rexelusa.com/usr/Root-Category/Lamps,-Bulbs,-Ballasts/Bulbs---LED/LED---Traditional/Lamps---A-Type/Philips-Lighting-14A21-LED-827-22-DIM-120V-14-W-Dimmable-A21-LED/p/993904?prevPageNumber=17 | Rexel Energy Solutions | 2020 | Yes
LED Lighting | A-Type | SYLVANIA | True |  |  | A19 (Arbitrary) | Medium Screw (E26) | Home Lamps, Bulbs, Ballasts Bulbs - LED LED - Traditional Lamps - A-Type LED14A19/DIM/O/827 LED Lamp, Dimmable, 14 Watt, 120 Volt, Bulb: A19 (Arbitrary), Base: Medium Screw (E26), Lumens: 1100, CRI: 80, Color Temperature: 2700K, Lamp Finish: Frosted, Standard Case Qty: 6 Sylvania Part # 78911 *** Discontinued *** LED Lamp, Dimmable, A19, 14W, 120V, Frosted *** Discontinued *** SYLVANIA LED14A19/DIM/O/827 LED Lamp, Dimmable, A19, 14W, 120V, Frosted *** Discontinued *** | 2700 | 80 | 1100 | 78.5714 |  | 14 | 1 | 26.29 | 26.29 | 30.8918 | 2020Q3 | https://www.rexelusa.com/usr/Root-Category/Lamps,-Bulbs,-Ballasts/Bulbs---LED/LED---Traditional/Lamps---A-Type/SYLVANIA-LED14A19-DIM-O-827-LED-Lamp,-Dimmable,-A19,-14W,-120V,-Frosted-Discontinued-/p/378322?prevPageNumber=38 | Rexel Energy Solutions | 2020 | Yes
LED Lighting | A-Type | 90+ Lighting | True |  | General Purpose Replacement | A21 | E26 (Medium) | Damp Location Rated,Not for Use in Recessed Fixtures Home Bulbs A19 LED Light Bulbs 75W Equal - 14W - LED A21 bulb - 2700K Warm White - 90 CRI Back Description The SE-350.051 LED A21 bulb from 90+ Lighting produces 1100 lumens, consumes 14 watts and illuminates a warm white color temperature in 2700K with a frosted bulb finish. The SE-350.051 replaces 75 watt incandescent bulbs and has an E26 base type. The SE-350.051 LED A21 bulb is great for use with standard fixtures and can be used with most table lamps. Not for use in fully enclosed fixtures 270Â° degree flood Bulb has a rate life of 25,000 hours High quality of light and low flicker cETLus certified, Energy Star, Title 20, Title 24 JA8 and suitable for damp locations 75W Equal - 14W - LED A21 bulb - 2700K Warm White - 90 CRI | 2700 | 93 | 1100 | 78.5714 | 25000 | 14 | 1 | 8.95 | 8.95 | 10.5166 | 2020Q2 | https://www.beeslighting.com/SE-350.051 | Bee's Lighting | 2020 | Yes
LED Lighting | A-Type | 90+ Lighting | True |  | General Purpose Replacement | A21 | E26 (Medium) | Damp Location Rated,Not for Use in Recessed Fixtures Home Bulbs A19 LED Light Bulbs 75W Equal - 14W - LED A21 bulb - 3000K Soft White - 90 CRI Back Description The SE-350.052 LED A21 bulb from 90+ Lighting produces 1100 lumens, consumes 14 watts and illuminates a halogen white color temperature in 3000K with a frosted bulb finish. The SE-350.052 replaces 75 watt incandescent bulbs and has an E26 base type. The SE-350.052 LED A21 bulb is great for use with standard fixtures and can be used with most table lamps. Not for use in fully enclosed fixtures 270Â° degree flood Bulb has a rate life of 25,000 hours High quality of light and low flicker cETLus certified, Energy Star, Title 20, Title 24 JA8 and suitable for damp locations 75W Equal - 14W - LED A21 bulb - 3000K Soft White - 90 CRI | 3000 | 93 | 1100 | 78.5714 | 25000 | 14 | 1 | 8.95 | 8.95 | 10.5166 | 2020Q2 | https://www.beeslighting.com/SE-350.052 | Bee's Lighting | 2020 | Yes
LED Lighting | A-Type | Philips Lighting | True |  | A21 (Arbitrary) |  | E26 (Medium Screw) | HomeLamps, Bulbs, BallastsBulbs - LEDLED - TraditionalLamps - A-Type Dimmable LED Lamp, 14W, 120V, Bulb: A-Type (A21), Base: Medium Screw (E26), Lumens: 1100, CRI: 80, Color Temperature: 2700K to 2200K as you dim, Rated Average Life: 25,000 Hrs, *Philips #45907-3* 75W Equivalent. This lamp is ENERGY STAR® qualified. Philips Lighting 14A21/LED/827-22 DIM 120V 14 W Dimmable A21 LED | 2200 | 80 | 1100 | 78.5714 |  | 14 | 1 | 17.06 | 17.06 | 20.0462 | 2020Q2 | https://www.platt.com/platt-electric-supply/LED-Traditional-Lamps-A-Type/Philips-Lighting/14A21-LED-827-22-DIM-120V/product.aspx?zpid=3636 | Platt | 2020 | Yes
LED Lighting | A-Type | Philips | True |  | A19/21 | E26 (Medium) | E26 (Medium) | Home / Light Bulbs / LED / Philips - 461665 - 4.5A19B/LEDFILAMENT/820/CL-A/D Damp Location Rated 4.5W A19 LED Lamp - Universal - 350 Lumens - Warm White (2200K) - 80 CRI - 15000 Hours - E26 (Medium) - 120 to 130V - Amber Philips - 461665 - 4.5A19B/LEDFILAMENT/820/CL-A/D | 2200 | 80 | 350 | 77.7778 | 15000 | 4.5 | 1 | 7.5 | 7.5 | 8.8128 | 2020Q3 | https://shop.regencylighting.com/lamps/led/4-5a19b-ledfilament-820-cl-a-d-46166-5.html | Regency Lighting | 2020 | Yes
LED Lighting | A-Type | Philips | True |  | A19/21 | E26 (Medium) | E26 (Medium) | Home / Light Bulbs / LED / LED A-Line / Philips - 461665 - 4.5A19B/LEDFILAMENT/820/CL-A/D Damp Location Rated 4.5W A19 LED Lamp - Universal - 350 Lumens - Warm White (2200K) - 80 CRI - 15000 Hours - E26 (Medium) - 120 to 130V - Amber Philips - 461665 - 4.5A19B/LEDFILAMENT/820/CL-A/D | 2200 | 80 | 350 | 77.7778 | 15000 | 4.5 | 1 | 7.5 | 7.5 | 8.8128 | 2020Q3 | https://shop.regencylighting.com/lamps/led/a-line/4-5a19b-ledfilament-820-cl-a-d-46166-5.html | Regency Lighting | 2020 | Yes
LED Lighting | A-Type | Philips Lighting | True |  | A19 | Arbitrary | E26 Medium | Philips Lighting CorePro Decorative filament vintage LED lamp in amber finish, has glass construction for added durability. The A19 arbitrary lamp with E26 medium screw-in base, has a voltage rating of 120-Volts. The 4.5-Watt lamp delivers warm white light output of 350-Lumens with 2000K color temperature and 80 CRI. It has an average life of 15000 Hours. It measures 4.2-Inch x 2.4-Inch. Filament vintage LED lamp meets Title 20 standards. Philips Lighting 537563 Dimmable A19 Decorative Filament Vintage LED Lamp E26 Medium Base 4.5-Watt 350-Lumens 80 CRI 2000K Warm White CorePro | 2000 | 80 | 350 | 77.7778 | 15000 | 4.5 | 1 | 9.85 | 9.85 | 11.5741 | 2020Q3 | https://www.ew-ne.com/lighting-1600000000/philips-lighting-537563-dimmable-a19-decorative-filament-vintage-led-lamp-e26-medium-base-4-5-watt-350-lumens-80-cri-2000k-warm-white-corepro-897249 | Electrical Wholesalers Inc | 2020 | Yes
LED Lighting | A-Type | Philips | True |  | A19/21 | E26 (Medium) | E26 (Medium) | Home / Light Bulbs / LED / Philips - 461665 - 4.5A19B/LEDFILAMENT/820/CL-A/D Damp Location Rated 4.5W A19 LED Lamp - Universal - 350 Lumens - Warm White (2200K) - 80 CRI - 15000 Hours - E26 (Medium) - 120 to 130V - Amber Philips - 461665 - 4.5A19B/LEDFILAMENT/820/CL-A/D | 2200 | 80 | 350 | 77.7778 | 15000 | 4.5 | 1 | 7.22 | 7.22 | 8.4838 | 2020Q2 | https://shop.regencylighting.com/lamps/led/4-5a19b-ledfilament-820-cl-a-d-46166-5.html | Regency Lighting | 2020 | Yes
LED Lighting | A-Type | Philips | True |  | A19/21 | E26 (Medium) | E26 (Medium) | Home / Light Bulbs / LED / LED A-Line / Philips - 461665 - 4.5A19B/LEDFILAMENT/820/CL-A/D Damp Location Rated 4.5W A19 LED Lamp - Universal - 350 Lumens - Warm White (2200K) - 80 CRI - 15000 Hours - E26 (Medium) - 120 to 130V - Amber Philips - 461665 - 4.5A19B/LEDFILAMENT/820/CL-A/D | 2200 | 80 | 350 | 77.7778 | 15000 | 4.5 | 1 | 7.22 | 7.22 | 8.4838 | 2020Q2 | https://shop.regencylighting.com/lamps/led/a-line/4-5a19b-ledfilament-820-cl-a-d-46166-5.html | Regency Lighting | 2020 | Yes
LED Lighting | A-Type | Green Creative | True |  | LED | A19 | Medium (E26) | Wattage10 Watt11 Watt6 Watt8 Watt9 Watt9.5 Watt Color Temp.2400K2700K3000K4000K Product Description If you are looking for an energy-efficient light bulb for your home or office, consider Green Creative 9A19G4DIM/824 40741, A19 LED. This dimmable, 9-watt LED bulb replaces traditional 60-watt incandescent lights and offers a 30,000-hour lifespan, with a color temperature of 2400K. Green Creative 40741 9A19G4DIM/824 Other Features include: 120 volts Beam angle of 300 degrees CRI 80 Three-year warranty UL listed Alternate Product Versions $3.58 EACASE of 6 add Green Creative 97985 - 6W LED A19 - 2700K 6A19DIM/827 - 480 Lumens - 82 CRI - 40W Incandescent Equivalent - 230° - 120V $7.58 EACASE of 6 add Green Creative 98140 - 11W LED A19 - 4000K 11A19DIM/840 - 1200 Lumens - 82 CRI - 75W Incandescent Equivalent - 240° - 120V $12.58 add Green Creative 98564 - 9 Watt LED A19 4000K - E26 9A19/940/277V - 60 Watt Incandescent Equivalent - 860 Lumens - 92 CRI - 120-277V - Dimmable $7.98 add Green Creative 98559 - 9 Watt LED A19 2700K - E26 9A19DIM/927 - 60 Watt Incandescent Equivalent - 800 Lumens - 92 CRI - 120V - Dimmable $4.98 add Green Creative 98565 - 9 Watt LED A19 2700K - GU24 9A19DIM/927/GU24/R - 60 Watt Incandescent Equivalent - 800 Lumens - 92 CRI - 120V - Dimmable $13.98 add Green Creative - 28395 - 9A19DIM/927 - LED A19 Bulb 9W - E26 - 2700K - Dimmable $7.95 add Green Creative - 57883 - 9.5A19DIM/8CCTD - Omni-Directional A19 - 9.5 Watt 60W Equal - 2200-2700K Warm Dim - 800 Lumens $12.98 add Green Creative - 58038 - 9A19/830/277V - A19 LED E26 - 9 Watt - 60 Watt Incandescent Equal - 3000K $9.98 add Green Creative - 97780 - 9A19DIM/827 - A19 LED Bulb Medium E26 Base - 9 Watt - 60 Watt Incandescent Equivalent - 2700K $9.98 add Green Creative - 97781 - 9A19DIM/830 - A19 LED Bulb Medium E26 Base - 9 Watt - 60 Watt Incandescent Equivalent - 3000K $9.98 add Green Creative - 97782 - 9A19DIM/840 - A19 LED Bulb Medium E26 Base - 9 Watt - 60 Watt Incandescent Equivalent - 4000K $5.00 add Green Creative 97965 - 10W LED A19 Bulb - 3000K 10A19DIM/830 - 1150 Lumens - 82 CRI - 75W Incandescent Equivalent - 240° - 120V $4.68 add Green Creative 98012 - 8W LED A19 - 3000K - E26 8A19DIM/830 - 60 Watt Incandescent Equivalent - 810 Lumens - 82 CRI - 230° Beam Angle - 120V $4.68 EACASE of 6 add Green Creative 98013 - 8W LED A19 Bulb - 4000K 8A19DIM/840 - 810 Lumens - 82 CRI - 60W Incandescent Equivalent - 230° - 120V Medium (E26) 9 Watt - 120V - E26 Medium Base - 2400K - Warm White - 700 Lumens (Initial) - 300 Degree Beam Angle - Dimmable Green Creative - 40741 - 9A19G4DIM/824 - A19 LED - 60 Watt Equivalent | 2400 | 80 | 700 | 77.7778 | 25000 | 9 | 1 | 3.9 | 3.9 | 4.5827 | 2020Q3 | https://www.energyavenue.com/Green-Creative/40741 | Energy Avenue | 2020 | Yes
LED Lighting | A-Type | Green Creative | True |  | LED | A19 | Medium (E26) | Wattage10 Watt12 Watt8 Watt9 WattColor Temp.2400K2700K3000K4000KDimmableYes Product Description If you are looking for an energy-efficient light bulb for your home or office, consider Green Creative 9A19G4DIM/824 40741, A19 LED. This dimmable, 9-watt LED bulb replaces traditional 60-watt incandescent lights and offers a 30,000-hour lifespan, with a color temperature of 2400K. Green Creative 40741 9A19G4DIM/824 Other Features include: 120 volts Beam angle of 300 degrees CRI 80 Three-year warranty UL listed Alternate Product Versions $9.38 add Green Creative 16176 - 12W A19 LED - 75 Watt Equal - 3000K 9.5A19G4DIM/830/GU24 - 120V - E26 Medium Base - 1150 Lumens (Initial) - 80 CRI - Omni-Directional - Dimmable - Energy Star $12.98 add Green Creative - 58037 - 9A19/827/277V - A19 LED E26 - 9 Watt - 60 Watt Incandescent Equal - 2700K $12.98 add Green Creative - 58038 - 9A19/830/277V - A19 LED E26 - 9 Watt - 60 Watt Incandescent Equal - 3000K $9.98 add Green Creative - 97780 - 9A19DIM/827 - A19 LED Bulb Medium E26 Base - 9 Watt - 60 Watt Incandescent Equivalent - 2700K $9.98 add Green Creative - 97781 - 9A19DIM/830 - A19 LED Bulb Medium E26 Base - 9 Watt - 60 Watt Incandescent Equivalent - 3000K $9.98 add Green Creative - 97782 - 9A19DIM/840 - A19 LED Bulb Medium E26 Base - 9 Watt - 60 Watt Incandescent Equivalent - 4000K $11.08 add Green Creative 97964 - 10W LED A19 Bulb - 2700K 10A19DIM/827 - 1100 Lumens - 82 CRI - 75W Incandescent Equivalent - 240° - 120V $11.08 add Green Creative 97965 - 10W LED A19 Bulb - 3000K 10A19DIM/830 - 1150 Lumens - 82 CRI - 75W Incandescent Equivalent - 240° - 120V $10.13 add Green Creative 97966 - 10W LED A19 - 4000K 10A19DIM/840 - 1200 Lumens - CRI 82 - 75W Incandescent Equivalent - 240° - 120V $1.95 add Green Creative 98012 - 8W LED A19 - 3000K - E26 8A19DIM/830 - 60 Watt Incandescent Equivalent - 810 Lumens - 82 CRI - 230° Beam Angle - 120V $1.95 EACASE of 6EA add Green Creative 98013 - 8W LED A19 Bulb - 4000K 8A19DIM/840 - 810 Lumens - 82 CRI - 60W Incandescent Equivalent - 230° - 120V 9 Watt - 120V - E26 Medium Base - 2400K - Warm White - 700 Lumens (Initial) - 300 Degree Beam Angle - Dimmable Green Creative - 40741 - 9A19G4DIM/824 - A19 LED - 60 Watt Equivalent | 2400 | 80 | 700 | 77.7778 | 25000 | 9 | 1 | 3.9 | 3.9 | 4.5827 | 2020Q2 | https://www.energyavenue.com/Green-Creative/40741 | Energy Avenue | 2020 | Yes
LED Lighting | A-Type | Green Creative | True |  | A19 (Arbitrary) |  | E26 (Medium Screw) | HomeLamps, Bulbs, BallastsBulbs - LEDLED - TraditionalLamps - A-Type Dimmable LED Lamp, 9 Watt Green Creative 40741 Dimmable LED Lamp, 9W | 2400 | 80 | 700 | 77.7778 |  | 9 | 1 | 3.33 | 3.33 | 3.9129 | 2020Q2 | https://www.platt.com/platt-electric-supply/LED-Traditional-Lamps-A-Type/Green-Creative/40741/product.aspx?zpid=242374 | Platt | 2020 | Yes
LED Lighting | A-Type | Philips | False |  | A19/21 | E26d (Medium Double Contact) | E26d (Medium Double Contact) | Home / Light Bulbs / LED / Philips - 472548 - 23A21/LED/827/E26D/3WAY/ND 120 3 Way A21 LED Lamp; Energy Star Certified; Not Rated for Enclosed Fixtures 8;16;23W 3-Way LED Lamp - Universal - 620/1600/2150 Lumens - Warm White (2700K) - 80 CRI - 15000 Hours - E26d (Medium Double Contact) - 120 to 130V - Frost Philips - 472548 - 23A21/LED/827/E26D/3WAY/ND 120 | 2700 | 80 | 620 | 77.5 | 15000 | 8 | 1 | 24 | 24 | 28.2009 | 2020Q3 | https://shop.regencylighting.com/lamps/led/23a21-led-827-e26d-3way-nd-120-47254-8.html | Regency Lighting | 2020 | Yes
LED Lighting | A-Type | Philips | False |  | A19/21 | E26d (Medium Double Contact) | E26d (Medium Double Contact) | Home / Light Bulbs / LED / LED A-Line / Philips - 472548 - 23A21/LED/827/E26D/3WAY/ND 120 3 Way A21 LED Lamp; Energy Star Certified; Not Rated for Enclosed Fixtures 8;16;23W 3-Way LED Lamp - Universal - 620/1600/2150 Lumens - Warm White (2700K) - 80 CRI - 15000 Hours - E26d (Medium Double Contact) - 120 to 130V - Frost Philips - 472548 - 23A21/LED/827/E26D/3WAY/ND 120 | 2700 | 80 | 620 | 77.5 | 15000 | 8 | 1 | 24 | 24 | 28.2009 | 2020Q3 | https://shop.regencylighting.com/lamps/led/a-line/23a21-led-827-e26d-3way-nd-120-47254-8.html | Regency Lighting | 2020 | Yes
LED Lighting | A-Type | Philips | False |  | A19/21 | E26d (Medium Double Contact) | E26d (Medium Double Contact) | Home / Light Bulbs / LED / Philips - 472548 - 23A21/LED/827/E26D/3WAY/ND 120 3 Way A21 LED Lamp; Energy Star Certified; Not Rated for Enclosed Fixtures 8;16;23W 3-Way LED Lamp - Universal - 620/1600/2150 Lumens - Warm White (2700K) - 80 CRI - 15000 Hours - E26d (Medium Double Contact) - 120 to 130V - Frost Philips - 472548 - 23A21/LED/827/E26D/3WAY/ND 120 | 2700 | 80 | 620 | 77.5 | 15000 | 8 | 1 | 23.08 | 23.08 | 27.1199 | 2020Q2 | https://shop.regencylighting.com/lamps/led/23a21-led-827-e26d-3way-nd-120-47254-8.html | Regency Lighting | 2020 | Yes
LED Lighting | A-Type | Philips | False |  | A19/21 | E26d (Medium Double Contact) | E26d (Medium Double Contact) | Home / Light Bulbs / LED / LED A-Line / Philips - 472548 - 23A21/LED/827/E26D/3WAY/ND 120 3 Way A21 LED Lamp; Energy Star Certified; Not Rated for Enclosed Fixtures 8;16;23W 3-Way LED Lamp - Universal - 620/1600/2150 Lumens - Warm White (2700K) - 80 CRI - 15000 Hours - E26d (Medium Double Contact) - 120 to 130V - Frost Philips - 472548 - 23A21/LED/827/E26D/3WAY/ND 120 | 2700 | 80 | 620 | 77.5 | 15000 | 8 | 1 | 23.08 | 23.08 | 27.1199 | 2020Q2 | https://shop.regencylighting.com/lamps/led/a-line/23a21-led-827-e26d-3way-nd-120-47254-8.html | Regency Lighting | 2020 | Yes
LED Lighting | A-Type | Satco | True |  |  | A19 |  | Energy Star Qualified Dimmable More Information Satco Kolourone Omni X 10.5W A19 Dimmable LED Bulb - E26 Medium Base, 120V Features: Wattage: 10.5W Type: LED Bulb Shape: A19 Bulb Base: E26 Medium Voltage: 120V Finish: White Color Temperature: 2700K (Warm White), 3500K (Neutral White), 5000K (Natural Light) CRI: 83-84 Lumens: 810-870 Incandescent Equivalent: 60W Beam Spread: 360 degrees Average Rated Hours: 25,000 Energy Star Qualified Dimmable *MFG Part Number*: S9037 , S9038 , S9039 Satco Kolourone Omni X 10.5W A19 Dimmable LED Bulb - E26 Medium Base, 120V Satco Kolourone 10.5W A19 Dimmable LED Bulb - E26 Medium Base, 120V | 2700 | 83 | 810 | 77.1429 |  | 10.5 | 1 | 10.75 | 10.75 | 12.6317 | 2020Q2 | https://www.lbclighting.com/led/light-bulb-led/stco-10-5a19-omni-led.html | LBC Lighting | 2020 | Yes
LED Lighting | A-Type | Satco | False | Daylighting/Photocell, | A19/21 | E26 (Medium) | E26 (Medium) | Home / Light Bulbs / LED / Satco - S8570 - 3/9/12A19/3WAY LED/2700K/90CRI Replaces 30/70/100 Watt Incandescent Lamp; Not Compatible with Photo Sensors, Motion Sensors, or Timers 3/9/12W 3-Way LED Lamp - 230/850/1050 Lumens - Warm White (2700K) - 90 CRI - 25000 Hours - E26 (Medium) - 120 to 130V - Frost Satco - S8570 - 3/9/12A19/3WAY LED/2700K/90CRI | 2700 | 90 | 230 | 76.6667 | 25000 | 3 | 1 | 11.82 | 11.82 | 13.889 | 2020Q3 | https://shop.regencylighting.com/lamps/led/3-9-12a19-3way-led-2700k-90cri-s8570.html | Regency Lighting | 2020 | No
LED Lighting | A-Type | Satco | False | Daylighting/Photocell, | A19/21 | E26 (Medium) | E26 (Medium) | Home / Light Bulbs / LED / Satco - S8571 - 3/9/12A19/3WAY LED/3000K/90CRI Not Compatible with Photo Sensors, Motion Sensors, or Timers 3/9/12W 3-Way LED Lamp - Universal - 230/850/1050 Lumens - Warm White (3000K) - 90 CRI - 25000 hrs. - E26 (Medium) - 120 to 130V - Frost Satco - S8571 - 3/9/12A19/3WAY LED/3000K/90CRI | 3000 | 90 | 230 | 76.6667 | 25000 | 3 | 1 | 11.82 | 11.82 | 13.889 | 2020Q3 | https://shop.regencylighting.com/lamps/led/3-9-12a19-3way-led-3000k-90cri-s8571.html | Regency Lighting | 2020 | No
LED Lighting | A-Type | Satco | False | Daylighting/Photocell, | A19/21 | E26 (Medium) | E26 (Medium) | Home / Light Bulbs / LED / LED A-Line / Satco - S8570 - 3/9/12A19/3WAY LED/2700K/90CRI Replaces 30/70/100 Watt Incandescent Lamp; Not Compatible with Photo Sensors, Motion Sensors, or Timers 3/9/12W 3-Way LED Lamp - 230/850/1050 Lumens - Warm White (2700K) - 90 CRI - 25000 Hours - E26 (Medium) - 120 to 130V - Frost Satco - S8570 - 3/9/12A19/3WAY LED/2700K/90CRI | 2700 | 90 | 230 | 76.6667 | 25000 | 3 | 1 | 11.82 | 11.82 | 13.889 | 2020Q3 | https://shop.regencylighting.com/lamps/led/a-line/3-9-12a19-3way-led-2700k-90cri-s8570.html | Regency Lighting | 2020 | No
LED Lighting | A-Type | Satco | False | Daylighting/Photocell, | A19/21 | E26 (Medium) | E26 (Medium) | Home / Light Bulbs / LED / LED A-Line / Satco - S8571 - 3/9/12A19/3WAY LED/3000K/90CRI Not Compatible with Photo Sensors, Motion Sensors, or Timers 3/9/12W 3-Way LED Lamp - Universal - 230/850/1050 Lumens - Warm White (3000K) - 90 CRI - 25000 hrs. - E26 (Medium) - 120 to 130V - Frost Satco - S8571 - 3/9/12A19/3WAY LED/3000K/90CRI | 3000 | 90 | 230 | 76.6667 | 25000 | 3 | 1 | 11.82 | 11.82 | 13.889 | 2020Q3 | https://shop.regencylighting.com/lamps/led/a-line/3-9-12a19-3way-led-3000k-90cri-s8571.html | Regency Lighting | 2020 | No
LED Lighting | A-Type | Satco | False | Daylighting/Photocell, | A19/21 | E26 (Medium) | E26 (Medium) | Home / Light Bulbs / LED / Satco - S8570 - 3/9/12A19/3WAY LED/2700K/90CRI Replaces 30/70/100 Watt Incandescent Lamp; Not Compatible with Photo Sensors, Motion Sensors, or Timers 3/9/12W 3-Way LED Lamp - 230/850/1050 Lumens - Warm White (2700K) - 90 CRI - 25000 Hours - E26 (Medium) - 120 to 130V - Frost Satco - S8570 - 3/9/12A19/3WAY LED/2700K/90CRI | 2700 | 90 | 230 | 76.6667 | 25000 | 3 | 1 | 11.41 | 11.41 | 13.4072 | 2020Q2 | https://shop.regencylighting.com/lamps/led/3-9-12a19-3way-led-2700k-90cri-s8570.html | Regency Lighting | 2020 | No
LED Lighting | A-Type | Satco | False | Daylighting/Photocell, | A19/21 | E26 (Medium) | E26 (Medium) | Home / Light Bulbs / LED / Satco - S8571 - 3/9/12A19/3WAY LED/3000K/90CRI Not Compatible with Photo Sensors, Motion Sensors, or Timers 3/9/12W 3-Way LED Lamp - Universal - 230/850/1050 Lumens - Warm White (3000K) - 90 CRI - 25000 hrs. - E26 (Medium) - 120 to 130V - Frost Satco - S8571 - 3/9/12A19/3WAY LED/3000K/90CRI | 3000 | 90 | 230 | 76.6667 | 25000 | 3 | 1 | 11.41 | 11.41 | 13.4072 | 2020Q2 | https://shop.regencylighting.com/lamps/led/3-9-12a19-3way-led-3000k-90cri-s8571.html | Regency Lighting | 2020 | No
LED Lighting | A-Type | Satco | False | Daylighting/Photocell, | A19/21 | E26 (Medium) | E26 (Medium) | Home / Light Bulbs / LED / LED A-Line / Satco - S8570 - 3/9/12A19/3WAY LED/2700K/90CRI Replaces 30/70/100 Watt Incandescent Lamp; Not Compatible with Photo Sensors, Motion Sensors, or Timers 3/9/12W 3-Way LED Lamp - 230/850/1050 Lumens - Warm White (2700K) - 90 CRI - 25000 Hours - E26 (Medium) - 120 to 130V - Frost Satco - S8570 - 3/9/12A19/3WAY LED/2700K/90CRI | 2700 | 90 | 230 | 76.6667 | 25000 | 3 | 1 | 11.41 | 11.41 | 13.4072 | 2020Q2 | https://shop.regencylighting.com/lamps/led/a-line/3-9-12a19-3way-led-2700k-90cri-s8570.html | Regency Lighting | 2020 | No
LED Lighting | A-Type | Satco | False | Daylighting/Photocell, | A19/21 | E26 (Medium) | E26 (Medium) | Home / Light Bulbs / LED / LED A-Line / Satco - S8571 - 3/9/12A19/3WAY LED/3000K/90CRI Not Compatible with Photo Sensors, Motion Sensors, or Timers 3/9/12W 3-Way LED Lamp - Universal - 230/850/1050 Lumens - Warm White (3000K) - 90 CRI - 25000 hrs. - E26 (Medium) - 120 to 130V - Frost Satco - S8571 - 3/9/12A19/3WAY LED/3000K/90CRI | 3000 | 90 | 230 | 76.6667 | 25000 | 3 | 1 | 11.41 | 11.41 | 13.4072 | 2020Q2 | https://shop.regencylighting.com/lamps/led/a-line/3-9-12a19-3way-led-3000k-90cri-s8571.html | Regency Lighting | 2020 | No
LED Lighting | A-Type | Philips | True |  | A19/21 | E26 (Medium) | E26 (Medium) | Home / Light Bulbs / LED / Philips - 433276 - 10.5A19/SLIM/2700 DIM Damp Location Rated; Not for Use in Totally Enclosed Fixtures 10.5W A19 LED Lamp - Universal - 800 Lumens - Warm White (2700K) - 80 CRI - 25000 Hours - E26 (Medium) - 120 to 130V Philips - 433276 - 10.5A19/SLIM/2700 DIM | 2700 | 80 | 800 | 76.1905 | 25000 | 10.5 | 10 | 36 | 3.6 | 4.2301 | 2020Q3 | https://shop.regencylighting.com/lamps/led/10-5a19-slim-2700-dim-43327-6.html | Regency Lighting | 2020 | Yes
LED Lighting | A-Type | Philips | True |  | A19/21 | E26 (Medium) | E26 (Medium) | Home / Light Bulbs / LED / LED A-Line / Philips - 433276 - 10.5A19/SLIM/2700 DIM Damp Location Rated; Not for Use in Totally Enclosed Fixtures 10.5W A19 LED Lamp - Universal - 800 Lumens - Warm White (2700K) - 80 CRI - 25000 Hours - E26 (Medium) - 120 to 130V Philips - 433276 - 10.5A19/SLIM/2700 DIM | 2700 | 80 | 800 | 76.1905 | 25000 | 10.5 | 10 | 36 | 3.6 | 4.2301 | 2020Q3 | https://shop.regencylighting.com/lamps/led/a-line/10-5a19-slim-2700-dim-43327-6.html | Regency Lighting | 2020 | Yes
LED Lighting | A-Type | Sylvania | True |  | A19/21 | E26 (Medium) | E26 (Medium) | Home / Light Bulbs / LED / LED A-Line / Sylvania - 75565 - LED10.5A19CBLES Sylvania Smart + Bluetooth; Suitable for Damp Locations; Not Intended for Totally Enclosed Fixtures 10.5W A19 LED Lamp - Universal - 800 Lumens - Warm White (1900K) - 80 CRI - 20000 hrs. - E26 (Medium) - 120 to 130V Sylvania - 75565 - LED10.5A19CBLES | 1900 | 80 | 800 | 76.1905 | 20000 | 10.5 | 1 | 55.44 | 55.44 | 65.1441 | 2020Q3 | https://shop.regencylighting.com/lamps/led/a-line/led10-5a19cbles-75565.html | Regency Lighting | 2020 | Yes
LED Lighting | A-Type | Sylvania | True |  | A19/21 | E26 (Medium) | E26 (Medium) | Home / Light Bulbs / LED / Sylvania - 75565 - LED10.5A19CBLES Sylvania Smart + Bluetooth; Suitable for Damp Locations; Not Intended for Totally Enclosed Fixtures 10.5W A19 LED Lamp - Universal - 800 Lumens - Warm White (1900K) - 80 CRI - 20000 hrs. - E26 (Medium) - 120 to 130V Sylvania - 75565 - LED10.5A19CBLES | 1900 | 80 | 800 | 76.1905 | 20000 | 10.5 | 1 | 55.44 | 55.44 | 65.1441 | 2020Q3 | https://shop.regencylighting.com/lamps/led/led10-5a19cbles-75565.html | Regency Lighting | 2020 | Yes
LED Lighting | A-Type | Sylvania | True |  | A19/21 | E26 (Medium) | E26 (Medium) | Home / Light Bulbs / LED / LED A-Line / Sylvania - 75565 - LED10.5A19CBLES Sylvania Smart + Bluetooth; Suitable for Damp Locations; Not Intended for Totally Enclosed Fixtures 10.5W A19 LED Lamp - Universal - 800 Lumens - Warm White (1900K) - 80 CRI - 20000 hrs. - E26 (Medium) - 120 to 130V Sylvania - 75565 - LED10.5A19CBLES | 1900 | 80 | 800 | 76.1905 | 20000 | 10.5 | 1 | 53.13 | 53.13 | 62.4298 | 2020Q2 | https://shop.regencylighting.com/lamps/led/a-line/led10-5a19cbles-75565.html | Regency Lighting | 2020 | Yes
LED Lighting | A-Type | Sylvania | True |  | A19/21 | E26 (Medium) | E26 (Medium) | Home / Light Bulbs / LED / Sylvania - 75565 - LED10.5A19CBLES Sylvania Smart + Bluetooth; Suitable for Damp Locations; Not Intended for Totally Enclosed Fixtures 10.5W A19 LED Lamp - Universal - 800 Lumens - Warm White (1900K) - 80 CRI - 20000 hrs. - E26 (Medium) - 120 to 130V Sylvania - 75565 - LED10.5A19CBLES | 1900 | 80 | 800 | 76.1905 | 20000 | 10.5 | 1 | 53.13 | 53.13 | 62.4298 | 2020Q2 | https://shop.regencylighting.com/lamps/led/led10-5a19cbles-75565.html | Regency Lighting | 2020 | Yes
LED Lighting | A-Type | Brand Sylvania | True |  |  |  |  | Sylvania A19 LED Light Bulb 4.5 Watt Dimmable 80 CRI 380 Lumens E26 Medium Base 2200K Color Temperature 120 Volt 15,000 Hours Average Rated Life Amber Finish. Mfg #75347 Sylvania Ultra 4.5 Watt 2200K A19 Filament LED Light Bulb 6-Pack | 2200 | 80 | 380 | 76 | 15000 | 5 | 1 | 34.91 | 34.91 | 41.0206 | 2020Q3 | https://hdsupplysolutions.com/p/led-00-75-10-35/sylvania-ultra-45-watt-2200k-a19-filament-led-light-bulb-6-pack-p205655 | HD Supply | 2020 | Yes
LED Lighting | A-Type | Satco | True |  | A19 (Arbitrary) |  | Medium Screw (E26), Medium Screw (E26), Medium Screw (E26) | Home Lamps, Bulbs, Ballasts Bulbs - LED LED - Decorative Lamps - Globe LED Lamp, 4.5 Watt, 120 Volts, A19, Amber, Medium Base; 2200K; 380 Lumens Satco S9583 LED Lamp, Dimmable, 4.5W, 120V, Amber | 2200 |  | 380 | 76 |  | 5 | 1 | 9.63 | 9.63 | 11.3156 | 2020Q3 | https://www.platt.com/platt-electric-supply/LED-Decorative-Lamps-Globe/Satco/S9583/product.aspx?zpid=108874 | Platt | 2020 | Yes
LED Lighting | A-Type | Brand Sylvania | True |  |  |  |  | Sylvania A19 LED Light Bulb 4.5 Watt Dimmable 80 CRI 380 Lumens E26 Medium Base 2200K Color Temperature 120 Volt 15,000 Hours Average Rated Life Amber Finish. Mfg #75347 Sylvania Ultra 4.5 Watt 2200K A19 Filament LED Light Bulb 6-Pack | 2200 | 80 | 380 | 76 | 15000 | 5 | 1 | 34.91 | 34.91 | 41.0206 | 2020Q2 | https://hdsupplysolutions.com/p/led-00-75-10-35/sylvania-ultra-45-watt-2200k-a19-filament-led-light-bulb-6-pack-p205655 | HD Supply | 2020 | Yes
LED Lighting | A-Type | Bulbrite | False |  | LED | A19 | E26 (Medium) | Topbulb » LED Bulbs » LED Filament / Vintage » Bulbrite ¦ 4W LED Vintage Filament Style - 300 Lumens - A19 - Medium Base - 2200K This 4 watt LED filament medium base bulb from Bulbrite provides a decorative, nostalgic feel to exposed lamp applications such as indoor ceiling fixtures and outdoor lanterns. The antique finish and 2200K warm illumination enhances the authentic historic look. A thin, clear coating of silicone covers glass in compliance with UL standard. LED Technology Notice Due to constantly evolving nature of LED technology, manufacturers will reserve the right to replace this product with next generation technology. We appreciate your understanding and acceptance of this policy. Applications Ceiling Fixtures Outdoor Post-Top / Lanterns Documents Bulbrite 776502 Spec Sheet About Bulbrite Bulbrite has been a leading manufacturer and supplier of innovative, energy-efficient light source solutions for over 40 years. With strong manufacturing expertise and an in-house state-of-the-art testing lab, Bulbrite can ensure high quality for a full line of innovative, award winning lighting products. 15,000 Hours • Exposed Filament Vintage Style Bulbrite ¦ 4W LED Vintage Filament Style - 300 Lumens - A19 - Medium Base - 2200K | 2200 | 80 | 300 | 75 | 15000 | 4 | 1 | 9.95 | 9.95 | 11.6916 | 2020Q3 | https://www.topbulb.com/bulbrite-4w-led-vintage-filament-style-a19-medium-base | Top Bulb | 2020 | Yes
LED Lighting | A-Type | Bulbrite | False |  | LED | A19 | E26 (Medium) | Topbulb » LED Bulbs » LED Filament / Vintage » Bulbrite ¦ 4W LED Vintage Filament Style - 300 Lumens - A19 - Medium Base - 2200K This 4 watt LED filament medium base bulb from Bulbrite provides a decorative, nostalgic feel to exposed lamp applications such as indoor ceiling fixtures and outdoor lanterns. The antique finish and 2200K warm illumination enhances the authentic historic look. A thin, clear coating of silicone covers glass in compliance with UL standard. LED Technology Notice Due to constantly evolving nature of LED technology, manufacturers will reserve the right to replace this product with next generation technology. We appreciate your understanding and acceptance of this policy. Applications Ceiling Fixtures Outdoor Post-Top / Lanterns Documents Bulbrite 776502 Spec Sheet About Bulbrite Bulbrite has been a leading manufacturer and supplier of innovative, energy-efficient light source solutions for over 40 years. With strong manufacturing expertise and an in-house state-of-the-art testing lab, Bulbrite can ensure high quality for a full line of innovative, award winning lighting products. 15,000 Hours • Exposed Filament Vintage Style Bulbrite ¦ 4W LED Vintage Filament Style - 300 Lumens - A19 - Medium Base - 2200K | 2200 | 80 | 300 | 75 | 15000 | 4 | 1 | 9.95 | 9.95 | 11.6916 | 2020Q2 | https://www.topbulb.com/bulbrite-4w-led-vintage-filament-style-a19-medium-base | Top Bulb | 2020 | Yes
LED Lighting | A-Type | Cree | True |  | General Purpose Replacement | A19 | E26 (Medium) | Not for Use in Recessed Fixtures Not for Use in Recessed Fixtures Home / Light Bulbs / LED / LED A-Line / Cree - C-A19-A-40W-DIM-27K-B2 Damp Location Rated; Not Suitable for Enclosed Fixtures; Energy Star Rated; 2-Pack 6W A19 LED Lamp - Universal - 450 Lumens - Warm White (2700K) - 90 CRI - 15000 hrs. - E26 (Medium) - 120 to 130V - Frost Cree - C-A19-A-40W-DIM-27K-B2 | 2700 | 94 | 450 | 75 | 15000 | 6 | 1 | 8.16 | 8.16 | 9.5883 | 2020Q3 | https://shop.regencylighting.com/lamps/led/a-line/c-a19-a-40w-dim-27k-b2-cre.html | Regency Lighting | 2020 | Yes
LED Lighting | A-Type | Cree | True |  | General Purpose Replacement | A19 | E26 (Medium) | Not for Use in Recessed Fixtures Not for Use in Recessed Fixtures Home / Light Bulbs / LED / Cree - C-A19-A-40W-DIM-27K-B2 Damp Location Rated; Not Suitable for Enclosed Fixtures; Energy Star Rated; 2-Pack 6W A19 LED Lamp - Universal - 450 Lumens - Warm White (2700K) - 90 CRI - 15000 hrs. - E26 (Medium) - 120 to 130V - Frost Cree - C-A19-A-40W-DIM-27K-B2 | 2700 | 94 | 450 | 75 | 15000 | 6 | 1 | 8.16 | 8.16 | 9.5883 | 2020Q3 | https://shop.regencylighting.com/lamps/led/c-a19-a-40w-dim-27k-b2-cre.html | Regency Lighting | 2020 | Yes
LED Lighting | A-Type | Manufacturer: Keystone Technologies | True |  | General Purpose Replacement | A19 | E26 (Medium) | Recessed Fixtures,Damp Location Rated Recessed Fixtures,Damp Location Rated Home > LED Light Bulbs > LED A19 Bulbs > Under 500 Lumens (40W Equal) > 2700K Warm White > 6 Watt Essential Series LED General Purpose A19 Light Bulb Dimmable 450 Lumens 90 CRI 120V 2700K Product Specifications - Quick Reference Lamp Wattage: Working Voltage: 6 Watts 120 Volt Dimensions: Dimmability: 2.36" W x 4.33" (MOL) YES - Dimmable CRI: Delivered Lumens: 90 CRI 450 Lumens Replaces: Certifications: 40 Watt Incandescent ENERGY STAR, UL, RoHS Light Color: 2700K Warm White Warranty: 2 Year Limited Keystone’s Essential Series A Shape Bulbs are designed for general purpose lighting needs. They’re suitable for new construction applications or replacing incandescent and halogen bulbs. Offering substantially longer lifespans and higher efficiencies, our A Shape Bulbs minimize energy and replacement costs. Keystone’s extensive line of Essential Series omnidirectional LED bulbs provide solutions for a variety of application needs. There is a wide range of wattage and lumen outputs available, as well as both 80 and 90 CRI options for a majority of the line. Color temperature choices include 2700K, 3000K, and 5000K, offering more aesthetic flexibility over incandescent bulbs. This Keystone Technologies KT-LED6A19-O-927 Essential Series Dimmable LED A19 Light Bulb produces a color temperature of 2700K warm white, operates on your existing 120V circuit and consumes just 6 watts of energy. These LED A19 A lamps 40 watt incandescent equivalent retrofit lights generate 450 lumens and have a Color Rendering Index (CRI) of 90. These 120 volt LED light bulbs fit fixtures with an E26 medium base. These LED A19 bulbs are dimmable and CEC Title 20 Compliant. For Non-Dimmable versions, or Non-CEC compliant versions, please refer to the related products below. Can't find what you are looking for or need a quote for a large job? Give our customer service a call at 248-276-9640. The bulb's dimensions are 2.36 inches wide by 4.33 inches MOL. The lens conceals the LEDs from sight and evenly distributes the light and with a durable plastic housing that lowers the risk for breakage. They can be used with LED compatible controls and dimmers and are also rated for use in enclosed fixtures. Click here to see the complete Keystone 6 Watt 90CRI General Purpose Dimmable A19 Specification Sheet. These bulbs are damp location rated, Energy Star qualified, and have a rated life of 15,000 hours or a 2 Year limited warranty. Typical Applications Typical applications for these omni-directional LED A19 lamps include table and floor lamps, chandeliers, pendants, corridor light and sconce fixtures and general decorative outdoor lighting in residential, office, retail, restaurant, school, hospital and hotel/motel locations. Keystone Technologies 6 Watt Essential Series LED General Purpose A19 Light Bulb Dimmable 450 Lumens 90 CRI 120V 2700K | 2700 | 93 | 450 | 75 | 15000 | 6 | 1 | 3.23 | 3.23 | 3.7954 | 2020Q3 | https://www.greenelectricalsupply.com/6-watt-essential-series-led-general-purpose-a19-light-bulb-dimmable-450-lumens-90-cri-120v-2700k.aspx | Green Electrical Supply | 2020 | Yes
LED Lighting | A-Type | Manufacturer: Keystone Technologies | True |  | General Purpose Replacement | A19 | E26 (Medium) | Recessed Fixtures,Damp Location Rated Recessed Fixtures,Damp Location Rated Home > LED Light Bulbs > LED A19 Bulbs > Under 500 Lumens (40W Equal) > 3000K Warm White > 6 Watt Essential Series LED General Purpose A19 Light Bulb Dimmable 450 Lumens 90 CRI 120V 3000K Product Specifications - Quick Reference Lamp Wattage: Working Voltage: 6 Watts 120 Volt Dimensions: Dimmability: 2.36" W x 4.33" (MOL) YES - Dimmable CRI: Delivered Lumens: 90 CRI 450 Lumens Replaces: Certifications: 40 Watt Incandescent ENERGY STAR, UL, RoHS Light Color: 3000K Warm White Warranty: 2 Year Limited Keystone’s Essential Series A Shape Bulbs are designed for general purpose lighting needs. They’re suitable for new construction applications or replacing incandescent and halogen bulbs. Offering substantially longer lifespans and higher efficiencies, our A Shape Bulbs minimize energy and replacement costs. Keystone’s extensive line of Essential Series omnidirectional LED bulbs provide solutions for a variety of application needs. There is a wide range of wattage and lumen outputs available, as well as both 80 and 90 CRI options for a majority of the line. Color temperature choices include 2700K, 3000K, and 5000K, offering more aesthetic flexibility over incandescent bulbs. This Keystone Technologies KT-LED6A19-O-930 Essential Series Dimmable LED A19 Light Bulb produces a color temperature of 3000K warm white, operates on your existing 120V circuit and consumes just 6 watts of energy. These LED A19 A lamps 40 watt incandescent equivalent retrofit lights generate 450 lumens and have a Color Rendering Index (CRI) of 890. These 120 volt LED light bulbs fit fixtures with an E26 medium base. These LED A19 bulbs are dimmable but are NOT CEC Title 20 Compliant. For Non-Dimmable versions, or CEC compliant versions, please refer to the related products below. Can't find what you are looking for or need a quote for a large job? Give our customer service a call at 248-276-9640. The bulb's dimensions are 2.36 inches wide by 4.33 inches MOL. The lens conceals the LEDs from sight and evenly distributes the light and with a durable plastic housing that lowers the risk for breakage. They can be used with LED compatible controls and dimmers and are also rated for use in enclosed fixtures. Click here to see the complete Keystone 6 Watt 80CRI General Purpose Dimmable A19 Specification Sheet. These bulbs are damp location rated, Energy Star qualified, and have a rated life of 15,000 hours or a 2 Year limited warranty. Typical Applications Typical applications for these omni-directional LED A19 lamps include table and floor lamps, chandeliers, pendants, corridor light and sconce fixtures and general decorative outdoor lighting in residential, office, retail, restaurant, school, hospital and hotel/motel locations. Keystone Technologies 6 Watt Essential Series LED General Purpose A19 Light Bulb Dimmable 450 Lumens 90 CRI 120V 3000K | 3000 | 93 | 450 | 75 | 15000 | 6 | 1 | 3.23 | 3.23 | 3.7954 | 2020Q3 | https://www.greenelectricalsupply.com/6-watt-essential-series-led-general-purpose-a19-light-bulb-dimmable-450-lumens-90-cri-120v-3000k.aspx | Green Electrical Supply | 2020 | Yes
LED Lighting | A-Type | Manufacturer: Keystone Technologies | True | Daylighting/Photocell, | General Purpose Replacement | A19 | E26 (Medium) | Recessed Fixtures,Damp Location Rated Recessed Fixtures,Damp Location Rated Home > LED Light Bulbs > LED A19 Bulbs > Under 500 Lumens (40W Equal) > 5000K Daylight > 6 Watt Essential Series LED General Purpose A19 Light Bulb Dimmable 450 Lumens 90 CRI 120V 5000K Product Specifications - Quick Reference Lamp Wattage: Working Voltage: 6 Watts 120 Volt Dimensions: Dimmability: 2.36" W x 4.33" (MOL) YES - Dimmable CRI: Delivered Lumens: 90 CRI 450 Lumens Replaces: Certifications: 40 Watt Incandescent ENERGY STAR, UL, RoHS Light Color: 5000K Daylight Warranty: 2 Year Limited Keystone’s Essential Series A Shape Bulbs are designed for general purpose lighting needs. They’re suitable for new construction applications or replacing incandescent and halogen bulbs. Offering substantially longer lifespans and higher efficiencies, our A Shape Bulbs minimize energy and replacement costs. Keystone’s extensive line of Essential Series omnidirectional LED bulbs provide solutions for a variety of application needs. There is a wide range of wattage and lumen outputs available, as well as both 80 and 90 CRI options for a majority of the line. Color temperature choices include 2700K, 3000K, and 5000K, offering more aesthetic flexibility over incandescent bulbs. This Keystone Technologies KT-LED6A19-O-950 Essential Series Dimmable LED A19 Light Bulb produces a color temperature of 5000K daylight, operates on your existing 120V circuit and consumes just 6 watts of energy. These LED A19 A lamps 40 watt incandescent equivalent retrofit lights generate 450 lumens and have a Color Rendering Index (CRI) of 90. These 120 volt LED light bulbs fit fixtures with an E26 medium base. These LED A19 bulbs are dimmable and CEC Title 20 Compliant. For Non-Dimmable versions, or Non-CEC compliant versions, please refer to the related products below. Can't find what you are looking for or need a quote for a large job? Give our customer service a call at 248-276-9640. The bulb's dimensions are 2.36 inches wide by 4.33 inches MOL. The lens conceals the LEDs from sight and evenly distributes the light and with a durable plastic housing that lowers the risk for breakage. They can be used with LED compatible controls and dimmers and are also rated for use in enclosed fixtures. Click here to see the complete Keystone 6 Watt 90CRI General Purpose Dimmable A19 Specification Sheet. These bulbs are damp location rated, Energy Star qualified, and have a rated life of 15,000 hours or a 2 Year limited warranty. Typical Applications Typical applications for these omni-directional LED A19 lamps include table and floor lamps, chandeliers, pendants, corridor light and sconce fixtures and general decorative outdoor lighting in residential, office, retail, restaurant, school, hospital and hotel/motel locations. Keystone Technologies 6 Watt Essential Series LED General Purpose A19 Light Bulb Dimmable 450 Lumens 90 CRI 120V 5000K | 5000 | 94 | 450 | 75 | 15000 | 6 | 1 | 3.23 | 3.23 | 3.7954 | 2020Q3 | https://www.greenelectricalsupply.com/6-watt-essential-series-led-general-purpose-a19-light-bulb-dimmable-450-lumens-90-cri-120v-5000k.aspx | Green Electrical Supply | 2020 | Yes
LED Lighting | A-Type | Sylvania | True | Daylighting/Photocell, | General Purpose Replacement | A19 | E26 (Medium) | Use With Timers,Use With Photo and/or Motion Sensors,Recessed Fixtures,Damp Location Rated Use With Timers,Use With Photo and/or Motion Sensors,Recessed Fixtures,Damp Location Rated Topbulb » LED Bulbs » LED Standard Shape » 40W Equal » Sylvania Ultra LED - 6W LED - 40W Equal - Warm White Light This Sylvania Ultra premium quality LED provides energy savings and long life in an LED that directly replaces a 40 watt incandescent bulb. With an operating temperature range of -4°F to 113°F, this LED bulb can be used in many applications, including outdoor fixtures (damp location), in homes and businesses. Environmentally responsible, this bulb is RoHS compliant and contains no mercury, lead or other hazardous materials. The bulb does not emit UV or IR radiation. Energy Star qualifed. LED Technology Notice Due to constantly evolving nature of LED technology, manufacturers will reserve the right to replace this product with next generation technology. We appreciate your understanding and acceptance of this policy. Utility/Government Incentives Documents Sylvania 79242 Dimmer Compatibility 25,000 Hour Life • 2700K • Dimmable • Energy Star Sylvania Ultra LED - 6W LED - 40W Equal - Warm White Light | 2700 | 82 | 450 | 75 | 25000 | 6 | 1 | 10.99 | 10.99 | 12.9137 | 2020Q3 | https://www.topbulb.com/sylvania-6w-led-40w-equal-warm-white-light | Top Bulb | 2020 | Yes
LED Lighting | A-Type | Brand Sylvania | False |  |  |  |  | Sylvania A19 Contactor Series LED Light Bulb 6 Watt 80 CRI 450 Lumens E26 Medium Base Frosted Medium Base Non-Dimmable 2700K Color Temperature 120 Volt 11,000 Hours Average Rated Life. Mfg #74079 Sylvania 6 Watt 2700K A19 Contractor Series LED Light Bulb 24-Pack | 2700 | 80 | 450 | 75 | 11000 | 6 | 1 | 66.72 | 66.72 | 78.3986 | 2020Q3 | https://hdsupplysolutions.com/p/led-00-75-10-35/sylvania-6-watt-2700k-a19-contractor-series-led-light-bulb-24-pack-p205648 | HD Supply | 2020 | Yes
LED Lighting | A-Type | Brand Sylvania | False |  |  |  |  | Sylvania A19 LED Light Bulb 6 Watt 80 CRI 450 Lumens Non-Dimmable E26 Medium Base 120 Volt 2700K Color Temperature 11,000 Hours Average Rated Life. Mfg #74077 Sylvania 6 Watt 2700K A19 LED Light Bulb 12-Pack | 2700 | 80 | 450 | 75 | 11000 | 6 | 1 | 33.36 | 33.36 | 39.1993 | 2020Q3 | https://hdsupplysolutions.com/p/led-00-75-10-35/sylvania-6-watt-2700k-a19-led-light-bulb-12-pack-p205647 | HD Supply | 2020 | Yes
LED Lighting | A-Type | Brand Sylvania | True |  |  |  |  | Sylvania E26 LED A19 Light Bulb 6 Watt No Dimmable 80 CRI 450 Lumen 3500K Color Temperature 11000 Hours Average Rated Life. Mfg #79703 Sylvania 6 Watt 3500K A19 LED Light Bulb 24-Pack | 3500 | 80 | 450 | 75 | 11000 | 6 | 1 | 66.72 | 66.72 | 78.3986 | 2020Q3 | https://hdsupplysolutions.com/p/led-00-75-10-35/sylvania-6-watt-3500k-a19-led-light-bulb-24-pack-p205721 | HD Supply | 2020 | Yes
LED Lighting | A-Type | Brand Sylvania | True |  |  |  |  | Sylvania E26 LED A19 Light Bulb 6 Watt No Dimmable 80 CRI 450 Lumen 3500K Color Temperature 11000 Hours Average Rated Life. Mfg #79701 Sylvania 6 Watt 3500K A19 LED Light Bulb 6-Pack | 3500 | 80 | 450 | 75 | 11000 | 6 | 1 | 16.64 | 16.64 | 19.5526 | 2020Q3 | https://hdsupplysolutions.com/p/led-00-75-10-35/sylvania-6-watt-3500k-a19-led-light-bulb-6-pack-p205720 | HD Supply | 2020 | Yes
LED Lighting | A-Type | Brand Sylvania | False |  |  |  |  | Sylvania A19 LED Light Bulb 6 Watt 80 CRI 450 Lumens 5000K Color Temperature Non-Dimmable E26 Medium Base 120 Volt Frosted 11,000 Hours Average Rated Life. Mfg #74084 Sylvania 6 Watt 5000K A19 LED Light Bulb 24-Pack | 5000 | 80 | 450 | 75 | 11000 | 6 | 1 | 68 | 68 | 79.9026 | 2020Q3 | https://hdsupplysolutions.com/p/led-00-75-10-35/sylvania-6-watt-5000k-a19-led-light-bulb-24-pack-p205649 | HD Supply | 2020 | Yes
LED Lighting | A-Type | Maxlite | False |  | A19/21 | E26 (Medium) | E26 (Medium) | Home / Light Bulbs / LED / LED A-Line / Maxlite - 102600 - E6A19NDV27 Non-Dimming Value Series; Enclosed Rated; Damp Location Rated 6W A19 LED Lamp - 450 Lumens - Warm White (2700K) - 80 CRI - 11000 hrs. - E26 (Medium) - 120 to 130V Maxlite - 102600 - E6A19NDV27 | 2700 | 80 | 450 | 75 | 11000 | 6 | 1 | 2.21 | 2.21 | 2.5968 | 2020Q3 | https://shop.regencylighting.com/lamps/led/a-line/e6a19ndv27-mxt.html | Regency Lighting | 2020 | Yes
LED Lighting | A-Type | Maxlite | False |  | A19/21 | E26 (Medium) | E26 (Medium) | Home / Light Bulbs / LED / LED A-Line / Maxlite - 102602 - E6A19NDV30 Non-Dimming Value Series; Enclosed Rated; Damp Location Rated 6W A19 LED Lamp - 450 Lumens - Warm White (3000K) - 80 CRI - 11000 hrs. - E26 (Medium) - 120 to 130V Maxlite - 102602 - E6A19NDV30 | 3000 | 80 | 450 | 75 | 11000 | 6 | 1 | 2.21 | 2.21 | 2.5968 | 2020Q3 | https://shop.regencylighting.com/lamps/led/a-line/e6a19ndv30-mxt.html | Regency Lighting | 2020 | Yes
LED Lighting | A-Type | Maxlite | False | Daylighting/Photocell, | A19/21 | E26 (Medium) | E26 (Medium) | Home / Light Bulbs / LED / LED A-Line / Maxlite - 102603 - E6A19NDV50 Non-Dimming Value Series; Enclosed Rated; Damp Location Rated 6W A19 LED Lamp - 450 Lumens - Daylight (5000K) - 80 CRI - 11000 hrs. - E26 (Medium) - 120 to 130V Maxlite - 102603 - E6A19NDV50 | 5000 | 80 | 450 | 75 | 11000 | 6 | 1 | 2.21 | 2.21 | 2.5968 | 2020Q3 | https://shop.regencylighting.com/lamps/led/a-line/e6a19ndv50-mxt.html | Regency Lighting | 2020 | Yes
LED Lighting | A-Type | Sylvania | False |  | A19/21 | E26 (Medium) | E26 (Medium) | Home / Light Bulbs / LED / LED A-Line / Sylvania - 74731 - LED6A19/F/830/10YV/RP Contractor Series; Suitable for Totally Enclosed Locations; Suitable for Rough Service; Suitable for Damp Locations 6W A19 LED Lamp - Universal - 450 Lumens - Warm White (3000K) - 80 CRI - 11000 hrs. - E26 (Medium) - 120 to 130V - Frosted Sylvania - 74731 - LED6A19/F/830/10YV/RP | 3000 | 80 | 450 | 75 | 11000 | 6 | 1 | 2.66 | 2.66 | 3.1256 | 2020Q3 | https://shop.regencylighting.com/lamps/led/a-line/led6a19-f-830-10yv-rp-74731.html | Regency Lighting | 2020 | Yes
LED Lighting | A-Type | Sylvania | False |  | A19/21 | E26 (Medium) | E26 (Medium) | Home / Light Bulbs / LED / LED A-Line / Sylvania - 74076 - LED6A19F82710YVRP Damp Location Rated; Approved for Use in Totally Enclosed Fixtures 6W A19 LED Lamp - Universal - 450 Lumens - Warm White (2700K) - 80 CRI - 11000 Hours - E26 (Medium) - 120 to 130V - Frost Sylvania - 74076 - LED6A19F82710YVRP | 2700 | 80 | 450 | 75 | 11000 | 6 | 6 | 15.9 | 2.65 | 3.1139 | 2020Q3 | https://shop.regencylighting.com/lamps/led/a-line/led6a19f82710yvrp-74076.html | Regency Lighting | 2020 | Yes
LED Lighting | A-Type | Sylvania | False |  | A19/21 | E26 (Medium) | E26 (Medium) | Home / Light Bulbs / LED / LED A-Line / Sylvania - 74077 - LED6A19F82710YVRP2 Damp Location Rated; Approved for Use in Totally Enclosed Fixtures 6W A19 LED Lamp - Universal - 450 Lumens - Warm White (2700K) - 80 CRI - 11000 Hours - E26 (Medium) - 120 to 130V - Frost Sylvania - 74077 - LED6A19F82710YVRP2 | 2700 | 80 | 450 | 75 | 11000 | 6 | 12 | 31.8 | 2.65 | 3.1139 | 2020Q3 | https://shop.regencylighting.com/lamps/led/a-line/led6a19f82710yvrp2-74077.html | Regency Lighting | 2020 | Yes
LED Lighting | A-Type | Sylvania | False |  | A19/21 | E26 (Medium) | E26 (Medium) | Home / Light Bulbs / LED / LED A-Line / Sylvania - 79701 - LED6A19F83510YVRP 6/CS 1/SKU Damp Location Rated; Approved for Use in Totally Enclosed Fixtures 6W A19 LED Lamp - Universal - 450 Lumens - Neutral White (3500K) - 80 CRI - 11000 Hours - E26 (Medium) - 120 to 130V - Frost Sylvania - 79701 - LED6A19F83510YVRP 6/CS 1/SKU | 3500 | 80 | 450 | 75 | 11000 | 6 | 6 | 15.9 | 2.65 | 3.1139 | 2020Q3 | https://shop.regencylighting.com/lamps/led/a-line/led6a19f83510yvrp-6-cs-1-sku-79701.html | Regency Lighting | 2020 | Yes
LED Lighting | A-Type | Sylvania | False | Daylighting/Photocell, | A19/21 | E26 (Medium) | E26 (Medium) | Home / Light Bulbs / LED / LED A-Line / Sylvania - 74080 - LED6A19F85010YVRP Damp Location Rated; Approved for Use in Totally Enclosed Fixtures 6W A19 LED Lamp - Universal - 450 Lumens - Daylight (5000K) - 80 CRI - 11000 Hours - E26 (Medium) - 120 to 130V - Frost Sylvania - 74080 - LED6A19F85010YVRP | 5000 | 80 | 450 | 75 | 11000 | 6 | 6 | 15.9 | 2.65 | 3.1139 | 2020Q3 | https://shop.regencylighting.com/lamps/led/a-line/led6a19f85010yvrp-74080.html | Regency Lighting | 2020 | Yes
LED Lighting | A-Type | Sylvania | False | Daylighting/Photocell, | A19/21 | E26 (Medium) | E26 (Medium) | Home / Light Bulbs / LED / LED A-Line / Sylvania - 74081 - LED6A19F85010YVRP2 Damp Location Rated; Approved for Use in Totally Enclosed Fixtures 6W A19 LED Lamp - Universal - 450 Lumens - Daylight (5000K) - 80 CRI - 11000 Hours - E26 (Medium) - 120 to 130V - Frost Sylvania - 74081 - LED6A19F85010YVRP2 | 5000 | 80 | 450 | 75 | 11000 | 6 | 6 | 15.9 | 2.65 | 3.1139 | 2020Q3 | https://shop.regencylighting.com/lamps/led/a-line/led6a19f85010yvrp2-74081.html | Regency Lighting | 2020 | Yes
LED Lighting | A-Type | Maxlite | False |  | A19/21 | E26 (Medium) | E26 (Medium) | Home / Light Bulbs / LED / Maxlite - 102600 - E6A19NDV27 Non-Dimming Value Series; Enclosed Rated; Damp Location Rated 6W A19 LED Lamp - 450 Lumens - Warm White (2700K) - 80 CRI - 11000 hrs. - E26 (Medium) - 120 to 130V Maxlite - 102600 - E6A19NDV27 | 2700 | 80 | 450 | 75 | 11000 | 6 | 1 | 2.21 | 2.21 | 2.5968 | 2020Q3 | https://shop.regencylighting.com/lamps/led/e6a19ndv27-mxt.html | Regency Lighting | 2020 | Yes
LED Lighting | A-Type | Maxlite | False |  | A19/21 | E26 (Medium) | E26 (Medium) | Home / Light Bulbs / LED / Maxlite - 102602 - E6A19NDV30 Non-Dimming Value Series; Enclosed Rated; Damp Location Rated 6W A19 LED Lamp - 450 Lumens - Warm White (3000K) - 80 CRI - 11000 hrs. - E26 (Medium) - 120 to 130V Maxlite - 102602 - E6A19NDV30 | 3000 | 80 | 450 | 75 | 11000 | 6 | 1 | 2.21 | 2.21 | 2.5968 | 2020Q3 | https://shop.regencylighting.com/lamps/led/e6a19ndv30-mxt.html | Regency Lighting | 2020 | Yes
LED Lighting | A-Type | Maxlite | False | Daylighting/Photocell, | A19/21 | E26 (Medium) | E26 (Medium) | Home / Light Bulbs / LED / Maxlite - 102603 - E6A19NDV50 Non-Dimming Value Series; Enclosed Rated; Damp Location Rated 6W A19 LED Lamp - 450 Lumens - Daylight (5000K) - 80 CRI - 11000 hrs. - E26 (Medium) - 120 to 130V Maxlite - 102603 - E6A19NDV50 | 5000 | 80 | 450 | 75 | 11000 | 6 | 1 | 2.21 | 2.21 | 2.5968 | 2020Q3 | https://shop.regencylighting.com/lamps/led/e6a19ndv50-mxt.html | Regency Lighting | 2020 | Yes
LED Lighting | A-Type | Sylvania | False |  | A19/21 | E26 (Medium) | E26 (Medium) | Home / Light Bulbs / LED / Sylvania - 74731 - LED6A19/F/830/10YV/RP Contractor Series; Suitable for Totally Enclosed Locations; Suitable for Rough Service; Suitable for Damp Locations 6W A19 LED Lamp - Universal - 450 Lumens - Warm White (3000K) - 80 CRI - 11000 hrs. - E26 (Medium) - 120 to 130V - Frosted Sylvania - 74731 - LED6A19/F/830/10YV/RP | 3000 | 80 | 450 | 75 | 11000 | 6 | 1 | 2.66 | 2.66 | 3.1256 | 2020Q3 | https://shop.regencylighting.com/lamps/led/led6a19-f-830-10yv-rp-74731.html | Regency Lighting | 2020 | Yes
LED Lighting | A-Type | Sylvania | False |  | A19/21 | E26 (Medium) | E26 (Medium) | Home / Light Bulbs / LED / Sylvania - 74076 - LED6A19F82710YVRP Damp Location Rated; Approved for Use in Totally Enclosed Fixtures 6W A19 LED Lamp - Universal - 450 Lumens - Warm White (2700K) - 80 CRI - 11000 Hours - E26 (Medium) - 120 to 130V - Frost Sylvania - 74076 - LED6A19F82710YVRP | 2700 | 80 | 450 | 75 | 11000 | 6 | 6 | 15.9 | 2.65 | 3.1139 | 2020Q3 | https://shop.regencylighting.com/lamps/led/led6a19f82710yvrp-74076.html | Regency Lighting | 2020 | Yes
LED Lighting | A-Type | Sylvania | False |  | A19/21 | E26 (Medium) | E26 (Medium) | Home / Light Bulbs / LED / Sylvania - 74077 - LED6A19F82710YVRP2 Damp Location Rated; Approved for Use in Totally Enclosed Fixtures 6W A19 LED Lamp - Universal - 450 Lumens - Warm White (2700K) - 80 CRI - 11000 Hours - E26 (Medium) - 120 to 130V - Frost Sylvania - 74077 - LED6A19F82710YVRP2 | 2700 | 80 | 450 | 75 | 11000 | 6 | 12 | 31.8 | 2.65 | 3.1139 | 2020Q3 | https://shop.regencylighting.com/lamps/led/led6a19f82710yvrp2-74077.html | Regency Lighting | 2020 | Yes
LED Lighting | A-Type | Sylvania | False |  | A19/21 | E26 (Medium) | E26 (Medium) | Home / Light Bulbs / LED / Sylvania - 79701 - LED6A19F83510YVRP 6/CS 1/SKU Damp Location Rated; Approved for Use in Totally Enclosed Fixtures 6W A19 LED Lamp - Universal - 450 Lumens - Neutral White (3500K) - 80 CRI - 11000 Hours - E26 (Medium) - 120 to 130V - Frost Sylvania - 79701 - LED6A19F83510YVRP 6/CS 1/SKU | 3500 | 80 | 450 | 75 | 11000 | 6 | 6 | 15.9 | 2.65 | 3.1139 | 2020Q3 | https://shop.regencylighting.com/lamps/led/led6a19f83510yvrp-6-cs-1-sku-79701.html | Regency Lighting | 2020 | Yes
LED Lighting | A-Type | Sylvania | False | Daylighting/Photocell, | A19/21 | E26 (Medium) | E26 (Medium) | Home / Light Bulbs / LED / Sylvania - 74080 - LED6A19F85010YVRP Damp Location Rated; Approved for Use in Totally Enclosed Fixtures 6W A19 LED Lamp - Universal - 450 Lumens - Daylight (5000K) - 80 CRI - 11000 Hours - E26 (Medium) - 120 to 130V - Frost Sylvania - 74080 - LED6A19F85010YVRP | 5000 | 80 | 450 | 75 | 11000 | 6 | 6 | 15.9 | 2.65 | 3.1139 | 2020Q3 | https://shop.regencylighting.com/lamps/led/led6a19f85010yvrp-74080.html | Regency Lighting | 2020 | Yes
LED Lighting | A-Type | Sylvania | False | Daylighting/Photocell, | A19/21 | E26 (Medium) | E26 (Medium) | Home / Light Bulbs / LED / Sylvania - 74081 - LED6A19F85010YVRP2 Damp Location Rated; Approved for Use in Totally Enclosed Fixtures 6W A19 LED Lamp - Universal - 450 Lumens - Daylight (5000K) - 80 CRI - 11000 Hours - E26 (Medium) - 120 to 130V - Frost Sylvania - 74081 - LED6A19F85010YVRP2 | 5000 | 80 | 450 | 75 | 11000 | 6 | 6 | 15.9 | 2.65 | 3.1139 | 2020Q3 | https://shop.regencylighting.com/lamps/led/led6a19f85010yvrp2-74081.html | Regency Lighting | 2020 | Yes
LED Lighting | A-Type | Halco |  |  |  | A19 | Medium (E26) | Description Decrease your energy consumption up to 80 percent by using this A19 LED bulb in your home lighting fixtures. Replaces a 40-Watt incandescent Color matches incandescent bulb Great for table and floor lamps 450 Lumens - 2700 Kelvin - 120 Volt - Halco 80971 LED A19 - 6 Watt - 40 Watt Equal - Incandescent Match | 2700 |  | 450 | 75 |  | 6 | 6 | 7.74 | 1.29 | 1.5158 | 2020Q3 | https://www.1000bulbs.com/product/202610/HALCO-80971.html | 1000bulbs.com | 2020 | Yes
LED Lighting | A-Type | Halco |  |  |  | A19 | Medium (E26) | Description Create a calm and inviting atmosphere in your home or business by using this LED A19 light bulb. Replaces old 40-Watt incandescents Fits table and floor lamps 83% in energy savings Emits a halogen color 450 Lumens - 3000 Kelvin - 120 Volt - Halco 80972 LED A19 - 6 Watt - 40W Watt Equal - Halogen Match | 3000 |  | 450 | 75 |  | 6 | 6 | 7.86 | 1.31 | 1.5393 | 2020Q3 | https://www.1000bulbs.com/product/202611/HALCO-80972.html | 1000bulbs.com | 2020 | Yes
LED Lighting | A-Type | PLT | True |  |  | A19 | Medium (E26) | Description Designed to replace a 40-Watt incandescent bulb, this energy-efficient LED A19 operates on just 6 Watts to provide uniform light. Emits a soothing, halogen colored light Great for common household fixtures Smooth dimming technology 450 Lumens - 3000 Kelvin - 120 Volt - PLT-11377 LED A19 - 6 Watt - 40 Watt Equal - Halogen Match | 3000 |  | 450 | 75 |  | 6 | 50 | 65.5 | 1.31 | 1.5393 | 2020Q3 | https://www.1000bulbs.com/product/210962/PLT-11377.html | 1000bulbs.com | 2020 | Yes
LED Lighting | A-Type | PLT |  |  |  | A19 | Medium (E26) | Description Give spaces a welcoming ambiance while saving up to 80 percent in energy usage with this LED A19 lamp. Great for lamps, ceiling, and other fixtures Lasts longer than an incandescent bulb Halogen color gives a warm ambiance 450 Lumens - 3000 Kelvin - 120 Volt - PLT-11486 LED A19 - 6 Watt - 40 Watt Equal - Halogen Match | 3000 |  | 450 | 75 |  | 6 | 50 | 53.5 | 1.07 | 1.2573 | 2020Q3 | https://www.1000bulbs.com/product/211294/PLT-11486.html | 1000bulbs.com | 2020 | Yes
LED Lighting | A-Type | PLT | True |  |  | A19 | Medium (E26) | Description Save time and money by replacing your traditional incandescents with this energy-efficient, long-lasting PLT LED A19 bulb. 6-Watt replacement to 40-Watt incandescents Enclosed fixture and damp location rated Dims down to 10% 450 Lumens - 4000 Kelvin - 120 Volt - PLT-11519 LED A19 - 6 Watt - 40 Watt Equal - Cool White | 4000 |  | 450 | 75 |  | 6 | 50 | 65.5 | 1.31 | 1.5393 | 2020Q3 | https://www.1000bulbs.com/product/211648/PLT-11519.html | 1000bulbs.com | 2020 | Yes
LED Lighting | A-Type | PLT |  |  |  | A19 | Medium (E26) | Description Improve the ambiance throughout your home with a 10-pack of these LED A19 bulbs by providing comfortable, diffused lighting. Lasts up to 5 times longer than incandescents Excellent for table and flood lamps Saves up to 85% in energy 450 Lumens - 2700 Kelvin - Medium Base - 120 Volt - PLT-11655-10PK LED A19 - 6 Watt - 40 Watt Equal - Incandescent Match - 10 Pack | 2700 |  | 450 | 75 |  | 6 | 5 | 6.5 | 1.3 | 1.5276 | 2020Q3 | https://www.1000bulbs.com/product/217373/PLT-11655-10PK.html | 1000bulbs.com | 2020 | Yes
LED Lighting | A-Type | PLT |  |  |  | A19 | Medium (E26) | Description Stop replacing incandescents and opt for a longer-lasting alternative, this LED A19 bulb that will save you on energy and relamping costs. Great for ceiling fixtures and table lamps Cool white color is great for task areas Frosted to emit evenly diffused light 450 Lumens - 4000 Kelvin - Medium Base - 120 Volt - PLT-11634 LED A19 - 6 Watt - 40 Watt Equal - Cool White | 4000 |  | 450 | 75 |  | 6 | 50 | 57 | 1.14 | 1.3395 | 2020Q3 | https://www.1000bulbs.com/product/218815/PLT-11634.html | 1000bulbs.com | 2020 | Yes
LED Lighting | A-Type | PLT |  | Daylighting/Photocell, |  | A19 | Medium (E26) | Description Stop replacing incandescents and opt for a longer-lasting alternative, this LED A19 bulb that will save you on energy and relamping costs. Great for ceiling fixtures and table lamps Frosted to emit evenly diffused light Output is excellent for work areas 450 Lumens - 5000 Kelvin - Medium Base - 120 Volt - PLT-11701 LED A19 - 6 Watt - 40 Watt Equal - Daylight White | 5000 |  | 450 | 75 |  | 6 | 50 | 57 | 1.14 | 1.3395 | 2020Q3 | https://www.1000bulbs.com/product/218816/PLT-11701.html | 1000bulbs.com | 2020 | Yes
LED Lighting | A-Type | PLT | True |  |  | A19 | Medium (E26) | Description Stop replacing incandescents and opt for a longer-lasting alternative, this LED A19 bulb that will save you on energy and relamping costs. Soft white color creates a comfortable environment Great for ceiling fixtures and table lamps Frosted to emit evenly diffused light Dimmable 450 Lumens - 2700 Kelvin - 120 Volt - PLT-11800 LED A19 - 6 Watt - 40 Watt Equal - Incandescent Match | 2700 |  | 450 | 75 |  | 6 | 50 | 65.5 | 1.31 | 1.5393 | 2020Q3 | https://www.1000bulbs.com/product/218817/PLT-11800.html | 1000bulbs.com | 2020 | Yes
LED Lighting | A-Type | SYLVANIA | True |  |  | A19 (Arbitrary) | Medium Screw (E26) | Home Lamps, Bulbs, Ballasts Bulbs - LED LED - Traditional Lamps - A-Type LED6A19DIMO827G5 LED Lamp, Dimmable, 6 Watt, 120 Volt, Bulb: A19 (Arbitrary), Base: Medium Screw (E26), Lumens: 450, CRI: 80, Color Temperature: 2700K, Lamp Finish: Frosted, Standard Case Qty: 6 Sylvania Part # 79242 *** Discontinued *** LED Lamp, Dimmable, A19, 6W, 120V, Frosted *** Discontinued *** SYLVANIA LED6A19DIMO827G5 LED Lamp, Dimmable, A19, 6W, 120V, Frosted *** Discontinued *** | 2700 | 80 | 450 | 75 |  | 6 | 1 | 22.94 | 22.94 | 26.9554 | 2020Q3 | https://www.rexelusa.com/usr/Root-Category/Lamps,-Bulbs,-Ballasts/Bulbs---LED/LED---Traditional/Lamps---A-Type/SYLVANIA-LED6A19DIMO827G5-LED-Lamp,-Dimmable,-A19,-6W,-120V,-Frosted-Discontinued-/p/865162?prevPageNumber=30 | Rexel Energy Solutions | 2020 | Yes
LED Lighting | A-Type | Energetic Lighting | True |  | LED | A19 | E26 (Medium) | Topbulb » LED Bulbs » LED Standard Shape » 40W Equal » Energetic - 6W LED - 40W Equal - 2700K The 6W LED Energetic Lighting ELY06D-EOAW-VB produces warm white light equivalent to a 40 watt incandescent bulb. This LED A-Lamp, like all LEDs, is mercury free and has an operating temperature range of -4 degrees F to 113 degrees F. Use this dimmable LED wherever you currently use standard 40 watt incandescent bulbs. Energy Star qualified. Dimmer compatibility list: Leviton 6681 Leviton 6631 Leviton IBI03 black Leviton 6633 Lutron D-603PGH-DK Lutron D-600PH-DK Lutron FS-5FH-DK Lutron LG-600H-AL Lutron LG-600H-WH Lutron CTCL-153PD Lutron CT-600P Lutron LG-600PH-WH Lutron LG-603PH-BL Lutron S-600PH-WH Lutron V-600PH-WH Lutron TGCL-153P Leviton 6681 Leviton 6631 Leviton IBI03 black Leviton 6633 LED Technology Notice Due to constantly evolving nature of LED technology, manufacturers will reserve the right to replace this product with next generation technology. We appreciate your understanding and acceptance of this policy. Utility/Government Incentives About Energetic Lighting For more than 30 years, Energetic Lighting has been a leading international manufacturer and developer of energy efficient lighting products. Energetic's mission is to make the world brighter more efficiently while continuing to bring new lighting products to the industry. As one of the largest manufacturers of CFLs and T5 light bulbs in China, Energetic has extensive experience and a 2,000,000 square foot facility for designing, manufacturing, and distributing energy efficient light bulbs to some of the world's largest lighting companies. Resources Step by Step, How to Buy an LED Bulb for Your Home Warm White Light • A19 Shape • Dimmable Energetic - 6W LED - 40W Equal - 2700K | 2700 | 80 | 450 | 75 | 25000 | 6 | 1 | 11.67 | 11.67 | 13.7127 | 2020Q3 | https://www.topbulb.com/energetic-6w-led-40w-equal-2700k | Top Bulb | 2020 | Yes
LED Lighting | A-Type | GE Lighting | False |  | LED | A19 | E26 (Medium) | Topbulb » LED Bulbs » LED Standard Shape » 40W Equal » GE 35517 ¦ 6W LED Bright Stik - 40W Equal - 450 Lumens - 2850K - 3 Pack Use this GE 6 watt, medium base LED as a direct replacement for 40 watt incandescent / halogen equivalent light sources where warm white light is desired. Especially useful in applications requiring short bulb length. Priced and shipped as a 3-Pack. LED Technology Notice Due to constantly evolving nature of LED technology, manufacturers will reserve the right to replace this product with next generation technology. We appreciate your understanding and acceptance of this policy. Documents GE 35517 Spec Sheet About GE Lighting Started over 130 years ago, General Electric began with Thomas Edison's invention of the world's first affordable incandescent light bulb. More than a century later, the company still brings light to the world through its products. Its modern new light technologies, such as fluorescent and LED light bulbs, cost less and are more energy efficient and environmentally friendly. GE currently works to make nearly all of their lighting products Energy Star certified. 15,000 Hours • Length 4.45" • Non-Dimmable GE 35517 ¦ 6W LED Bright Stik - 40W Equal - 450 Lumens - 2850K - 3 Pack | 2850 | 80 | 450 | 75 | 15000 | 6 | 1 | 10.95 | 10.95 | 12.8667 | 2020Q3 | https://www.topbulb.com/ge-35517-6w-led-a19-2850k | Top Bulb | 2020 | Yes
LED Lighting | A-Type | GE Lighting | False |  | LED | A19 | E26 (Medium) | Topbulb » LED Bulbs » LED Standard Shape » 40W Equal » GE 35519 ¦ 6W LED Bright Stik - 40W Equal - 450 Lumens - 5000K - 3 Pack Use this GE 6 watt, medium base LED as a direct replacement for 40 watt incandescent / halogen equivalent light sources where very cool white light is desired. Especially useful in applications requiring short bulb length. Priced and shipped as a 3-Pack. LED Technology Notice Due to constantly evolving nature of LED technology, manufacturers will reserve the right to replace this product with next generation technology. We appreciate your understanding and acceptance of this policy. Documents GE 35519 Spec Sheet About GE Lighting Started over 130 years ago, General Electric began with Thomas Edison's invention of the world's first affordable incandescent light bulb. More than a century later, the company still brings light to the world through its products. Its modern new light technologies, such as fluorescent and LED light bulbs, cost less and are more energy efficient and environmentally friendly. GE currently works to make nearly all of their lighting products Energy Star certified. 15,000 Hours • MOL 4.45" • Not-Dimmable GE 35519 ¦ 6W LED Bright Stik - 40W Equal - 450 Lumens - 5000K - 3 Pack | 5000 | 80 | 450 | 75 | 15000 | 6 | 1 | 10.95 | 10.95 | 12.8667 | 2020Q3 | https://www.topbulb.com/ge-35519-6w-led-a19-5000k | Top Bulb | 2020 | Yes
LED Lighting | A-Type | Green Creative | True |  | LED | A19 | E26 (Medium) | Topbulb » LED Bulbs » LED Standard Shape » 40W Equal » Green Creative 97731 - 6W A19 LED - 40W Equal - Warm White This Green Creative 6 watt LED A19 replaces a 40 watt equivalent incandescent, halogen or CFL without sacrificing lumen output or light quality and with a dramatic increase in rated life at 25,000 hours reducing maintenance costs. Designed and engineered for demanding commercial applications, this lamp meets the Energy Star V1.1 requirements for omnidirectional lamps by emitting 330° of evenly diffused light. This lamp features smooth dimming with existing dimmers as well as compatibility with most motion sensors. See the document below for additional information and specifications. LED Technology Notice Due to constantly evolving nature of LED technology, manufacturers will reserve the right to replace this product with next generation technology. We appreciate your understanding and acceptance of this policy. Utility/Government Incentives Documents Green Creative 6A19DIM/827 Specification Sheet About Green Creative Green Creative, founded in 2010, is a solid state lighting development and manufacturing company based in Silicon Valley, CA. The company offers a comprehensive line of high-performance LED solutions that have been adopted by some of the largest companies in the world. Green Creative focuses on professional-grade LED lamps and fixtures that meet the high standards of commercial, institutional and industrial installations. Anchored by strongly integrated R&D capabilities and patented technology, Green Creative's innovation, performance and reliability have been recognized year after year by the Illuminating Engineering Society Progress Report, the LEDs Magazine Sapphire Awards and Lighting for Tomorrow. 25000 Hours • CRI 80 • Specification Grade Green Creative 97731 - 6W A19 LED - 40W Equal - Warm White | 2700 | 80 | 450 | 75 | 25000 | 6 | 1 | 7.98 | 7.98 | 9.3768 | 2020Q3 | https://www.topbulb.com/green-creative-97731-6w-a19-led-40w-equal-warm-white | Top Bulb | 2020 | Yes
LED Lighting | A-Type | Green Creative | True |  | LED | A19 | E26 (Medium) | Topbulb » LED Bulbs » LED Standard Shape » 40W Equal » Green Creative 97732 - 6W A19 LED - 40W Equal - Halogen-White This Green Creative 6 watt LED A19 replaces a 40 watt equivalent incandescent, halogen or CFL without sacrificing lumen output or light quality and with a dramatic increase in rated life at 25,000 hours reducing maintenance costs. Designed and engineered for demanding commercial applications, this lamp meets the Energy Star V1.1 requirements for omnidirectional lamps by emitting 330° of evenly diffused light. This lamp features smooth dimming with existing dimmers as well as compatibility with most motion sensors. See the document below for additional information and specifications. LED Technology Notice Due to constantly evolving nature of LED technology, manufacturers will reserve the right to replace this product with next generation technology. We appreciate your understanding and acceptance of this policy. Utility/Government Incentives Documents Green Creative 6A19DIM/830 Specification Sheet About Green Creative Green Creative, founded in 2010, is a solid state lighting development and manufacturing company based in Silicon Valley, CA. The company offers a comprehensive line of high-performance LED solutions that have been adopted by some of the largest companies in the world. Green Creative focuses on professional-grade LED lamps and fixtures that meet the high standards of commercial, institutional and industrial installations. Anchored by strongly integrated R&D capabilities and patented technology, Green Creative's innovation, performance and reliability have been recognized year after year by the Illuminating Engineering Society Progress Report, the LEDs Magazine Sapphire Awards and Lighting for Tomorrow. 25000 Hours • CRI 80 • Specification Grade Green Creative 97732 - 6W A19 LED - 40W Equal - Halogen-White | 3000 | 80 | 450 | 75 | 25000 | 6 | 1 | 7.95 | 7.95 | 9.3416 | 2020Q3 | https://www.topbulb.com/green-creative-97732-6w-a19-led-40w-equal-halogen-white | Top Bulb | 2020 | Yes
LED Lighting | A-Type | Sylvania | False |  | LED | A19 | E26 (Medium) | Topbulb » LED Bulbs » LED Standard Shape » 40W Equal » Sylvania 74076 ¦ 6W LED - 40W Equal - 2700K This Sylvania 74076 LED6A19F82710YVRP is a non-dimmable 6 watt LED that replaces a 40 watt incandescent and provides warm white illumination. See this same bulb in 2 Pack and 4-Pack pricing under Related Products on this page. LED Technology Notice Due to constantly evolving nature of LED technology, manufacturers will reserve the right to replace this product with next generation technology. We appreciate your understanding and acceptance of this policy. Documents Sylvana 74076 Spec Sheet 11,000 Hours • Warm White Light • Not Dimmable Sylvania 74076 ¦ 6W LED - 40W Equal - 2700K | 2700 | 80 | 450 | 75 | 11000 | 6 | 1 | 2.75 | 2.75 | 3.2314 | 2020Q3 | https://www.topbulb.com/sylvania-74076-led6a19f82710yvrp-led | Top Bulb | 2020 | Yes
LED Lighting | A-Type | Sylvania | False |  | LED | A19 | E26 (Medium) | Topbulb » LED Bulbs » LED Standard Shape » 40W Equal » Sylvania 74077 ¦ 6W LED - 40W Equal - 2700K - 2 Pack The Sylvania 74077 LED6A19F82710YVRP2 is a non-dimmable, 6 watt LED that replaces a 40 watt incandescent bulb. The 2700K color temperature produces a warm white illumination matching a traditional incandescent light bulb. Priced and sold as a 2-Pack. LED Technology Notice Due to constantly evolving nature of LED technology, manufacturers will reserve the right to replace this product with next generation technology. We appreciate your understanding and acceptance of this policy. Documents Sylvana 74077 Spec Sheet 11,000 Hours • Warm White Light • Not Dimmable Sylvania 74077 ¦ 6W LED - 40W Equal - 2700K - 2 Pack | 2700 | 80 | 450 | 75 | 11000 | 6 | 1 | 5.15 | 5.15 | 6.0514 | 2020Q3 | https://www.topbulb.com/sylvania-74077-led6a19f82710yvrp2-led | Top Bulb | 2020 | Yes
LED Lighting | A-Type | Sylvania | False |  | LED | A19 | E26 (Medium) | Topbulb » LED Bulbs » LED Standard Shape » 40W Equal » Sylvania 74080 - 6W LED - 40W Equal - 5000K This Sylvania 74080 LED6A19F85010YVRP is a non-dimmable 6 watt LED that replaces a 40 watt incandescent and provides very cool white illumination. See this same bulb in 2 Pack and 4-Pack pricing under Related Products on this page. LED Technology Notice Due to constantly evolving nature of LED technology, manufacturers will reserve the right to replace this product with next generation technology. We appreciate your understanding and acceptance of this policy. Documents Sylvana 74080 Spec Sheet 11,000 Hours • Very Cool White Light • Not Dimmable Sylvania 74080 - 6W LED - 40W Equal - 5000K | 5000 | 80 | 450 | 75 | 11000 | 6 | 1 | 2.75 | 2.75 | 3.2314 | 2020Q3 | https://www.topbulb.com/sylvania-74080-led6a19f85010yvrp-led | Top Bulb | 2020 | Yes
LED Lighting | A-Type | Sylvania | False |  | LED | A19 | E26 (Medium) | Topbulb » LED Bulbs » LED Standard Shape » 40W Equal » Sylvania 79701 ¦ 6W LED - 40W Equal - 3500K This Sylvania 79701 LED6A19F83510YVRP is a non-dimmable 6 watt LED that replaces a 40 watt incandescent and provides white illumination similar to a halogen bulb. See this same bulb in 4-Pack pricing under Related Products on this page. LED Technology Notice Due to constantly evolving nature of LED technology, manufacturers will reserve the right to replace this product with next generation technology. We appreciate your understanding and acceptance of this policy. 11,000 Hours • Halogen-White Light • Not Dimmable Sylvania 79701 ¦ 6W LED - 40W Equal - 3500K | 3500 | 80 | 450 | 75 | 11000 | 6 | 1 | 2.75 | 2.75 | 3.2314 | 2020Q3 | https://www.topbulb.com/sylvania-79701-led6a19f83510yvrp-led | Top Bulb | 2020 | Yes
LED Lighting | A-Type | Manufacturer: Keystone Technologies | True |  | General Purpose Replacement | A19 | E26 (Medium) | Recessed Fixtures,Damp Location Rated Home > LED Light Bulbs > LED A19 Bulbs > Under 500 Lumens (40W Equal) > 2700K Warm White > 6 Watt Essential Series LED General Purpose A19 Light Bulb Dimmable 450 Lumens 90 CRI 120V 2700K Product Specifications - Quick Reference Lamp Wattage: Working Voltage: 6 Watts 120 Volt Dimensions: Dimmability: 2.36" W x 4.33" (MOL) YES - Dimmable CRI: Delivered Lumens: 90 CRI 450 Lumens Replaces: Certifications: 40 Watt Incandescent ENERGY STAR, UL, RoHS Light Color: 2700K Warm White Warranty: 2 Year Limited Keystone’s Essential Series A Shape Bulbs are designed for general purpose lighting needs. They’re suitable for new construction applications or replacing incandescent and halogen bulbs. Offering substantially longer lifespans and higher efficiencies, our A Shape Bulbs minimize energy and replacement costs. Keystone’s extensive line of Essential Series omnidirectional LED bulbs provide solutions for a variety of application needs. There is a wide range of wattage and lumen outputs available, as well as both 80 and 90 CRI options for a majority of the line. Color temperature choices include 2700K, 3000K, and 5000K, offering more aesthetic flexibility over incandescent bulbs. This Keystone Technologies KT-LED6A19-O-927 Essential Series Dimmable LED A19 Light Bulb produces a color temperature of 2700K warm white, operates on your existing 120V circuit and consumes just 6 watts of energy. These LED A19 A lamps 40 watt incandescent equivalent retrofit lights generate 450 lumens and have a Color Rendering Index (CRI) of 90. These 120 volt LED light bulbs fit fixtures with an E26 medium base. These LED A19 bulbs are dimmable and CEC Title 20 Compliant. For Non-Dimmable versions, or Non-CEC compliant versions, please refer to the related products below. Can't find what you are looking for or need a quote for a large job? Give our customer service a call at 248-276-9640. The bulb's dimensions are 2.36 inches wide by 4.33 inches MOL. The lens conceals the LEDs from sight and evenly distributes the light and with a durable plastic housing that lowers the risk for breakage. They can be used with LED compatible controls and dimmers and are also rated for use in enclosed fixtures. Click here to see the complete Keystone 6 Watt 90CRI General Purpose Dimmable A19 Specification Sheet. These bulbs are damp location rated, Energy Star qualified, and have a rated life of 15,000 hours or a 2 Year limited warranty. Typical Applications Typical applications for these omni-directional LED A19 lamps include table and floor lamps, chandeliers, pendants, corridor light and sconce fixtures and general decorative outdoor lighting in residential, office, retail, restaurant, school, hospital and hotel/motel locations. Keystone Technologies 6 Watt Essential Series LED General Purpose A19 Light Bulb Dimmable 450 Lumens 90 CRI 120V 2700K | 2700 | 93 | 450 | 75 | 15000 | 6 | 1 | 3.23 | 3.23 | 3.7954 | 2020Q2 | https://www.greenelectricalsupply.com/6-watt-essential-series-led-general-purpose-a19-light-bulb-dimmable-450-lumens-90-cri-120v-2700k.aspx | Green Electrical Supply | 2020 | Yes
LED Lighting | A-Type | Manufacturer: Keystone Technologies | True |  | General Purpose Replacement | A19 | E26 (Medium) | Recessed Fixtures,Damp Location Rated Home > LED Light Bulbs > LED A19 Bulbs > Under 500 Lumens (40W Equal) > 3000K Warm White > 6 Watt Essential Series LED General Purpose A19 Light Bulb Dimmable 450 Lumens 90 CRI 120V 3000K Product Specifications - Quick Reference Lamp Wattage: Working Voltage: 6 Watts 120 Volt Dimensions: Dimmability: 2.36" W x 4.33" (MOL) YES - Dimmable CRI: Delivered Lumens: 90 CRI 450 Lumens Replaces: Certifications: 40 Watt Incandescent ENERGY STAR, UL, RoHS Light Color: 3000K Warm White Warranty: 2 Year Limited Keystone’s Essential Series A Shape Bulbs are designed for general purpose lighting needs. They’re suitable for new construction applications or replacing incandescent and halogen bulbs. Offering substantially longer lifespans and higher efficiencies, our A Shape Bulbs minimize energy and replacement costs. Keystone’s extensive line of Essential Series omnidirectional LED bulbs provide solutions for a variety of application needs. There is a wide range of wattage and lumen outputs available, as well as both 80 and 90 CRI options for a majority of the line. Color temperature choices include 2700K, 3000K, and 5000K, offering more aesthetic flexibility over incandescent bulbs. This Keystone Technologies KT-LED6A19-O-930 Essential Series Dimmable LED A19 Light Bulb produces a color temperature of 3000K warm white, operates on your existing 120V circuit and consumes just 6 watts of energy. These LED A19 A lamps 40 watt incandescent equivalent retrofit lights generate 450 lumens and have a Color Rendering Index (CRI) of 890. These 120 volt LED light bulbs fit fixtures with an E26 medium base. These LED A19 bulbs are dimmable but are NOT CEC Title 20 Compliant. For Non-Dimmable versions, or CEC compliant versions, please refer to the related products below. Can't find what you are looking for or need a quote for a large job? Give our customer service a call at 248-276-9640. The bulb's dimensions are 2.36 inches wide by 4.33 inches MOL. The lens conceals the LEDs from sight and evenly distributes the light and with a durable plastic housing that lowers the risk for breakage. They can be used with LED compatible controls and dimmers and are also rated for use in enclosed fixtures. Click here to see the complete Keystone 6 Watt 80CRI General Purpose Dimmable A19 Specification Sheet. These bulbs are damp location rated, Energy Star qualified, and have a rated life of 15,000 hours or a 2 Year limited warranty. Typical Applications Typical applications for these omni-directional LED A19 lamps include table and floor lamps, chandeliers, pendants, corridor light and sconce fixtures and general decorative outdoor lighting in residential, office, retail, restaurant, school, hospital and hotel/motel locations. Keystone Technologies 6 Watt Essential Series LED General Purpose A19 Light Bulb Dimmable 450 Lumens 90 CRI 120V 3000K | 3000 | 93 | 450 | 75 | 15000 | 6 | 1 | 3.23 | 3.23 | 3.7954 | 2020Q2 | https://www.greenelectricalsupply.com/6-watt-essential-series-led-general-purpose-a19-light-bulb-dimmable-450-lumens-90-cri-120v-3000k.aspx | Green Electrical Supply | 2020 | Yes
LED Lighting | A-Type | Manufacturer: Keystone Technologies | True | Daylighting/Photocell, | General Purpose Replacement | A19 | E26 (Medium) | Recessed Fixtures,Damp Location Rated Home > LED Light Bulbs > LED A19 Bulbs > Under 500 Lumens (40W Equal) > 5000K Daylight > 6 Watt Essential Series LED General Purpose A19 Light Bulb Dimmable 450 Lumens 90 CRI 120V 5000K Product Specifications - Quick Reference Lamp Wattage: Working Voltage: 6 Watts 120 Volt Dimensions: Dimmability: 2.36" W x 4.33" (MOL) YES - Dimmable CRI: Delivered Lumens: 90 CRI 450 Lumens Replaces: Certifications: 40 Watt Incandescent ENERGY STAR, UL, RoHS Light Color: 5000K Daylight Warranty: 2 Year Limited Keystone’s Essential Series A Shape Bulbs are designed for general purpose lighting needs. They’re suitable for new construction applications or replacing incandescent and halogen bulbs. Offering substantially longer lifespans and higher efficiencies, our A Shape Bulbs minimize energy and replacement costs. Keystone’s extensive line of Essential Series omnidirectional LED bulbs provide solutions for a variety of application needs. There is a wide range of wattage and lumen outputs available, as well as both 80 and 90 CRI options for a majority of the line. Color temperature choices include 2700K, 3000K, and 5000K, offering more aesthetic flexibility over incandescent bulbs. This Keystone Technologies KT-LED6A19-O-950 Essential Series Dimmable LED A19 Light Bulb produces a color temperature of 5000K daylight, operates on your existing 120V circuit and consumes just 6 watts of energy. These LED A19 A lamps 40 watt incandescent equivalent retrofit lights generate 450 lumens and have a Color Rendering Index (CRI) of 90. These 120 volt LED light bulbs fit fixtures with an E26 medium base. These LED A19 bulbs are dimmable and CEC Title 20 Compliant. For Non-Dimmable versions, or Non-CEC compliant versions, please refer to the related products below. Can't find what you are looking for or need a quote for a large job? Give our customer service a call at 248-276-9640. The bulb's dimensions are 2.36 inches wide by 4.33 inches MOL. The lens conceals the LEDs from sight and evenly distributes the light and with a durable plastic housing that lowers the risk for breakage. They can be used with LED compatible controls and dimmers and are also rated for use in enclosed fixtures. Click here to see the complete Keystone 6 Watt 90CRI General Purpose Dimmable A19 Specification Sheet. These bulbs are damp location rated, Energy Star qualified, and have a rated life of 15,000 hours or a 2 Year limited warranty. Typical Applications Typical applications for these omni-directional LED A19 lamps include table and floor lamps, chandeliers, pendants, corridor light and sconce fixtures and general decorative outdoor lighting in residential, office, retail, restaurant, school, hospital and hotel/motel locations. Keystone Technologies 6 Watt Essential Series LED General Purpose A19 Light Bulb Dimmable 450 Lumens 90 CRI 120V 5000K | 5000 | 94 | 450 | 75 | 15000 | 6 | 1 | 3.23 | 3.23 | 3.7954 | 2020Q2 | https://www.greenelectricalsupply.com/6-watt-essential-series-led-general-purpose-a19-light-bulb-dimmable-450-lumens-90-cri-120v-5000k.aspx | Green Electrical Supply | 2020 | Yes
LED Lighting | A-Type | Sylvania | True | Daylighting/Photocell, | General Purpose Replacement | A19 | E26 (Medium) | Use With Timers,Use With Photo and/or Motion Sensors,Recessed Fixtures,Damp Location Rated Topbulb » LED Bulbs » LED Standard Shape » 40W Equal » Sylvania Ultra LED - 6W LED - 40W Equal - Warm White Light This Sylvania Ultra premium quality LED provides energy savings and long life in an LED that directly replaces a 40 watt incandescent bulb. With an operating temperature range of -4°F to 113°F, this LED bulb can be used in many applications, including outdoor fixtures (damp location), in homes and businesses. Environmentally responsible, this bulb is RoHS compliant and contains no mercury, lead or other hazardous materials. The bulb does not emit UV or IR radiation. Energy Star qualifed. LED Technology Notice Due to constantly evolving nature of LED technology, manufacturers will reserve the right to replace this product with next generation technology. We appreciate your understanding and acceptance of this policy. Utility/Government Incentives Documents Sylvania 79242 Dimmer Compatibility 25,000 Hour Life • 2700K • Dimmable • Energy Star Sylvania Ultra LED - 6W LED - 40W Equal - Warm White Light | 2700 | 82 | 450 | 75 | 25000 | 6 | 1 | 10.99 | 10.99 | 12.9137 | 2020Q2 | https://www.topbulb.com/sylvania-6w-led-40w-equal-warm-white-light | Top Bulb | 2020 | Yes
LED Lighting | A-Type | Green Creative | True |  |  | A19 |  | 40W incandescent replacement Smooth dimming with existing dimmers Instant start and compatible with motion sensors More Information This TITANIUM LED SERIES A19 has been designed and engineered for demanding commercial applications. Features: Wattage: 6W LED Bulb Shape: A19 Bulb Base: E26 Base Voltage: 120V Rated Life: 25,000 hours Color Temperature: 2700K, 3000K Finish: White CRI: 80 Lumens: 450 Beam Angle: 330 degrees 40W incandescent replacement Smooth dimming with existing dimmers Instant start and compatible with motion sensors Models: 97731 , 97732 *MFG Part Number*: 97731 , 97732 This TITANIUM LED SERIES A19 has been designed and engineered for demanding commercial applications. Green Creative 6W A19 LED Bulb - E26 Base, 120V | 2700 | 80 | 450 | 75 | 25000 | 6 | 1 | 6.59 | 6.59 | 7.7435 | 2020Q2 | https://www.lbclighting.com/led/light-bulb-led/grnc-97731.html | LBC Lighting | 2020 | Yes
LED Lighting | A-Type | Brand Sylvania | False |  |  |  |  | Sylvania A19 Contactor Series LED Light Bulb 6 Watt 80 CRI 450 Lumens E26 Medium Base Frosted Medium Base Non-Dimmable 2700K Color Temperature 120 Volt 11,000 Hours Average Rated Life. Mfg #74079 Sylvania 6 Watt 2700K A19 Contractor Series LED Light Bulb 24-Pack | 2700 | 80 | 450 | 75 | 11000 | 6 | 1 | 66.72 | 66.72 | 78.3986 | 2020Q2 | https://hdsupplysolutions.com/p/led-00-75-10-35/sylvania-6-watt-2700k-a19-contractor-series-led-light-bulb-24-pack-p205648 | HD Supply | 2020 | Yes
LED Lighting | A-Type | Brand Sylvania | False |  |  |  |  | Sylvania A19 LED Light Bulb 6 Watt 80 CRI 450 Lumens Non-Dimmable E26 Medium Base 120 Volt 2700K Color Temperature 11,000 Hours Average Rated Life. Mfg #74077 Sylvania 6 Watt 2700K A19 LED Light Bulb 12-Pack | 2700 | 80 | 450 | 75 | 11000 | 6 | 1 | 33.36 | 33.36 | 39.1993 | 2020Q2 | https://hdsupplysolutions.com/p/led-00-75-10-35/sylvania-6-watt-2700k-a19-led-light-bulb-12-pack-p205647 | HD Supply | 2020 | Yes
LED Lighting | A-Type | Brand Sylvania | True |  |  |  |  | Sylvania E26 LED A19 Light Bulb 6 Watt No Dimmable 80 CRI 450 Lumen 3500K Color Temperature 11000 Hours Average Rated Life. Mfg #79703 Sylvania 6 Watt 3500K A19 LED Light Bulb 24-Pack | 3500 | 80 | 450 | 75 | 11000 | 6 | 1 | 66.72 | 66.72 | 78.3986 | 2020Q2 | https://hdsupplysolutions.com/p/led-00-75-10-35/sylvania-6-watt-3500k-a19-led-light-bulb-24-pack-p205721 | HD Supply | 2020 | Yes
LED Lighting | A-Type | Brand Sylvania | True |  |  |  |  | Sylvania E26 LED A19 Light Bulb 6 Watt No Dimmable 80 CRI 450 Lumen 3500K Color Temperature 11000 Hours Average Rated Life. Mfg #79701 Sylvania 6 Watt 3500K A19 LED Light Bulb 6-Pack | 3500 | 80 | 450 | 75 | 11000 | 6 | 1 | 16.64 | 16.64 | 19.5526 | 2020Q2 | https://hdsupplysolutions.com/p/led-00-75-10-35/sylvania-6-watt-3500k-a19-led-light-bulb-6-pack-p205720 | HD Supply | 2020 | Yes
LED Lighting | A-Type | Brand Sylvania | False |  |  |  |  | Sylvania A19 LED Light Bulb 6 Watt 80 CRI 450 Lumens 5000K Color Temperature Non-Dimmable E26 Medium Base 120 Volt Frosted 11,000 Hours Average Rated Life. Mfg #74084 Sylvania 6 Watt 5000K A19 LED Light Bulb 24-Pack | 5000 | 80 | 450 | 75 | 11000 | 6 | 1 | 68 | 68 | 79.9026 | 2020Q2 | https://hdsupplysolutions.com/p/led-00-75-10-35/sylvania-6-watt-5000k-a19-led-light-bulb-24-pack-p205649 | HD Supply | 2020 | Yes
LED Lighting | A-Type | Maxlite | False |  | A19/21 | E26 (Medium) | E26 (Medium) | Home / Light Bulbs / LED / LED A-Line / Maxlite - 102600 - E6A19NDV27 Non-Dimming Value Series; Enclosed Rated; Damp Location Rated 6W A19 LED Lamp - 450 Lumens - Warm White (2700K) - 80 CRI - 11000 hrs. - E26 (Medium) - 120 to 130V Maxlite - 102600 - E6A19NDV27 | 2700 | 80 | 450 | 75 | 11000 | 6 | 1 | 2.12 | 2.12 | 2.4911 | 2020Q2 | https://shop.regencylighting.com/lamps/led/a-line/e6a19ndv27-mxt.html | Regency Lighting | 2020 | Yes
LED Lighting | A-Type | Maxlite | False |  | A19/21 | E26 (Medium) | E26 (Medium) | Home / Light Bulbs / LED / LED A-Line / Maxlite - 102602 - E6A19NDV30 Non-Dimming Value Series; Enclosed Rated; Damp Location Rated 6W A19 LED Lamp - 450 Lumens - Warm White (3000K) - 80 CRI - 11000 hrs. - E26 (Medium) - 120 to 130V Maxlite - 102602 - E6A19NDV30 | 3000 | 80 | 450 | 75 | 11000 | 6 | 1 | 2.12 | 2.12 | 2.4911 | 2020Q2 | https://shop.regencylighting.com/lamps/led/a-line/e6a19ndv30-mxt.html | Regency Lighting | 2020 | Yes
LED Lighting | A-Type | Maxlite | False | Daylighting/Photocell, | A19/21 | E26 (Medium) | E26 (Medium) | Home / Light Bulbs / LED / LED A-Line / Maxlite - 102603 - E6A19NDV50 Non-Dimming Value Series; Enclosed Rated; Damp Location Rated 6W A19 LED Lamp - 450 Lumens - Daylight (5000K) - 80 CRI - 11000 hrs. - E26 (Medium) - 120 to 130V Maxlite - 102603 - E6A19NDV50 | 5000 | 80 | 450 | 75 | 11000 | 6 | 1 | 2.12 | 2.12 | 2.4911 | 2020Q2 | https://shop.regencylighting.com/lamps/led/a-line/e6a19ndv50-mxt.html | Regency Lighting | 2020 | Yes
LED Lighting | A-Type | Sylvania | False |  | A19/21 | E26 (Medium) | E26 (Medium) | Home / Light Bulbs / LED / LED A-Line / Sylvania - 74731 - LED6A19/F/830/10YV/RP Contractor Series; Suitable for Totally Enclosed Locations; Suitable for Rough Service; Suitable for Damp Locations 6W A19 LED Lamp - Universal - 450 Lumens - Warm White (3000K) - 80 CRI - 11000 hrs. - E26 (Medium) - 120 to 130V - Frosted Sylvania - 74731 - LED6A19/F/830/10YV/RP | 3000 | 80 | 450 | 75 | 11000 | 6 | 1 | 2.55 | 2.55 | 2.9963 | 2020Q2 | https://shop.regencylighting.com/lamps/led/a-line/led6a19-f-830-10yv-rp-74731.html | Regency Lighting | 2020 | Yes
LED Lighting | A-Type | Sylvania | False |  | A19/21 | E26 (Medium) | E26 (Medium) | Home / Light Bulbs / LED / LED A-Line / Sylvania - 74076 - LED6A19F82710YVRP Damp Location Rated; Approved for Use in Totally Enclosed Fixtures 6W A19 LED Lamp - Universal - 450 Lumens - Warm White (2700K) - 80 CRI - 11000 Hours - E26 (Medium) - 120 to 130V - Frost Sylvania - 74076 - LED6A19F82710YVRP | 2700 | 80 | 450 | 75 | 11000 | 6 | 6 | 15.24 | 2.54 | 2.9846 | 2020Q2 | https://shop.regencylighting.com/lamps/led/a-line/led6a19f82710yvrp-74076.html | Regency Lighting | 2020 | Yes
LED Lighting | A-Type | Sylvania | False |  | A19/21 | E26 (Medium) | E26 (Medium) | Home / Light Bulbs / LED / LED A-Line / Sylvania - 74077 - LED6A19F82710YVRP2 Damp Location Rated; Approved for Use in Totally Enclosed Fixtures 6W A19 LED Lamp - Universal - 450 Lumens - Warm White (2700K) - 80 CRI - 11000 Hours - E26 (Medium) - 120 to 130V - Frost Sylvania - 74077 - LED6A19F82710YVRP2 | 2700 | 80 | 450 | 75 | 11000 | 6 | 12 | 30.48 | 2.54 | 2.9846 | 2020Q2 | https://shop.regencylighting.com/lamps/led/a-line/led6a19f82710yvrp2-74077.html | Regency Lighting | 2020 | Yes
LED Lighting | A-Type | Sylvania | False |  | A19/21 | E26 (Medium) | E26 (Medium) | Home / Light Bulbs / LED / LED A-Line / Sylvania - 79701 - LED6A19F83510YVRP 6/CS 1/SKU Damp Location Rated; Approved for Use in Totally Enclosed Fixtures 6W A19 LED Lamp - Universal - 450 Lumens - Neutral White (3500K) - 80 CRI - 11000 Hours - E26 (Medium) - 120 to 130V - Frost Sylvania - 79701 - LED6A19F83510YVRP 6/CS 1/SKU | 3500 | 80 | 450 | 75 | 11000 | 6 | 6 | 15.24 | 2.54 | 2.9846 | 2020Q2 | https://shop.regencylighting.com/lamps/led/a-line/led6a19f83510yvrp-6-cs-1-sku-79701.html | Regency Lighting | 2020 | Yes
LED Lighting | A-Type | Sylvania | False | Daylighting/Photocell, | A19/21 | E26 (Medium) | E26 (Medium) | Home / Light Bulbs / LED / LED A-Line / Sylvania - 74080 - LED6A19F85010YVRP Damp Location Rated; Approved for Use in Totally Enclosed Fixtures 6W A19 LED Lamp - Universal - 450 Lumens - Daylight (5000K) - 80 CRI - 11000 Hours - E26 (Medium) - 120 to 130V - Frost Sylvania - 74080 - LED6A19F85010YVRP | 5000 | 80 | 450 | 75 | 11000 | 6 | 6 | 15.24 | 2.54 | 2.9846 | 2020Q2 | https://shop.regencylighting.com/lamps/led/a-line/led6a19f85010yvrp-74080.html | Regency Lighting | 2020 | Yes
LED Lighting | A-Type | Sylvania | False | Daylighting/Photocell, | A19/21 | E26 (Medium) | E26 (Medium) | Home / Light Bulbs / LED / LED A-Line / Sylvania - 74081 - LED6A19F85010YVRP2 Damp Location Rated; Approved for Use in Totally Enclosed Fixtures 6W A19 LED Lamp - Universal - 450 Lumens - Daylight (5000K) - 80 CRI - 11000 Hours - E26 (Medium) - 120 to 130V - Frost Sylvania - 74081 - LED6A19F85010YVRP2 | 5000 | 80 | 450 | 75 | 11000 | 6 | 6 | 15.24 | 2.54 | 2.9846 | 2020Q2 | https://shop.regencylighting.com/lamps/led/a-line/led6a19f85010yvrp2-74081.html | Regency Lighting | 2020 | Yes
LED Lighting | A-Type | Maxlite | False |  | A19/21 | E26 (Medium) | E26 (Medium) | Home / Light Bulbs / LED / Maxlite - 102600 - E6A19NDV27 Non-Dimming Value Series; Enclosed Rated; Damp Location Rated 6W A19 LED Lamp - 450 Lumens - Warm White (2700K) - 80 CRI - 11000 hrs. - E26 (Medium) - 120 to 130V Maxlite - 102600 - E6A19NDV27 | 2700 | 80 | 450 | 75 | 11000 | 6 | 1 | 2.12 | 2.12 | 2.4911 | 2020Q2 | https://shop.regencylighting.com/lamps/led/e6a19ndv27-mxt.html | Regency Lighting | 2020 | Yes
LED Lighting | A-Type | Maxlite | False |  | A19/21 | E26 (Medium) | E26 (Medium) | Home / Light Bulbs / LED / Maxlite - 102602 - E6A19NDV30 Non-Dimming Value Series; Enclosed Rated; Damp Location Rated 6W A19 LED Lamp - 450 Lumens - Warm White (3000K) - 80 CRI - 11000 hrs. - E26 (Medium) - 120 to 130V Maxlite - 102602 - E6A19NDV30 | 3000 | 80 | 450 | 75 | 11000 | 6 | 1 | 2.12 | 2.12 | 2.4911 | 2020Q2 | https://shop.regencylighting.com/lamps/led/e6a19ndv30-mxt.html | Regency Lighting | 2020 | Yes
LED Lighting | A-Type | Maxlite | False | Daylighting/Photocell, | A19/21 | E26 (Medium) | E26 (Medium) | Home / Light Bulbs / LED / Maxlite - 102603 - E6A19NDV50 Non-Dimming Value Series; Enclosed Rated; Damp Location Rated 6W A19 LED Lamp - 450 Lumens - Daylight (5000K) - 80 CRI - 11000 hrs. - E26 (Medium) - 120 to 130V Maxlite - 102603 - E6A19NDV50 | 5000 | 80 | 450 | 75 | 11000 | 6 | 1 | 2.12 | 2.12 | 2.4911 | 2020Q2 | https://shop.regencylighting.com/lamps/led/e6a19ndv50-mxt.html | Regency Lighting | 2020 | Yes
LED Lighting | A-Type | Sylvania | False |  | A19/21 | E26 (Medium) | E26 (Medium) | Home / Light Bulbs / LED / Sylvania - 74731 - LED6A19/F/830/10YV/RP Contractor Series; Suitable for Totally Enclosed Locations; Suitable for Rough Service; Suitable for Damp Locations 6W A19 LED Lamp - Universal - 450 Lumens - Warm White (3000K) - 80 CRI - 11000 hrs. - E26 (Medium) - 120 to 130V - Frosted Sylvania - 74731 - LED6A19/F/830/10YV/RP | 3000 | 80 | 450 | 75 | 11000 | 6 | 1 | 2.55 | 2.55 | 2.9963 | 2020Q2 | https://shop.regencylighting.com/lamps/led/led6a19-f-830-10yv-rp-74731.html | Regency Lighting | 2020 | Yes
LED Lighting | A-Type | Sylvania | False |  | A19/21 | E26 (Medium) | E26 (Medium) | Home / Light Bulbs / LED / Sylvania - 74076 - LED6A19F82710YVRP Damp Location Rated; Approved for Use in Totally Enclosed Fixtures 6W A19 LED Lamp - Universal - 450 Lumens - Warm White (2700K) - 80 CRI - 11000 Hours - E26 (Medium) - 120 to 130V - Frost Sylvania - 74076 - LED6A19F82710YVRP | 2700 | 80 | 450 | 75 | 11000 | 6 | 6 | 15.24 | 2.54 | 2.9846 | 2020Q2 | https://shop.regencylighting.com/lamps/led/led6a19f82710yvrp-74076.html | Regency Lighting | 2020 | Yes
LED Lighting | A-Type | Sylvania | False |  | A19/21 | E26 (Medium) | E26 (Medium) | Home / Light Bulbs / LED / Sylvania - 74077 - LED6A19F82710YVRP2 Damp Location Rated; Approved for Use in Totally Enclosed Fixtures 6W A19 LED Lamp - Universal - 450 Lumens - Warm White (2700K) - 80 CRI - 11000 Hours - E26 (Medium) - 120 to 130V - Frost Sylvania - 74077 - LED6A19F82710YVRP2 | 2700 | 80 | 450 | 75 | 11000 | 6 | 12 | 30.48 | 2.54 | 2.9846 | 2020Q2 | https://shop.regencylighting.com/lamps/led/led6a19f82710yvrp2-74077.html | Regency Lighting | 2020 | Yes
LED Lighting | A-Type | Sylvania | False |  | A19/21 | E26 (Medium) | E26 (Medium) | Home / Light Bulbs / LED / Sylvania - 79701 - LED6A19F83510YVRP 6/CS 1/SKU Damp Location Rated; Approved for Use in Totally Enclosed Fixtures 6W A19 LED Lamp - Universal - 450 Lumens - Neutral White (3500K) - 80 CRI - 11000 Hours - E26 (Medium) - 120 to 130V - Frost Sylvania - 79701 - LED6A19F83510YVRP 6/CS 1/SKU | 3500 | 80 | 450 | 75 | 11000 | 6 | 6 | 15.24 | 2.54 | 2.9846 | 2020Q2 | https://shop.regencylighting.com/lamps/led/led6a19f83510yvrp-6-cs-1-sku-79701.html | Regency Lighting | 2020 | Yes
LED Lighting | A-Type | Sylvania | False | Daylighting/Photocell, | A19/21 | E26 (Medium) | E26 (Medium) | Home / Light Bulbs / LED / Sylvania - 74080 - LED6A19F85010YVRP Damp Location Rated; Approved for Use in Totally Enclosed Fixtures 6W A19 LED Lamp - Universal - 450 Lumens - Daylight (5000K) - 80 CRI - 11000 Hours - E26 (Medium) - 120 to 130V - Frost Sylvania - 74080 - LED6A19F85010YVRP | 5000 | 80 | 450 | 75 | 11000 | 6 | 6 | 15.24 | 2.54 | 2.9846 | 2020Q2 | https://shop.regencylighting.com/lamps/led/led6a19f85010yvrp-74080.html | Regency Lighting | 2020 | Yes
LED Lighting | A-Type | Sylvania | False | Daylighting/Photocell, | A19/21 | E26 (Medium) | E26 (Medium) | Home / Light Bulbs / LED / Sylvania - 74081 - LED6A19F85010YVRP2 Damp Location Rated; Approved for Use in Totally Enclosed Fixtures 6W A19 LED Lamp - Universal - 450 Lumens - Daylight (5000K) - 80 CRI - 11000 Hours - E26 (Medium) - 120 to 130V - Frost Sylvania - 74081 - LED6A19F85010YVRP2 | 5000 | 80 | 450 | 75 | 11000 | 6 | 6 | 15.24 | 2.54 | 2.9846 | 2020Q2 | https://shop.regencylighting.com/lamps/led/led6a19f85010yvrp2-74081.html | Regency Lighting | 2020 | Yes
LED Lighting | A-Type | GE Lighting | False |  | LED | A19 | E26 (Medium) | Topbulb » LED Bulbs » LED Standard Shape » 40W Equal » GE 35517 ¦ 6W LED Bright Stik - 40W Equal - 450 Lumens - 2850K - 3 Pack Use this GE 6 watt, medium base LED as a direct replacement for 40 watt incandescent / halogen equivalent light sources where warm white light is desired. Especially useful in applications requiring short bulb length. Priced and shipped as a 3-Pack. LED Technology Notice Due to constantly evolving nature of LED technology, manufacturers will reserve the right to replace this product with next generation technology. We appreciate your understanding and acceptance of this policy. Documents GE 35517 Spec Sheet About GE Lighting Started over 130 years ago, General Electric began with Thomas Edison's invention of the world's first affordable incandescent light bulb. More than a century later, the company still brings light to the world through its products. Its modern new light technologies, such as fluorescent and LED light bulbs, cost less and are more energy efficient and environmentally friendly. GE currently works to make nearly all of their lighting products Energy Star certified. 15,000 Hours • Length 4.45" • Non-Dimmable GE 35517 ¦ 6W LED Bright Stik - 40W Equal - 450 Lumens - 2850K - 3 Pack | 2850 | 80 | 450 | 75 | 15000 | 6 | 1 | 10.95 | 10.95 | 12.8667 | 2020Q2 | https://www.topbulb.com/ge-35517-6w-led-a19-2850k | Top Bulb | 2020 | Yes
LED Lighting | A-Type | GE Lighting | False |  | LED | A19 | E26 (Medium) | Topbulb » LED Bulbs » LED Standard Shape » 40W Equal » GE 35519 ¦ 6W LED Bright Stik - 40W Equal - 450 Lumens - 5000K - 3 Pack Use this GE 6 watt, medium base LED as a direct replacement for 40 watt incandescent / halogen equivalent light sources where very cool white light is desired. Especially useful in applications requiring short bulb length. Priced and shipped as a 3-Pack. LED Technology Notice Due to constantly evolving nature of LED technology, manufacturers will reserve the right to replace this product with next generation technology. We appreciate your understanding and acceptance of this policy. Documents GE 35519 Spec Sheet About GE Lighting Started over 130 years ago, General Electric began with Thomas Edison's invention of the world's first affordable incandescent light bulb. More than a century later, the company still brings light to the world through its products. Its modern new light technologies, such as fluorescent and LED light bulbs, cost less and are more energy efficient and environmentally friendly. GE currently works to make nearly all of their lighting products Energy Star certified. 15,000 Hours • MOL 4.45" • Not-Dimmable GE 35519 ¦ 6W LED Bright Stik - 40W Equal - 450 Lumens - 5000K - 3 Pack | 5000 | 80 | 450 | 75 | 15000 | 6 | 1 | 10.95 | 10.95 | 12.8667 | 2020Q2 | https://www.topbulb.com/ge-35519-6w-led-a19-5000k | Top Bulb | 2020 | Yes
LED Lighting | A-Type | Green Creative | True |  | LED | A19 | E26 (Medium) | Topbulb » LED Bulbs » LED Standard Shape » 40W Equal » Green Creative 97731 - 6W A19 LED - 40W Equal - Warm White This Green Creative 6 watt LED A19 replaces a 40 watt equivalent incandescent, halogen or CFL without sacrificing lumen output or light quality and with a dramatic increase in rated life at 25,000 hours reducing maintenance costs. Designed and engineered for demanding commercial applications, this lamp meets the Energy Star V1.1 requirements for omnidirectional lamps by emitting 330° of evenly diffused light. This lamp features smooth dimming with existing dimmers as well as compatibility with most motion sensors. See the document below for additional information and specifications. LED Technology Notice Due to constantly evolving nature of LED technology, manufacturers will reserve the right to replace this product with next generation technology. We appreciate your understanding and acceptance of this policy. Utility/Government Incentives Documents Green Creative 6A19DIM/827 Specification Sheet About Green Creative Green Creative, founded in 2010, is a solid state lighting development and manufacturing company based in Silicon Valley, CA. The company offers a comprehensive line of high-performance LED solutions that have been adopted by some of the largest companies in the world. Green Creative focuses on professional-grade LED lamps and fixtures that meet the high standards of commercial, institutional and industrial installations. Anchored by strongly integrated R&D capabilities and patented technology, Green Creative's innovation, performance and reliability have been recognized year after year by the Illuminating Engineering Society Progress Report, the LEDs Magazine Sapphire Awards and Lighting for Tomorrow. 25000 Hours • CRI 80 • Specification Grade Green Creative 97731 - 6W A19 LED - 40W Equal - Warm White | 2700 | 80 | 450 | 75 | 25000 | 6 | 1 | 7.98 | 7.98 | 9.3768 | 2020Q2 | https://www.topbulb.com/green-creative-97731-6w-a19-led-40w-equal-warm-white | Top Bulb | 2020 | Yes
LED Lighting | A-Type | Green Creative | True |  | LED | A19 | E26 (Medium) | Topbulb » LED Bulbs » LED Standard Shape » 40W Equal » Green Creative 97732 - 6W A19 LED - 40W Equal - Halogen-White This Green Creative 6 watt LED A19 replaces a 40 watt equivalent incandescent, halogen or CFL without sacrificing lumen output or light quality and with a dramatic increase in rated life at 25,000 hours reducing maintenance costs. Designed and engineered for demanding commercial applications, this lamp meets the Energy Star V1.1 requirements for omnidirectional lamps by emitting 330° of evenly diffused light. This lamp features smooth dimming with existing dimmers as well as compatibility with most motion sensors. See the document below for additional information and specifications. LED Technology Notice Due to constantly evolving nature of LED technology, manufacturers will reserve the right to replace this product with next generation technology. We appreciate your understanding and acceptance of this policy. Utility/Government Incentives Documents Green Creative 6A19DIM/830 Specification Sheet About Green Creative Green Creative, founded in 2010, is a solid state lighting development and manufacturing company based in Silicon Valley, CA. The company offers a comprehensive line of high-performance LED solutions that have been adopted by some of the largest companies in the world. Green Creative focuses on professional-grade LED lamps and fixtures that meet the high standards of commercial, institutional and industrial installations. Anchored by strongly integrated R&D capabilities and patented technology, Green Creative's innovation, performance and reliability have been recognized year after year by the Illuminating Engineering Society Progress Report, the LEDs Magazine Sapphire Awards and Lighting for Tomorrow. 25000 Hours • CRI 80 • Specification Grade Green Creative 97732 - 6W A19 LED - 40W Equal - Halogen-White | 3000 | 80 | 450 | 75 | 25000 | 6 | 1 | 7.95 | 7.95 | 9.3416 | 2020Q2 | https://www.topbulb.com/green-creative-97732-6w-a19-led-40w-equal-halogen-white | Top Bulb | 2020 | Yes
LED Lighting | A-Type | Sylvania | False |  | LED | A19 | E26 (Medium) | Topbulb » LED Bulbs » LED Standard Shape » 40W Equal » Sylvania 74076 ¦ 6W LED - 40W Equal - 2700K This Sylvania 74076 LED6A19F82710YVRP is a non-dimmable 6 watt LED that replaces a 40 watt incandescent and provides warm white illumination. See this same bulb in 2 Pack and 4-Pack pricing under Related Products on this page. LED Technology Notice Due to constantly evolving nature of LED technology, manufacturers will reserve the right to replace this product with next generation technology. We appreciate your understanding and acceptance of this policy. Documents Sylvana 74076 Spec Sheet 11,000 Hours • Warm White Light • Not Dimmable Sylvania 74076 ¦ 6W LED - 40W Equal - 2700K | 2700 | 80 | 450 | 75 | 11000 | 6 | 1 | 2.75 | 2.75 | 3.2314 | 2020Q2 | https://www.topbulb.com/sylvania-74076-led6a19f82710yvrp-led | Top Bulb | 2020 | Yes
LED Lighting | A-Type | Sylvania | False |  | LED | A19 | E26 (Medium) | Topbulb » LED Bulbs » LED Standard Shape » 40W Equal » Sylvania 74077 ¦ 6W LED - 40W Equal - 2700K - 2 Pack The Sylvania 74077 LED6A19F82710YVRP2 is a non-dimmable, 6 watt LED that replaces a 40 watt incandescent bulb. The 2700K color temperature produces a warm white illumination matching a traditional incandescent light bulb. Priced and sold as a 2-Pack. LED Technology Notice Due to constantly evolving nature of LED technology, manufacturers will reserve the right to replace this product with next generation technology. We appreciate your understanding and acceptance of this policy. Documents Sylvana 74077 Spec Sheet 11,000 Hours • Warm White Light • Not Dimmable Sylvania 74077 ¦ 6W LED - 40W Equal - 2700K - 2 Pack | 2700 | 80 | 450 | 75 | 11000 | 6 | 1 | 5.15 | 5.15 | 6.0514 | 2020Q2 | https://www.topbulb.com/sylvania-74077-led6a19f82710yvrp2-led | Top Bulb | 2020 | Yes
LED Lighting | A-Type | Sylvania | False |  | LED | A19 | E26 (Medium) | Topbulb » LED Bulbs » LED Standard Shape » 40W Equal » Sylvania 74080 - 6W LED - 40W Equal - 5000K This Sylvania 74080 LED6A19F85010YVRP is a non-dimmable 6 watt LED that replaces a 40 watt incandescent and provides very cool white illumination. See this same bulb in 2 Pack and 4-Pack pricing under Related Products on this page. LED Technology Notice Due to constantly evolving nature of LED technology, manufacturers will reserve the right to replace this product with next generation technology. We appreciate your understanding and acceptance of this policy. Documents Sylvana 74080 Spec Sheet 11,000 Hours • Very Cool White Light • Not Dimmable Sylvania 74080 - 6W LED - 40W Equal - 5000K | 5000 | 80 | 450 | 75 | 11000 | 6 | 1 | 2.75 | 2.75 | 3.2314 | 2020Q2 | https://www.topbulb.com/sylvania-74080-led6a19f85010yvrp-led | Top Bulb | 2020 | Yes
LED Lighting | A-Type | Sylvania | False |  | LED | A19 | E26 (Medium) | Topbulb » LED Bulbs » LED Standard Shape » 40W Equal » Sylvania 79701 ¦ 6W LED - 40W Equal - 3500K This Sylvania 79701 LED6A19F83510YVRP is a non-dimmable 6 watt LED that replaces a 40 watt incandescent and provides white illumination similar to a halogen bulb. See this same bulb in 4-Pack pricing under Related Products on this page. LED Technology Notice Due to constantly evolving nature of LED technology, manufacturers will reserve the right to replace this product with next generation technology. We appreciate your understanding and acceptance of this policy. 11,000 Hours • Halogen-White Light • Not Dimmable Sylvania 79701 ¦ 6W LED - 40W Equal - 3500K | 3500 | 80 | 450 | 75 | 11000 | 6 | 1 | 2.75 | 2.75 | 3.2314 | 2020Q2 | https://www.topbulb.com/sylvania-79701-led6a19f83510yvrp-led | Top Bulb | 2020 | Yes
LED Lighting | A-Type | Satco | False |  | A19/21 | E26 (Medium) | E26 (Medium) | Home / Light Bulbs / LED / Satco - S8560 - 10A19/LED/2700K/120V/4PK Approved for Enclosed Fixtures; Damp Location Rated 10W A19 LED Lamp - 750 Lumens - Warm White (2700K) - 90 CRI - 10000 Hours - E26 (Medium) - 120 to 130V - Frost Satco - S8560 - 10A19/LED/2700K/120V/4PK | 2700 | 90 | 750 | 75 | 10000 | 10 | 1 | 9.62 | 9.62 | 11.3039 | 2020Q3 | https://shop.regencylighting.com/lamps/led/10a19-led-2700k-120v-4pk-s8560.html | Regency Lighting | 2020 | Yes
LED Lighting | A-Type | Satco | False |  | A19/21 | E26 (Medium) | E26 (Medium) | Home / Light Bulbs / LED / Satco - S8561 - 10A19/LED/3000K/120V/4PK Approved for Enclosed Fixtures; Damp Location Rated; Carded Item 10W A19 LED Lamp - 750 Lumens - Warm White (3000K) - 90 CRI - 10000 hrs. - E26 (Medium) - 120 to 130V - Frost Satco - S8561 - 10A19/LED/3000K/120V/4PK | 3000 | 90 | 750 | 75 | 10000 | 10 | 1 | 12.64 | 12.64 | 14.8525 | 2020Q3 | https://shop.regencylighting.com/lamps/led/10a19-led-3000k-120v-4pk-s8561.html | Regency Lighting | 2020 | Yes
LED Lighting | A-Type | Satco | False |  | A19/21 | E26 (Medium) | E26 (Medium) | Home / Light Bulbs / LED / Satco - S8562 - 10A19/LED/4000K/120V/4PK Approved for Enclosed Fixtures; Damp Location Rated 10W A19 LED Lamp - 750 Lumens - Cool White (4000K) - 90 CRI - 10000 Hours - E26 (Medium) - 120 to 130V - Frost Satco - S8562 - 10A19/LED/4000K/120V/4PK | 4000 | 90 | 750 | 75 | 10000 | 10 | 1 | 9.62 | 9.62 | 11.3039 | 2020Q3 | https://shop.regencylighting.com/lamps/led/10a19-led-4000k-120v-4pk-s8562.html | Regency Lighting | 2020 | Yes
LED Lighting | A-Type | Satco | False | Daylighting/Photocell, | A19/21 | E26 (Medium) | E26 (Medium) | Home / Light Bulbs / LED / Satco - S8563 - 10A19/LED/5000K/120V/4PK Approved for Enclosed Fixtures; Damp Location Rated; Carded Item 10W A19 LED Lamp - 750 Lumens - Daylight (5000K) - 90 CRI - 10000 hrs. - E26 (Medium) - 120 to 130V - Frost Satco - S8563 - 10A19/LED/5000K/120V/4PK | 5000 | 90 | 750 | 75 | 10000 | 10 | 1 | 12.64 | 12.64 | 14.8525 | 2020Q3 | https://shop.regencylighting.com/lamps/led/10a19-led-5000k-120v-4pk-s8563.html | Regency Lighting | 2020 | Yes
LED Lighting | A-Type | Satco | False |  | A19/21 | E26 (Medium) | E26 (Medium) | Home / Light Bulbs / LED / LED A-Line / Satco - S8560 - 10A19/LED/2700K/120V/4PK Approved for Enclosed Fixtures; Damp Location Rated 10W A19 LED Lamp - 750 Lumens - Warm White (2700K) - 90 CRI - 10000 Hours - E26 (Medium) - 120 to 130V - Frost Satco - S8560 - 10A19/LED/2700K/120V/4PK | 2700 | 90 | 750 | 75 | 10000 | 10 | 1 | 9.62 | 9.62 | 11.3039 | 2020Q3 | https://shop.regencylighting.com/lamps/led/a-line/10a19-led-2700k-120v-4pk-s8560.html | Regency Lighting | 2020 | Yes
LED Lighting | A-Type | Satco | False |  | A19/21 | E26 (Medium) | E26 (Medium) | Home / Light Bulbs / LED / LED A-Line / Satco - S8561 - 10A19/LED/3000K/120V/4PK Approved for Enclosed Fixtures; Damp Location Rated; Carded Item 10W A19 LED Lamp - 750 Lumens - Warm White (3000K) - 90 CRI - 10000 hrs. - E26 (Medium) - 120 to 130V - Frost Satco - S8561 - 10A19/LED/3000K/120V/4PK | 3000 | 90 | 750 | 75 | 10000 | 10 | 1 | 12.64 | 12.64 | 14.8525 | 2020Q3 | https://shop.regencylighting.com/lamps/led/a-line/10a19-led-3000k-120v-4pk-s8561.html | Regency Lighting | 2020 | Yes
LED Lighting | A-Type | Satco | False |  | A19/21 | E26 (Medium) | E26 (Medium) | Home / Light Bulbs / LED / LED A-Line / Satco - S8562 - 10A19/LED/4000K/120V/4PK Approved for Enclosed Fixtures; Damp Location Rated 10W A19 LED Lamp - 750 Lumens - Cool White (4000K) - 90 CRI - 10000 Hours - E26 (Medium) - 120 to 130V - Frost Satco - S8562 - 10A19/LED/4000K/120V/4PK | 4000 | 90 | 750 | 75 | 10000 | 10 | 1 | 9.62 | 9.62 | 11.3039 | 2020Q3 | https://shop.regencylighting.com/lamps/led/a-line/10a19-led-4000k-120v-4pk-s8562.html | Regency Lighting | 2020 | Yes
LED Lighting | A-Type | Satco | False | Daylighting/Photocell, | A19/21 | E26 (Medium) | E26 (Medium) | Home / Light Bulbs / LED / LED A-Line / Satco - S8563 - 10A19/LED/5000K/120V/4PK Approved for Enclosed Fixtures; Damp Location Rated; Carded Item 10W A19 LED Lamp - 750 Lumens - Daylight (5000K) - 90 CRI - 10000 hrs. - E26 (Medium) - 120 to 130V - Frost Satco - S8563 - 10A19/LED/5000K/120V/4PK | 5000 | 90 | 750 | 75 | 10000 | 10 | 1 | 12.64 | 12.64 | 14.8525 | 2020Q3 | https://shop.regencylighting.com/lamps/led/a-line/10a19-led-5000k-120v-4pk-s8563.html | Regency Lighting | 2020 | Yes
LED Lighting | A-Type | Standard Products | True |  | LED | A19 | E26 (Medium) | Topbulb » LED Bulbs » LED Standard Shape » 60W Equal » Standard - 10W LED - 60W Equal - Amber Light The Standard LED/OMNI/10W/D/STD/GRY/AMB is a 10 watt, 120 volt medium base LED ominidirectional bulb that produces a very warm amber illumination. The light output of this bulb is similar to a 60 watt incandescent. Features include: 75 lumens per watt, 80 color rendering index and a 25,000 hour rated life. Fully dimmable, the light level can be adjusted to match the application requirements. For optimum dimming, see the compatible dimmer list below. Suggested applications for warm amber illumination include restaurants, lounges, spas and patios. Use this light bulb wherever a very warm, cozy ambient atmosphere is desired. Shipping Notice This item has certain shipping restrictions. Please refer to specifications table on this page for restricted shipping zones. LED Technology Notice Due to constantly evolving nature of LED technology, manufacturers will reserve the right to replace this product with next generation technology. We appreciate your understanding and acceptance of this policy. Documents Standard 62895 Brochure Standard 62895 Specification Sheet About Standard Standard Products Inc., head office located in Montreal, Canada, supplies a full range of lighting solutions to the North American market. Standard surpasses market norms on quality products and innovative ideas across their entire line of lamps. Standard Products Inc. is a Gold Standard Winner as one of Canada's Best Managed Companies. Resources Step by Step, How to Buy an LED Bulb for Your Home A19 Shape • Dimmable Standard - 10W LED - 60W Equal - Amber Light |  | 80 | 750 | 75 | 25000 | 10 | 1 | 10.95 | 10.95 | 12.8667 | 2020Q3 | https://www.topbulb.com/standard-10w-led-60w-equal-amber-light | Top Bulb | 2020 | Yes
LED Lighting | A-Type | Satco | False |  | A19/21 | E26 (Medium) | E26 (Medium) | Home / Light Bulbs / LED / Satco - S8560 - 10A19/LED/2700K/120V/4PK Approved for Enclosed Fixtures; Damp Location Rated 10W A19 LED Lamp - 750 Lumens - Warm White (2700K) - 90 CRI - 10000 Hours - E26 (Medium) - 120 to 130V - Frost Satco - S8560 - 10A19/LED/2700K/120V/4PK | 2700 | 90 | 750 | 75 | 10000 | 10 | 1 | 9.29 | 9.29 | 10.9161 | 2020Q2 | https://shop.regencylighting.com/lamps/led/10a19-led-2700k-120v-4pk-s8560.html | Regency Lighting | 2020 | Yes
LED Lighting | A-Type | Satco | False |  | A19/21 | E26 (Medium) | E26 (Medium) | Home / Light Bulbs / LED / Satco - S8561 - 10A19/LED/3000K/120V/4PK Approved for Enclosed Fixtures; Damp Location Rated; Carded Item 10W A19 LED Lamp - 750 Lumens - Warm White (3000K) - 90 CRI - 10000 hrs. - E26 (Medium) - 120 to 130V - Frost Satco - S8561 - 10A19/LED/3000K/120V/4PK | 3000 | 90 | 750 | 75 | 10000 | 10 | 1 | 12.2 | 12.2 | 14.3355 | 2020Q2 | https://shop.regencylighting.com/lamps/led/10a19-led-3000k-120v-4pk-s8561.html | Regency Lighting | 2020 | Yes
LED Lighting | A-Type | Satco | False |  | A19/21 | E26 (Medium) | E26 (Medium) | Home / Light Bulbs / LED / Satco - S8562 - 10A19/LED/4000K/120V/4PK Approved for Enclosed Fixtures; Damp Location Rated 10W A19 LED Lamp - 750 Lumens - Cool White (4000K) - 90 CRI - 10000 Hours - E26 (Medium) - 120 to 130V - Frost Satco - S8562 - 10A19/LED/4000K/120V/4PK | 4000 | 90 | 750 | 75 | 10000 | 10 | 1 | 9.29 | 9.29 | 10.9161 | 2020Q2 | https://shop.regencylighting.com/lamps/led/10a19-led-4000k-120v-4pk-s8562.html | Regency Lighting | 2020 | Yes
LED Lighting | A-Type | Satco | False | Daylighting/Photocell, | A19/21 | E26 (Medium) | E26 (Medium) | Home / Light Bulbs / LED / Satco - S8563 - 10A19/LED/5000K/120V/4PK Approved for Enclosed Fixtures; Damp Location Rated; Carded Item 10W A19 LED Lamp - 750 Lumens - Daylight (5000K) - 90 CRI - 10000 hrs. - E26 (Medium) - 120 to 130V - Frost Satco - S8563 - 10A19/LED/5000K/120V/4PK | 5000 | 90 | 750 | 75 | 10000 | 10 | 1 | 12.2 | 12.2 | 14.3355 | 2020Q2 | https://shop.regencylighting.com/lamps/led/10a19-led-5000k-120v-4pk-s8563.html | Regency Lighting | 2020 | Yes
LED Lighting | A-Type | Satco | False |  | A19/21 | E26 (Medium) | E26 (Medium) | Home / Light Bulbs / LED / LED A-Line / Satco - S8560 - 10A19/LED/2700K/120V/4PK Approved for Enclosed Fixtures; Damp Location Rated 10W A19 LED Lamp - 750 Lumens - Warm White (2700K) - 90 CRI - 10000 Hours - E26 (Medium) - 120 to 130V - Frost Satco - S8560 - 10A19/LED/2700K/120V/4PK | 2700 | 90 | 750 | 75 | 10000 | 10 | 1 | 9.29 | 9.29 | 10.9161 | 2020Q2 | https://shop.regencylighting.com/lamps/led/a-line/10a19-led-2700k-120v-4pk-s8560.html | Regency Lighting | 2020 | Yes
LED Lighting | A-Type | Satco | False |  | A19/21 | E26 (Medium) | E26 (Medium) | Home / Light Bulbs / LED / LED A-Line / Satco - S8561 - 10A19/LED/3000K/120V/4PK Approved for Enclosed Fixtures; Damp Location Rated; Carded Item 10W A19 LED Lamp - 750 Lumens - Warm White (3000K) - 90 CRI - 10000 hrs. - E26 (Medium) - 120 to 130V - Frost Satco - S8561 - 10A19/LED/3000K/120V/4PK | 3000 | 90 | 750 | 75 | 10000 | 10 | 1 | 12.2 | 12.2 | 14.3355 | 2020Q2 | https://shop.regencylighting.com/lamps/led/a-line/10a19-led-3000k-120v-4pk-s8561.html | Regency Lighting | 2020 | Yes
LED Lighting | A-Type | Satco | False |  | A19/21 | E26 (Medium) | E26 (Medium) | Home / Light Bulbs / LED / LED A-Line / Satco - S8562 - 10A19/LED/4000K/120V/4PK Approved for Enclosed Fixtures; Damp Location Rated 10W A19 LED Lamp - 750 Lumens - Cool White (4000K) - 90 CRI - 10000 Hours - E26 (Medium) - 120 to 130V - Frost Satco - S8562 - 10A19/LED/4000K/120V/4PK | 4000 | 90 | 750 | 75 | 10000 | 10 | 1 | 9.29 | 9.29 | 10.9161 | 2020Q2 | https://shop.regencylighting.com/lamps/led/a-line/10a19-led-4000k-120v-4pk-s8562.html | Regency Lighting | 2020 | Yes
LED Lighting | Decorative | Maxlite | True |  | T4 | G9 (Bi-Pin) | G9 (Bi-Pin) | Home / Light Bulbs / LED / LED Bi-Pin / Maxlite - 108072 - 3G9DLED27 LED G9 Retrofit; Halogen T4 G9 Replacement; Not for Use in Totally Enclosed Fixtures; Suitable for Damp Locations 3W LED G9 Retrofit Lamp - Universal - 270 Lumens - Warm White (2700K) - 80 CRI - 25000 Hours - G9 (Bi-Pin) - 120 to 130V Maxlite - 108072 - 3G9DLED27 | 2700 | 80 | 270 | 90 | 25000 | 3 | 1 | 8.36 | 8.36 | 9.8233 | 2020Q2 | https://shop.regencylighting.com/lamps/led/bi-pin/3g9dled27-mxt.html | Regency Lighting | 2020 | Yes
LED Lighting | Decorative | Maxlite | False |  | T4 | G9 (Bi-Pin) | G9 (Bi-Pin) | Home / Light Bulbs / LED / LED Bi-Pin / Maxlite - 108071 - 3G9LED27 Energy Efficient Alternative to Halogen T4 G9 Base Lamps; Not for use in Fully Enclosed Fixtures 3W LED Retrofit Lamp - Universal - 270 Lumens - Warm White (2700K) - 80 CRI - 25000 Hours - G9 (Bi-Pin) - 120 to 130V Maxlite - 108071 - 3G9LED27 | 2700 | 80 | 270 | 90 | 25000 | 3 | 48 | 401.28 | 8.36 | 9.8233 | 2020Q2 | https://shop.regencylighting.com/lamps/led/bi-pin/3g9led27-mxt.html | Regency Lighting | 2020 | Yes
LED Lighting | Decorative | Satco |  |  | T4 | G9 (Bi-Pin) | G9 (Bi-Pin) | Home / Light Bulbs / LED / LED Bi-Pin / Satco - S8602 - 4JCD/G9/LED/3000K/120V/D G9 LED Retrofit Lamp; Damp Location Rated 4W LED G9 Retrofit Lamp - Universal - 480 Lumens - Warm White (3000K) - 80 CRI - 25000 Hours - G9 (Bi-Pin) - 120 to 130V - Clear Satco - S8602 - 4JCD/G9/LED/3000K/120V/D | 3000 | 80 | 480 | 120 | 25000 | 4 | 1 | 12.2 | 12.2 | 14.3355 | 2020Q2 | https://shop.regencylighting.com/lamps/led/bi-pin/4jcd-g9-led-3000k-120v-d-s8602.html | Regency Lighting | 2020 | Yes
LED Lighting | Decorative | Satco | True | Daylighting/Photocell, | T6 | G9 (Bi-Pin) | G9 (Bi-Pin) | Home / Light Bulbs / LED / LED Bi-Pin / Satco - S9549 - 4JCD/G9/LED/5000K/120V/D Silicon LED Replacement for Halogen G9 Base Lamps; Damp Location Rated 4W G9 Base LED Lamp - 480 Lumens - Daylight (5000K) - 80 CRI - 25000 Hours - G9 (Bi-Pin) - 120 to 130V - Clear Satco - S9549 - 4JCD/G9/LED/5000K/120V/D | 5000 | 80 | 480 | 120 | 25000 | 4 | 1 | 10.44 | 10.44 | 12.2674 | 2020Q2 | https://shop.regencylighting.com/lamps/led/bi-pin/4jcd-g9-led-5000k-120v-d-s9549.html | Regency Lighting | 2020 | Yes
LED Lighting | Decorative | Maxlite | True |  | T4 | G9 (Bi-Pin) | G9 (Bi-Pin) | Home / Light Bulbs / LED / LED Bi-Pin / Maxlite - 108074 - 5G9DLED27 Damp or Dry Rated; Not for use in Enclosed Fixtures 5W LED Retrofit Lamp - Universal - 360 Lumens - Warm White (2700K) - 80 CRI - 25000 Hours - G9 (Bi-Pin) - 120 to 130V Maxlite - 108074 - 5G9DLED27 | 2700 | 80 | 360 | 72 | 25000 | 5 | 1 | 11.94 | 11.94 | 14.03 | 2020Q2 | https://shop.regencylighting.com/lamps/led/bi-pin/5g9dled27-mxt.html | Regency Lighting | 2020 | Yes
LED Lighting | Decorative | Maxlite | False |  | T4 | G9 (Bi-Pin) | G9 (Bi-Pin) | Home / Light Bulbs / LED / LED Bi-Pin / Maxlite - 108073 - 5G9LED27 G9 LED Retrofit; Not for Use in Totally Enclosed Fixtures; Suitable for Damp Locations 5W T4 LED Lamp - Universal - 480 Lumens - Warm White (2700K) - 80 CRI - 25000 Hours - G9 (Bi-Pin) - 120 to 130V Maxlite - 108073 - 5G9LED27 | 2700 | 80 | 480 | 96 | 25000 | 5 | 1 | 11.94 | 11.94 | 14.03 | 2020Q2 | https://shop.regencylighting.com/lamps/led/bi-pin/5g9led27-mxt.html | Regency Lighting | 2020 | Yes
LED Lighting | Decorative | Satco | True |  | T4 | G9 (Bi-Pin) | G9 (Bi-Pin) | Home / Light Bulbs / LED / LED Bi-Pin / Satco - S9224 - LED 3.0W G9 220L 3000K DIM Solid State LED lighting; High Efficacy; Long Life; Omnidirectional; Replaces Halogen G9 Lamps; Dimmable; Use in Dry Locations; Not for use in Totally Enclosed Fixtures 3W T4 LED Lamp - Universal - 220 Lumens - Warm White (3000K) - 80 CRI - 15000 Hours - G9 (Bi-Pin) - 120 to 130V - White Satco - S9224 - LED 3.0W G9 220L 3000K DIM | 3000 | 80 | 220 | 73.3333 | 15000 | 3 | 200 | 2088 | 10.44 | 12.2674 | 2020Q2 | https://shop.regencylighting.com/lamps/led/bi-pin/led-3-0w-g9-220l-3000k-dim-s9224.html | Regency Lighting | 2020 | Yes
LED Lighting | Decorative | Satco | True |  | T4 | G9 (Bi-Pin) | G9 (Bi-Pin) | Home / Light Bulbs / LED / LED Bi-Pin / Satco - S29548 - LED 4W JCD/G9 120V 3000K Silicon LED Replacement for Halogen G9 Base Lamps; Damp Location Rated 4W G9 Base LED Lamp - 480 Lumens - Warm White (3000K) - 80 CRI - 25000 Hours - G9 (Bi-Pin) - 120 to 130V - Clear Satco - S29548 - LED 4W JCD/G9 120V 3000K | 3000 | 80 | 480 | 120 | 25000 | 4 | 20 | 208.8 | 10.44 | 12.2674 | 2020Q2 | https://shop.regencylighting.com/lamps/led/bi-pin/led-4w-jcd-g9-120v-3000k-s29548.html | Regency Lighting | 2020 | Yes
LED Lighting | Decorative | Satco | True |  | T4 | G9 (Bi-Pin) | G9 (Bi-Pin) | Home / Light Bulbs / LED / LED Bi-Pin / Satco - S28682 - LED/4W/JCD/G9/FR/3K/120V Silicon LED Replacement for Halogen G9 Base Lamps; Damp Location Rated 4W G9 Base LED Lamp - 460 Lumens - Warm White (3000K) - 80 CRI - 25000 Hours - G9 (Bi-Pin) - 120 to 130V - Frost Satco - S28682 - LED/4W/JCD/G9/FR/3K/120V | 3000 | 80 | 460 | 115 | 25000 | 4 | 20 | 208.8 | 10.44 | 12.2674 | 2020Q2 | https://shop.regencylighting.com/lamps/led/bi-pin/led-4w-jcd-g9-fr-3k-120v-s28682.html | Regency Lighting | 2020 | Yes
LED Lighting | Decorative | Satco | True |  | T6 | G9 (Bi-Pin) | G9 (Bi-Pin) | Home / Light Bulbs / LED / LED Bi-Pin / Satco - S8682 - LED/4W/JCD/G9/FR/3K/120V Silicon LED Replacement for Halogen G9 Base Lamps; Damp Location Rated 4W G9 Base LED Lamp - 460 Lumens - Warm White (3000K) - 80 CRI - 25000 Hours - G9 (Bi-Pin) - 120 to 130V - Frost Satco - S8682 - LED/4W/JCD/G9/FR/3K/120V | 3000 | 80 | 460 | 115 | 25000 | 4 | 1 | 11.41 | 11.41 | 13.4072 | 2020Q2 | https://shop.regencylighting.com/lamps/led/bi-pin/led-4w-jcd-g9-fr-3k-120v-s8682.html | Regency Lighting | 2020 | Yes
LED Lighting | Decorative | Satco | False |  | T4 | G9 (Bi-Pin) | G9 (Bi-Pin) | Home / Light Bulbs / LED / LED Bi-Pin / Satco - S9226 - LED 5.0W G9 450L 3000K T4 Repl. LED Bulb 5W T4 Repl. LED Bulb - Warm White (3000K) - 80 CRI - G9 (Bi-Pin) Satco - S9226 - LED 5.0W G9 450L 3000K | 3000 | 80 | 450 | 90 |  | 5 | 1 | 11.41 | 11.41 | 13.4072 | 2020Q2 | https://shop.regencylighting.com/lamps/led/bi-pin/led-5-0w-g9-450l-3000k-s9226.html | Regency Lighting | 2020 | Yes
LED Lighting | Decorative | Norman |  |  |  | G9 (Bi-Pin) | G9 (Bi-Pin) | Home / Light Bulbs / LED / LED Bi-Pin / Norman - LED-G9-120-4W-3K G9 Base LED Lamp 3W G9 Base LED Lamp - 250 Lumens - Warm White (3000K) - 50000 hrs. - G9 (Bi-Pin) - 120 to 130V Norman - LED-G9-120-4W-3K | 3000 |  | 250 | 83.3333 | 50000 | 3 | 1 | 10.38 | 10.38 | 12.1969 | 2020Q2 | https://shop.regencylighting.com/lamps/led/bi-pin/led-g9-120-4w-3k-nmn.html | Regency Lighting | 2020 | Yes
LED Lighting | Decorative | Bulbrite | False |  | T4 | G9 (Bi-Pin) | G9 (Bi-Pin) | Home / Light Bulbs / LED / LED Bi-Pin / Bulbrite - 770577 - LED3G9/30K/120 True Retrofit for Halogen and Xenon Lamps; Not Title 24 Compliant; Not Rated for Enclosed Fixtures; Damp Location Rated 3.5W G9 Base LED Lamp - 330 Lumens - Warm White (3000K) - 80 CRI - 25000 Hours - G9 (Bi-Pin) - 120 to 130V Bulbrite - 770577 - LED3G9/30K/120 | 3000 | 80 | 330 | 94.2857 | 25000 | 3.5 | 1 | 7.9 | 7.9 | 9.2828 | 2020Q2 | https://shop.regencylighting.com/lamps/led/bi-pin/led3g9-30k-120-770577.html | Regency Lighting | 2020 | Yes
LED Lighting | Decorative | Bulbrite | True |  | T4 | G9 (Bi-Pin) | G9 (Bi-Pin) | Home / Light Bulbs / LED / LED Bi-Pin / Bulbrite - 770590 - LED4G9/27K/120/D True Retrofit for Halogen and Xenon Lamps; Not Title 24 Compliant; Rated for Enclosed Fixtures; Damp Location Rated 4.5W G9 Base LED Lamp - 400 Lumens - Warm White (2700K) - 80 CRI - 25000 Hours - G9 (Bi-Pin) - 120 to 130V Bulbrite - 770590 - LED4G9/27K/120/D | 2700 | 80 | 400 | 88.8889 | 25000 | 4.5 | 1 | 11.48 | 11.48 | 13.4894 | 2020Q2 | https://shop.regencylighting.com/lamps/led/bi-pin/led4g9-27k-120-d-770590.html | Regency Lighting | 2020 | Yes
LED Lighting | Decorative | Bulbrite | True |  | T4 | G9 (Bi-Pin) | G9 (Bi-Pin) | Home / Light Bulbs / LED / LED Bi-Pin / Bulbrite - 770579 - LED4G9/30K/120/D True Retrofit for Halogen and Xenon Lamps; Not Title 24 Compliant; Rated for Enclosed Fixtures; Damp Location Rated 4.5W G9 Base LED Lamp - 400 Lumens - Warm White (3000K) - 80 CRI - 25000 Hours - G9 (Bi-Pin) - 120 to 130V Bulbrite - 770579 - LED4G9/30K/120/D | 3000 | 80 | 400 | 88.8889 | 25000 | 4.5 | 1 | 11.48 | 11.48 | 13.4894 | 2020Q2 | https://shop.regencylighting.com/lamps/led/bi-pin/led4g9-30k-120-d-770579.html | Regency Lighting | 2020 | Yes
LED Lighting | Decorative | Satco | True |  | T4 | G9 (Bi-Pin) | G9 (Bi-Pin) | Home / Light Bulbs / LED / LED Bi-Pin / Satco - S9228 - LED5.0WG9360L3000KDIM T4 Repl. LED Bulb 5W T4 Repl. LED Bulb - Warm White (3000K) - 80 CRI - G9 (Bi-Pin) Satco - S9228 - LED5.0WG9360L3000KDIM | 3000 | 80 | 360 | 72 |  | 5 | 1 | 9.65 | 9.65 | 11.3391 | 2020Q2 | https://shop.regencylighting.com/lamps/led/bi-pin/led5-0wg9360l3000kdim-s9228.html | Regency Lighting | 2020 | Yes
LED Lighting | A-Type | Satco | False | Daylighting/Photocell, | A19/21 | E26 (Medium) | E26 (Medium) | Home / Light Bulbs / LED / LED A-Line / Satco - S8563 - 10A19/LED/5000K/120V/4PK Approved for Enclosed Fixtures; Damp Location Rated; Carded Item 10W A19 LED Lamp - 750 Lumens - Daylight (5000K) - 90 CRI - 10000 hrs. - E26 (Medium) - 120 to 130V - Frost Satco - S8563 - 10A19/LED/5000K/120V/4PK | 5000 | 90 | 750 | 75 | 10000 | 10 | 1 | 12.2 | 12.2 | 14.3355 | 2020Q2 | https://shop.regencylighting.com/lamps/led/a-line/10a19-led-5000k-120v-4pk-s8563.html | Regency Lighting | 2020 | Yes
LED Lighting | Decorative | Feit | True |  | G25 | E26 (Medium) | E26 (Medium) | Home / Light Bulbs / LED / Feit - BPG2525/927CA/FIL LED G25 Globe Lamp 2.5W G25 LED Lamp - Universal - 250 Lumens - 15000 hrs. - E26 (Medium) - 120 to 130V - Clear Feit - BPG2525/927CA/FIL | 2700 |  | 250 | 100 | 15000 | 2.5 | 1 | 6.85 | 6.85 | 8.049 | 2020Q2 | https://shop.regencylighting.com/lamps/led/bpg2525-927ca-fil-fet.html | Regency Lighting | 2020 | Yes
LED Lighting | Decorative | Feit | True |  | G25 | E26 (Medium) | E26 (Medium) | Home / Light Bulbs / LED / Feit - BPG2525W927CA/FIL/RP LED G25 Globe Lamp 2.5W G25 LED Lamp - Universal - 225 Lumens - Warm White (2700K) - 15000 hrs. - E26 (Medium) - 120 to 130V - White Feit - BPG2525W927CA/FIL/RP | 2700 |  | 225 | 90 | 15000 | 2.5 | 1 | 10.9 | 10.9 | 12.8079 | 2020Q2 | https://shop.regencylighting.com/lamps/led/bpg2525w927ca-fil-rp-fet.html | Regency Lighting | 2020 | Yes
LED Lighting | Reflector | Feit | True |  | BR40 | E26 (Medium) | E26 (Medium) | Home / Light Bulbs / LED / Feit - BR40DM/10KLED/2 Suitable for Damp Locations 13W BR40 LED Lamp - Universal - 850 Lumens - Warm White (2700K) - 80 CRI - 11000 Hours - E26 (Medium) - 120 to 130V Feit - BR40DM/10KLED/2 | 2700 | 80 | 850 | 65.3846 | 11000 | 13 | 1 | 18.43 | 18.43 | 21.656 | 2020Q2 | https://shop.regencylighting.com/lamps/led/br40dm-10kled-2-fet.html | Regency Lighting | 2020 | Yes
LED Lighting | Decorative | Philips | True |  | F15 | E26 (Medium) | E26 (Medium) | Home / Light Bulbs / LED / Decor/Chand / Philips - 458638 - 7F15/LED/827-22/E26/DIM 120V Energy Star Rated; Damp Location Rated; Warm Glow 7W F15 LED Lamp - Universal - 500 Lumens - Warm White (2200 to 2700K) - 80 CRI - 25000 Hours - E26 (Medium) - 120 to 130V - Clear Philips - 458638 - 7F15/LED/827-22/E26/DIM 120V | 2200 | 80 | 500 | 71.4286 | 25000 | 7 | 10 | 77 | 7.7 | 9.0478 | 2020Q2 | https://shop.regencylighting.com/lamps/led/decor-chand/7f15-led-827-22-e26-dim-120v-45863-8.html | Regency Lighting | 2020 | Yes
LED Lighting | Decorative | Archipelago | True |  | S11 | E17 (Intermediate) | E17 (Intermediate) | Home / Light Bulbs / LED / Decor/Chand / Archipelago - LTS1117C5024K1 Nostalgic; Silicone Coated; Suitable for Damp Locations 0.7W S11 LED Lamp - Universal - 50 Lumens - Warm White (2400K) - E17 (Intermediate) - Clear Archipelago - LTS1117C5024K1 | 2400 |  | 50 | 71.4286 |  | 0.7 | 1 | 5.79 | 5.79 | 6.8035 | 2020Q2 | https://shop.regencylighting.com/lamps/led/decor-chand/lts1117c5024k1-acp.html | Regency Lighting | 2020 | Yes
LED Lighting | Decorative | Maxlite | False |  | T4 | G9 (Bi-Pin) | G9 (Bi-Pin) | Home / Light Bulbs / LED / Decor/Chand / Maxlite - 74011 - SKG0905LED27 Retrofits Into G9 Sockets; Suitable For Use in Dry Location Only 5W Miniature LED Lamp - Universal - 430 Lumens - Warm White (2700K) - 80 CRI - 25000 Hours - G9 (Bi-Pin) - 120 to 130V Maxlite - 74011 - SKG0905LED27 | 2700 | 80 | 430 | 86 | 25000 | 5 | 1 | 12.4 | 12.4 | 14.5705 | 2020Q2 | https://shop.regencylighting.com/lamps/led/decor-chand/skg0905led27-mxt.html | Regency Lighting | 2020 | Yes
LED Lighting | A-Type | Standard Products | True |  | LED | A19 | E26 (Medium) | Topbulb » LED Bulbs » LED Standard Shape » 60W Equal » Standard - 10W LED - 60W Equal - Amber Light The Standard LED/OMNI/10W/D/STD/GRY/AMB is a 10 watt, 120 volt medium base LED ominidirectional bulb that produces a very warm amber illumination. The light output of this bulb is similar to a 60 watt incandescent. Features include: 75 lumens per watt, 80 color rendering index and a 25,000 hour rated life. Fully dimmable, the light level can be adjusted to match the application requirements. For optimum dimming, see the compatible dimmer list below. Suggested applications for warm amber illumination include restaurants, lounges, spas and patios. Use this light bulb wherever a very warm, cozy ambient atmosphere is desired. Shipping Notice This item will not ship to Canada. LED Technology Notice Due to constantly evolving nature of LED technology, manufacturers will reserve the right to replace this product with next generation technology. We appreciate your understanding and acceptance of this policy. Documents Standard 62895 Brochure Standard 62895 Specification Sheet About Standard Standard Products Inc., head office located in Montreal, Canada, supplies a full range of lighting solutions to the North American market. Standard surpasses market norms on quality products and innovative ideas across their entire line of lamps. Standard Products Inc. is a Gold Standard Winner as one of Canada's Best Managed Companies. Resources Step by Step, How to Buy an LED Bulb for Your Home A19 Shape • Dimmable Standard - 10W LED - 60W Equal - Amber Light |  | 80 | 750 | 75 | 25000 | 10 | 1 | 10.95 | 10.95 | 12.8667 | 2020Q2 | https://www.topbulb.com/standard-10w-led-60w-equal-amber-light | Top Bulb | 2020 | Yes
LED Lighting | A-Type | TCP | True |  | A19/21 | E26 (Medium) | E26 (Medium) | Home / Light Bulbs / LED / LED A-Line / TCP - LED11E26SA1930K UL Damp Location Rated 11W A19 LED Lamp - Universal - 825 Lumens - Warm White (3000K) - 82 CRI - 25000 hrs. - E26 (Medium) - 120 to 130V TCP - LED11E26SA1930K | 3000 | 82 | 825 | 75 | 25000 | 11 | 1 | 19.55 | 19.55 | 22.972 | 2020Q3 | https://shop.regencylighting.com/lamps/led/a-line/led11e26sa1930k-tcp.html | Regency Lighting | 2020 | Yes
LED Lighting | A-Type | TCP | True |  | A19/21 | E26 (Medium) | E26 (Medium) | Home / Light Bulbs / LED / TCP - LED11E26SA1930K UL Damp Location Rated 11W A19 LED Lamp - Universal - 825 Lumens - Warm White (3000K) - 82 CRI - 25000 hrs. - E26 (Medium) - 120 to 130V TCP - LED11E26SA1930K | 3000 | 82 | 825 | 75 | 25000 | 11 | 1 | 19.55 | 19.55 | 22.972 | 2020Q3 | https://shop.regencylighting.com/lamps/led/led11e26sa1930k-tcp.html | Regency Lighting | 2020 | Yes
LED Lighting | A-Type | TCP | True |  | A19/21 | E26 (Medium) | E26 (Medium) | Home / Light Bulbs / LED / LED A-Line / TCP - LED11E26SA1930K UL Damp Location Rated 11W A19 LED Lamp - Universal - 825 Lumens - Warm White (3000K) - 82 CRI - 25000 hrs. - E26 (Medium) - 120 to 130V TCP - LED11E26SA1930K | 3000 | 82 | 825 | 75 | 25000 | 11 | 1 | 18.57 | 18.57 | 21.8205 | 2020Q2 | https://shop.regencylighting.com/lamps/led/a-line/led11e26sa1930k-tcp.html | Regency Lighting | 2020 | Yes
LED Lighting | A-Type | TCP | True |  | A19/21 | E26 (Medium) | E26 (Medium) | Home / Light Bulbs / LED / TCP - LED11E26SA1930K UL Damp Location Rated 11W A19 LED Lamp - Universal - 825 Lumens - Warm White (3000K) - 82 CRI - 25000 hrs. - E26 (Medium) - 120 to 130V TCP - LED11E26SA1930K | 3000 | 82 | 825 | 75 | 25000 | 11 | 1 | 18.57 | 18.57 | 21.8205 | 2020Q2 | https://shop.regencylighting.com/lamps/led/led11e26sa1930k-tcp.html | Regency Lighting | 2020 | Yes
LED Lighting | A-Type | Sylvania | True |  | General Purpose Replacement | A19 | E26 (Medium) | Damp Location Rated Damp Location Rated Home / Light Bulbs / LED / LED A-Line / Sylvania - 78108 - LED6A19/DIM/O/927/U/B Approved for Totally Enclosed Fixtures; Frosted Plastic; Indoor/Outdoor Damp Rated; Omnidirectional; CEC and JA8 Compliant 6W A19 LED Lamp - Universal - 470 Lumens - Warm White (2700K) - 93 CRI - 25000 Hours - E26 (Medium) - 120 to 130V - Frost Sylvania - 78108 - LED6A19/DIM/O/927/U/B | 2700 | 92 | 470 | 74.6032 | 25000 | 6.3 | 1 | 4.33 | 4.33 | 5.0879 | 2020Q3 | https://shop.regencylighting.com/lamps/led/a-line/led6a19-dim-o-927-u-b-78108.html | Regency Lighting | 2020 | Yes
LED Lighting | A-Type | Sylvania | True |  | General Purpose Replacement | A19 | E26 (Medium) | Damp Location Rated Damp Location Rated Home / Light Bulbs / LED / LED A-Line / Sylvania - 78109 - LED6A19/DIM/O/930/U/B Approved for Totally Enclosed Fixtures; Frosted Plastic; Indoor/Outdoor Damp Rated; Omnidirectional; CEC and JA8 Compliant 6W A19 LED Lamp - Universal - 470 Lumens - Warm White (3000K) - 93 CRI - 25000 Hours - E26 (Medium) - 120 to 130V - Frost Sylvania - 78109 - LED6A19/DIM/O/930/U/B | 3000 | 93 | 470 | 74.6032 | 25000 | 6.3 | 1 | 4.33 | 4.33 | 5.0879 | 2020Q3 | https://shop.regencylighting.com/lamps/led/a-line/led6a19-dim-o-930-u-b-78109.html | Regency Lighting | 2020 | Yes
LED Lighting | A-Type | Sylvania | True |  | General Purpose Replacement | A19 | E26 (Medium) | Damp Location Rated Damp Location Rated Home / Light Bulbs / LED / Sylvania - 78108 - LED6A19/DIM/O/927/U/B Approved for Totally Enclosed Fixtures; Frosted Plastic; Indoor/Outdoor Damp Rated; Omnidirectional; CEC and JA8 Compliant 6W A19 LED Lamp - Universal - 470 Lumens - Warm White (2700K) - 93 CRI - 25000 Hours - E26 (Medium) - 120 to 130V - Frost Sylvania - 78108 - LED6A19/DIM/O/927/U/B | 2700 | 92 | 470 | 74.6032 | 25000 | 6.3 | 1 | 4.33 | 4.33 | 5.0879 | 2020Q3 | https://shop.regencylighting.com/lamps/led/led6a19-dim-o-927-u-b-78108.html | Regency Lighting | 2020 | Yes
LED Lighting | Reflector | Eco-Story | True |  | PAR30 | GU24 (Bi-Pin / Twist & Lock) | GU24 (Bi-Pin / Twist & Lock) | Home / Light Bulbs / LED / Eco-Story - ECO-PAR-30-GU-24-WW-30-DM GU24 Base PAR30 LED Lamp 8W GU24 Base PAR30 LED Lamp - Universal - 600 Lumens - Warm White (2700K) - 80 CRI - 40000 Hours - GU24 (Bi-Pin / Twist & Lock) - 120 to 130V Eco-Story - ECO-PAR-30-GU-24-WW-30-DM | 2700 | 80 | 600 | 75 | 40000 | 8 | 1 | 43.21 | 43.21 | 50.7734 | 2020Q2 | https://shop.regencylighting.com/lamps/led/eco-par-30-gu-24-ww-30-dm-eco.html | Regency Lighting | 2020 | Yes
LED Lighting | Reflector | Eco-Story | True |  | PAR38 | GU24 (Bi-Pin / Twist & Lock) | GU24 (Bi-Pin / Twist & Lock) | Home / Light Bulbs / LED / Eco-Story - ECO-PAR38C-17-GU24-27K-25D GU24 Base PAR38 LED Lamp 17W GU24 Base PAR38 LED Lamp - Universal - 1100 Lumens - Warm White (2700K) - 80 CRI - 40000 Hours - GU24 (Bi-Pin / Twist & Lock) - 120 to 130V Eco-Story - ECO-PAR38C-17-GU24-27K-25D | 2700 | 80 | 1100 | 64.7059 | 40000 | 17 | 1 | 61.41 | 61.41 | 72.1591 | 2020Q2 | https://shop.regencylighting.com/lamps/led/eco-par38c-17-gu24-27k-25d-eco.html | Regency Lighting | 2020 | Yes
LED Lighting | Decorative | Maxlite | True |  | G25 | E26 (Medium) | E26 (Medium) | Home / Light Bulbs / LED / Maxlite - ?103592 - F7.5G25DLED27 Energy Star Certified 7.5W G25 LED Lamp - Universal - 800 Lumens - Warm White (2700K) - 80 CRI - 15000 Hours - E26 (Medium) - 120 to 130V Maxlite - ?103592 - F7.5G25DLED27 | 2700 | 80 | 800 | 106.6667 | 15000 | 7.5 | 1 | 9.83 | 9.83 | 11.5506 | 2020Q2 | https://shop.regencylighting.com/lamps/led/f7-5g25dled27-mxt.html | Regency Lighting | 2020 | Yes
LED Lighting | A-Type | Sylvania | True |  | General Purpose Replacement | A19 | E26 (Medium) | Damp Location Rated Damp Location Rated Home / Light Bulbs / LED / Sylvania - 78109 - LED6A19/DIM/O/930/U/B Approved for Totally Enclosed Fixtures; Frosted Plastic; Indoor/Outdoor Damp Rated; Omnidirectional; CEC and JA8 Compliant 6W A19 LED Lamp - Universal - 470 Lumens - Warm White (3000K) - 93 CRI - 25000 Hours - E26 (Medium) - 120 to 130V - Frost Sylvania - 78109 - LED6A19/DIM/O/930/U/B | 3000 | 93 | 470 | 74.6032 | 25000 | 6.3 | 1 | 4.33 | 4.33 | 5.0879 | 2020Q3 | https://shop.regencylighting.com/lamps/led/led6a19-dim-o-930-u-b-78109.html | Regency Lighting | 2020 | Yes
LED Lighting | A-Type | Sylvania | True |  | General Purpose Replacement | A19 | E26 (Medium) | Damp Location Rated Home / Light Bulbs / LED / LED A-Line / Sylvania - 78108 - LED6A19/DIM/O/927/U/B Approved for Totally Enclosed Fixtures; Frosted Plastic; Indoor/Outdoor Damp Rated; Omnidirectional; CEC and JA8 Compliant 6W A19 LED Lamp - Universal - 470 Lumens - Warm White (2700K) - 93 CRI - 25000 Hours - E26 (Medium) - 120 to 130V - Frost Sylvania - 78108 - LED6A19/DIM/O/927/U/B | 2700 | 92 | 470 | 74.6032 | 25000 | 6.3 | 1 | 4.15 | 4.15 | 4.8764 | 2020Q2 | https://shop.regencylighting.com/lamps/led/a-line/led6a19-dim-o-927-u-b-78108.html | Regency Lighting | 2020 | Yes
LED Lighting | A-Type | Sylvania | True |  | General Purpose Replacement | A19 | E26 (Medium) | Damp Location Rated Home / Light Bulbs / LED / LED A-Line / Sylvania - 78109 - LED6A19/DIM/O/930/U/B Approved for Totally Enclosed Fixtures; Frosted Plastic; Indoor/Outdoor Damp Rated; Omnidirectional; CEC and JA8 Compliant 6W A19 LED Lamp - Universal - 470 Lumens - Warm White (3000K) - 93 CRI - 25000 Hours - E26 (Medium) - 120 to 130V - Frost Sylvania - 78109 - LED6A19/DIM/O/930/U/B | 3000 | 93 | 470 | 74.6032 | 25000 | 6.3 | 1 | 4.15 | 4.15 | 4.8764 | 2020Q2 | https://shop.regencylighting.com/lamps/led/a-line/led6a19-dim-o-930-u-b-78109.html | Regency Lighting | 2020 | Yes
LED Lighting | A-Type | Sylvania | True |  | General Purpose Replacement | A19 | E26 (Medium) | Damp Location Rated Home / Light Bulbs / LED / Sylvania - 78108 - LED6A19/DIM/O/927/U/B Approved for Totally Enclosed Fixtures; Frosted Plastic; Indoor/Outdoor Damp Rated; Omnidirectional; CEC and JA8 Compliant 6W A19 LED Lamp - Universal - 470 Lumens - Warm White (2700K) - 93 CRI - 25000 Hours - E26 (Medium) - 120 to 130V - Frost Sylvania - 78108 - LED6A19/DIM/O/927/U/B | 2700 | 92 | 470 | 74.6032 | 25000 | 6.3 | 1 | 4.15 | 4.15 | 4.8764 | 2020Q2 | https://shop.regencylighting.com/lamps/led/led6a19-dim-o-927-u-b-78108.html | Regency Lighting | 2020 | Yes
LED Lighting | A-Type | Sylvania | True |  | General Purpose Replacement | A19 | E26 (Medium) | Damp Location Rated Home / Light Bulbs / LED / Sylvania - 78109 - LED6A19/DIM/O/930/U/B Approved for Totally Enclosed Fixtures; Frosted Plastic; Indoor/Outdoor Damp Rated; Omnidirectional; CEC and JA8 Compliant 6W A19 LED Lamp - Universal - 470 Lumens - Warm White (3000K) - 93 CRI - 25000 Hours - E26 (Medium) - 120 to 130V - Frost Sylvania - 78109 - LED6A19/DIM/O/930/U/B | 3000 | 93 | 470 | 74.6032 | 25000 | 6.3 | 1 | 4.15 | 4.15 | 4.8764 | 2020Q2 | https://shop.regencylighting.com/lamps/led/led6a19-dim-o-930-u-b-78109.html | Regency Lighting | 2020 | Yes
LED Lighting | A-Type | Cree | True |  | A19/21 | E26 (Medium) | E26 (Medium) | Home / Light Bulbs / LED / LED A-Line / Cree - A19P-60W-27K-B1 Instant-on; Energy Star Rated; 4Flow Filament Design 11W A19 LED Lamp - Universal - 815 Lumens - Warm White (2700K) - 80 CRI - 35000 Hours - E26 (Medium) - 120 to 130V Cree - A19P-60W-27K-B1 | 2700 | 80 | 815 | 74.0909 | 35000 | 11 | 6 | 27.24 | 4.54 | 5.3347 | 2020Q3 | https://shop.regencylighting.com/lamps/led/a-line/a19p-60w-27k-b1-cre.html | Regency Lighting | 2020 | Yes
LED Lighting | Decorative | TCP | True |  | G16 | E12 (Candelabra) | E12 (Candelabra) | Home / Light Bulbs / LED / TCP - FG16D2527EE12C Filament Style; Energy Star Certified; Suitable for Damp Locations 3W G16 LED Lamp - Universal - 250 Lumens - Warm White (2700K) - 80 CRI - 15000 Hours - E12 (Candelabra) - 120 to 130V - Clear TCP - FG16D2527EE12C | 2700 | 80 | 250 | 83.3333 | 15000 | 3 | 1 | 4.9 | 4.9 | 5.7577 | 2020Q2 | https://shop.regencylighting.com/lamps/led/fg16d2527ee12c-tcp.html | Regency Lighting | 2020 | Yes
LED Lighting | Decorative | Philips | True |  | G25 | E26 (Medium) | E26 (Medium) | Home / Light Bulbs / LED / LED Globe / Philips - 459347 - 10G25/LED/827-22/E26/CL/DIM120 Energy Star Rated; Wet Location Rated; Warm Glow 10W G25 LED Lamp - Universal - 800 Lumens - Warm White (2200 to 2700K) - 80 CRI - 25000 Hours - E26 (Medium) - 120 to 130V - Clear Philips - 459347 - 10G25/LED/827-22/E26/CL/DIM120 | 2200 | 80 | 800 | 80 | 25000 | 10 | 6 | 69.24 | 11.54 | 13.5599 | 2020Q2 | https://shop.regencylighting.com/lamps/led/globe/10g25-led-827-22-e26-cl-dim120-45934-7.html | Regency Lighting | 2020 | Yes
LED Lighting | Decorative | Satco | True |  | G16 | E12 (Candelabra) | E12 (Candelabra) | Home / Light Bulbs / LED / LED Globe / Satco - S9870 - 2.5G16/LED/CL/27K/120V Approved for Enclosed Fixtures; Damp Location Rated 2.5W G16 1/2 LED Bulb - Warm White (2700K) - 80 CRI - E12 (Candelabra) - 120 to 130V - Clear Satco - S9870 - 2.5G16/LED/CL/27K/120V | 2700 | 80 | 200 | 80 | 15000 | 2.5 | 1 | 5.18 | 5.18 | 6.0867 | 2020Q2 | https://shop.regencylighting.com/lamps/led/globe/2-5g16-led-cl-27k-120v-s9870.html | Regency Lighting | 2020 | Yes
LED Lighting | Decorative | Satco | True |  | G16 | E12 (Candelabra) | E12 (Candelabra) | Home / Light Bulbs / LED / LED Globe / Satco - S9871 - 3.5G16.5/LED/CL/27K/120V E12 Candelabra LED Bulb 3.5W G16.5 LED Lamp - Universal - 350 Lumens - Warm White (2700K) - 80 CRI - 15000 Hours - E12 (Candelabra) - 120 to 130V - Clear Satco - S9871 - 3.5G16.5/LED/CL/27K/120V | 2700 | 80 | 350 | 100 | 15000 | 3.5 | 1 | 6.13 | 6.13 | 7.203 | 2020Q2 | https://shop.regencylighting.com/lamps/led/globe/3-5g16-5-led-cl-27k-120v-s9871.html | Regency Lighting | 2020 | Yes
LED Lighting | Decorative | Green Creative | True |  | G25 |  |  | Home / Light Bulbs / LED / LED Globe / Green Creative - 57894 - 4.5FG25DIM/824/A LED, Globe, G25, Vintage, 2400k, 4.5watts 4.5W G25 LED Lamp - 380 Lumens - Ultra Warm (2400K) - 80 CRI - 15000 Hours - Amber Green Creative - 57894 - 4.5FG25DIM/824/A | 2400 | 80 | 380 | 76 | 15000 | 5 | 1 | 6.99 | 6.99 | 8.2135 | 2020Q2 | https://shop.regencylighting.com/lamps/led/globe/4-5fg25dim-824-a-57894.html | Regency Lighting | 2020 | Yes
LED Lighting | Decorative | Philips | False |  | G25 | E26 (Medium) | E26 (Medium) | Home / Light Bulbs / LED / LED Globe / Philips - 465864 - 4.5G25/LED/827/ND 120V 1PK Energy Star Rated; Minimum starting temperature -20.00 F 4.5W G25 LED Lamp - Universal - 350 Lumens - Warm White (2700K) - 80 CRI - 15000 Hours - E26 (Medium) - 120 to 130V - Frost Philips - 465864 - 4.5G25/LED/827/ND 120V 1PK | 2700 | 80 | 350 | 77.7778 | 15000 | 4.5 | 1 | 4.81 | 4.81 | 5.6519 | 2020Q2 | https://shop.regencylighting.com/lamps/led/globe/4-5g25-led-827-nd-120v-1pk-46586-4.html | Regency Lighting | 2020 | Yes
LED Lighting | Decorative | Satco | True |  | G25 | E26 (Medium) | E26 (Medium) | Home / Light Bulbs / LED / LED Globe / Satco - S9828 - 4.5G25/SLV/LED/E26/27K/120V Rated for Enclosed Fixtures 4.5W G25 LED Lamp - Universal - Warm White (2700K) - 80 CRI - E26 (Medium) - 120 to 130V - Clear Silver Bowl Satco - S9828 - 4.5G25/SLV/LED/E26/27K/120V | 2700 | 80 | 430 | 95.5556 | 15000 | 4.5 | 1 | 6.93 | 6.93 | 8.143 | 2020Q2 | https://shop.regencylighting.com/lamps/led/globe/4-5g25-slv-led-e26-27k-120v-s9828.html | Regency Lighting | 2020 | Yes
LED Lighting | Decorative | Satco | True |  | G40 | E26 (Medium) | E26 (Medium) | Home / Light Bulbs / LED / LED Globe / Satco - S9565/TF - 4.5G40/CL/LED/E26/27K/120V G40 LED Lamp; Shatterproof 4.5W G40 LED Lamp - Warm White (2700K) - 80 CRI - E26 (Medium) - 120 to 130V - Clear Satco - S9565/TF - 4.5G40/CL/LED/E26/27K/120V | 2700 | 80 | 450 | 100 | 15000 | 4.5 | 12 | 230.64 | 19.22 | 22.5842 | 2020Q2 | https://shop.regencylighting.com/lamps/led/globe/4-5g40-cl-led-e26-27k-120v-s9565-tf.html | Regency Lighting | 2020 | Yes
LED Lighting | Decorative | Satco | True |  | G40 | E26 (Medium) | E26 (Medium) | Home / Light Bulbs / LED / LED Globe / Satco - S9565 - 4.5G40/CL/LED/E26/27K/120V G40 LED Lamp 4.5W G40 LED Lamp - Warm White (2700K) - 80 CRI - E26 (Medium) - 120 to 130V - Clear Satco - S9565 - 4.5G40/CL/LED/E26/27K/120V | 2700 | 80 | 450 | 100 |  | 4.5 | 1 | 8.69 | 8.69 | 10.2111 | 2020Q2 | https://shop.regencylighting.com/lamps/led/globe/4-5g40-cl-led-e26-27k-120v-s9565.html | Regency Lighting | 2020 | Yes
LED Lighting | Decorative | Philips | False | Daylighting/Photocell, | G25 | E26 (Medium) | E26 (Medium) | Home / Light Bulbs / LED / LED Globe / Philips - 465898 - 5G25/LED/850/ND 120V 1PK Energy Star Rated 5W G25 LED Lamp - Universal - 500 Lumens - Daylight (5000K) - 80 CRI - 15000 Hours - E26 (Medium) - 120 to 130V - Frost Philips - 465898 - 5G25/LED/850/ND 120V 1PK | 5000 | 80 | 500 | 100 | 15000 | 5 | 6 | 35.82 | 5.97 | 7.015 | 2020Q2 | https://shop.regencylighting.com/lamps/led/globe/5g25-led-850-nd-120v-1pk-46589-8.html | Regency Lighting | 2020 | Yes
LED Lighting | Decorative | Philips | False |  | G25 | E26 (Medium) | E26 (Medium) | Home / Light Bulbs / LED / LED Globe / Philips - 465880 - 6.5G25/LED/827/ND 120V 1PK Energy Star Qualified; Wet Location Rated 6.5W G25 LED Lamp - Universal - 500 Lumens - Warm White (2700K) - 80 CRI - 15000 Hours - E26 (Medium) - 120 to 130V - Frost Philips - 465880 - 6.5G25/LED/827/ND 120V 1PK | 2700 | 80 | 500 | 76.9231 | 15000 | 6.5 | 1 | 5.97 | 5.97 | 7.015 | 2020Q2 | https://shop.regencylighting.com/lamps/led/globe/6-5g25-led-827-nd-120v-1pk-46588-0.html | Regency Lighting | 2020 | Yes
LED Lighting | Decorative | Satco | True |  | G40 | E26 (Medium) | E26 (Medium) | Home / Light Bulbs / LED / LED Globe / Satco - S9566 - 6.5G40/CL/LED/E26/27K/120V LED with a Traditional Incandescent Look and Feel; Omni-Directional Light Source; Smooth Dimming; Replaces up to 40 Watt Lamps; Long Life-15000 Hour; Damp Location; UL Listed for Totally Enclosed Fixtures 6.5W G40 LED Lamp - Universal - 810 Lumens - Warm White (2700K) - 80 CRI - 15000 Hours - E26 (Medium) - 120 to 130V - Clear Satco - S9566 - 6.5G40/CL/LED/E26/27K/120V | 2700 | 80 | 810 | 124.6154 | 15000 | 6.5 | 1 | 12.2 | 12.2 | 14.3355 | 2020Q2 | https://shop.regencylighting.com/lamps/led/globe/6-5g40-cl-led-e26-27k-120v-s9566.html | Regency Lighting | 2020 | Yes
LED Lighting | Decorative | Satco | True | Daylighting/Photocell, | G25 | E26 (Medium) | E26 (Medium) | Home / Light Bulbs / LED / LED Globe / Satco - S8595 - 6G25/LED/5000K/390L/90CRI Damp Location Rated 6W G25 LED Lamp - 390 Lumens - Daylight (5000K) - 90 CRI - 25000 Hours - E26 (Medium) - 120 to 130V - Frost Satco - S8595 - 6G25/LED/5000K/390L/90CRI | 5000 | 90 | 390 | 65 | 25000 | 6 | 1 | 7.46 | 7.46 | 8.7658 | 2020Q2 | https://shop.regencylighting.com/lamps/led/globe/6g25-led-5000k-390l-90cri-s8595.html | Regency Lighting | 2020 | Yes
LED Lighting | Decorative | Maxlite | True |  | G25 | E26 (Medium) | E26 (Medium) | Home / Light Bulbs / LED / LED Globe / Maxlite - 107505 - 6G25DLED27/G2 25000 Hour Life; Building Control Compatible 6W G25 LED Lamp - Universal - 450 Lumens - Warm White (2700K) - 80 CRI - 25000 Hours - E26 (Medium) - 120 to 130V Maxlite - 107505 - 6G25DLED27/G2 | 2700 | 80 | 450 | 75 | 25000 | 6 | 24 | 114.72 | 4.78 | 5.6167 | 2020Q2 | https://shop.regencylighting.com/lamps/led/globe/6g25dled27-g2-mxt.html | Regency Lighting | 2020 | Yes
LED Lighting | Decorative | Philips | True |  | G25 | E26 (Medium) | E26 (Medium) | Home / Light Bulbs / LED / LED Globe / Philips - 458802 - 7G25/LED/827-22/E26/DIM 120V Energy Star Rated; Wet Rated; Warm Glow 7W G25 LED Lamp - Universal - 450 Lumens - Warm White (2200 to 2700K) - 80 CRI - 25000 Hours - E26 (Medium) - 120 to 130V - Clear Philips - 458802 - 7G25/LED/827-22/E26/DIM 120V | 2200 | 80 | 450 | 64.2857 | 25000 | 7 | 6 | 66.36 | 11.06 | 12.9959 | 2020Q2 | https://shop.regencylighting.com/lamps/led/globe/7g25-led-827-22-e26-dim-120v-45880-2.html | Regency Lighting | 2020 | Yes
LED Lighting | Decorative | Feit | True |  | G25 | E26 (Medium) | E26 (Medium) | Home / Light Bulbs / LED / LED Globe / Feit - BPG2525/927CA/FIL LED G25 Globe Lamp 2.5W G25 LED Lamp - Universal - 250 Lumens - 15000 hrs. - E26 (Medium) - 120 to 130V - Clear Feit - BPG2525/927CA/FIL | 2700 |  | 250 | 100 | 15000 | 2.5 | 1 | 6.85 | 6.85 | 8.049 | 2020Q2 | https://shop.regencylighting.com/lamps/led/globe/bpg2525-927ca-fil-fet.html | Regency Lighting | 2020 | Yes
LED Lighting | Decorative | Feit | True |  | G25 | E26 (Medium) | E26 (Medium) | Home / Light Bulbs / LED / LED Globe / Feit - BPG2525W927CA/FIL/RP LED G25 Globe Lamp 2.5W G25 LED Lamp - Universal - 225 Lumens - Warm White (2700K) - 15000 hrs. - E26 (Medium) - 120 to 130V - White Feit - BPG2525W927CA/FIL/RP | 2700 |  | 225 | 90 | 15000 | 2.5 | 1 | 10.9 | 10.9 | 12.8079 | 2020Q2 | https://shop.regencylighting.com/lamps/led/globe/bpg2525w927ca-fil-rp-fet.html | Regency Lighting | 2020 | Yes
LED Lighting | Decorative | Maxlite | True |  | G25 | E26 (Medium) | E26 (Medium) | Home / Light Bulbs / LED / LED Globe / Maxlite - ?103592 - F7.5G25DLED27 Energy Star Certified 7.5W G25 LED Lamp - Universal - 800 Lumens - Warm White (2700K) - 80 CRI - 15000 Hours - E26 (Medium) - 120 to 130V Maxlite - ?103592 - F7.5G25DLED27 | 2700 | 80 | 800 | 106.6667 | 15000 | 7.5 | 1 | 9.83 | 9.83 | 11.5506 | 2020Q2 | https://shop.regencylighting.com/lamps/led/globe/f7-5g25dled27-mxt.html | Regency Lighting | 2020 | Yes
LED Lighting | Decorative | TCP | True |  | G16 | E12 (Candelabra) | E12 (Candelabra) | Home / Light Bulbs / LED / LED Globe / TCP - FG16D2527EE12C Filament Style; Energy Star Certified; Suitable for Damp Locations 3W G16 LED Lamp - Universal - 250 Lumens - Warm White (2700K) - 80 CRI - 15000 Hours - E12 (Candelabra) - 120 to 130V - Clear TCP - FG16D2527EE12C | 2700 | 80 | 250 | 83.3333 | 15000 | 3 | 1 | 4.9 | 4.9 | 5.7577 | 2020Q2 | https://shop.regencylighting.com/lamps/led/globe/fg16d2527ee12c-tcp.html | Regency Lighting | 2020 | Yes
LED Lighting | Decorative | Sylvania | True |  | G16 | E12 (Candelabra) | E12 (Candelabra) | Home / Light Bulbs / LED / LED Globe / Sylvania - 75019 - LED3.5G16.5CDIM827FILBL Filament Design; Full Glass; Suitable for Damp Locations; Suitable for Totally Enclosed Fixtures 3.5W G16.5 LED Lamp - Warm White (2700K) - E12 (Candelabra) - 120 to 130V Sylvania - 75019 - LED3.5G16.5CDIM827FILBL | 2700 | 80 | 350 | 100 | 15000 | 3.5 | 1 | 5.56 | 5.56 | 6.5332 | 2020Q2 | https://shop.regencylighting.com/lamps/led/globe/led3-5g16-5cdim827filbl-75019.html | Regency Lighting | 2020 | Yes
LED Lighting | Decorative | TCP | False |  | G40 | E26 (Medium) | E26 (Medium) | Home / Light Bulbs / LED / LED Globe / TCP - LED31E26G40277V27K Damp Location 31W G40 LED Lamp - Universal - 2300 Lumens - Warm White (2700K) - 80 CRI - 25000 Hours - E26 (Medium) - 277V - Frost TCP - LED31E26G40277V27K | 2700 | 80 | 2300 | 74.1935 | 25000 | 31 | 1 | 34.14 | 34.14 | 40.1158 | 2020Q2 | https://shop.regencylighting.com/lamps/led/globe/led31e26g40277v27k-tcp.html | Regency Lighting | 2020 | Yes
LED Lighting | Decorative | TCP | False | Daylighting/Photocell, | G40 | E26 (Medium) | E26 (Medium) | Home / Light Bulbs / LED / LED Globe / TCP - LED31E26G40277V50K Damp Location 31W G40 LED Lamp - Universal - 2600 Lumens - Daylight (5000K) - 80 CRI - 25000 Hours - E26 (Medium) - 277V - Frost TCP - LED31E26G40277V50K | 5000 | 80 | 2600 | 83.871 | 25000 | 31 | 12 | 504 | 42 | 49.3516 | 2020Q2 | https://shop.regencylighting.com/lamps/led/globe/led31e26g40277v50k-tcp.html | Regency Lighting | 2020 | Yes
LED Lighting | Decorative | Sylvania | False |  | G25 | E26 (Medium) | E26 (Medium) | Home / Light Bulbs / LED / LED Globe / Sylvania - 40214 - LED3G25F82710YVGLUSARP2 G25 LED Lamp 3W G25 LED Lamp - Universal - 300 Lumens - Warm White (2700K) - 80 CRI - 11000 Hours - E26 (Medium) - 120 to 130V - Frost Sylvania - 40214 - LED3G25F82710YVGLUSARP2 | 2700 | 80 | 300 | 100 | 11000 | 3 | 1 | 4.45 | 4.45 | 5.2289 | 2020Q2 | https://shop.regencylighting.com/lamps/led/globe/led3g25f82710yvglusarp2-40214.html | Regency Lighting | 2020 | Yes
LED Lighting | Decorative | Sylvania | True | Daylighting/Photocell, | G25 | E26 (Medium) | E26 (Medium) | Home / Light Bulbs / LED / LED Globe / Sylvania - 40218 - LED3G25F85010YVGLUSARP2 Decorative Globe Lamp 3W G25 LED Lamp - Universal - 300 Lumens - Daylight (5000K) - 82 CRI - 11000 Hours - E26 (Medium) - 120 to 130V - White Sylvania - 40218 - LED3G25F85010YVGLUSARP2 | 5000 | 82 | 300 | 100 | 11000 | 3 | 1 | 4.45 | 4.45 | 5.2289 | 2020Q2 | https://shop.regencylighting.com/lamps/led/globe/led3g25f85010yvglusarp2-40218.html | Regency Lighting | 2020 | Yes
LED Lighting | Decorative | Sylvania | True |  | G25 | E26 (Medium) | E26 (Medium) | Home / Light Bulbs / LED / LED Globe / Sylvania - 79586 - LED4.5G25DIM822VING2RP Vintage; G25 LED Decorative Lamp; Approved for Damp Location; Suitable for Totally Enclosed Fixtures 4.5W G25 LED Lamp - Universal - 380 Lumens - Warm White (2200K) - 80 CRI - 15000 hrs. - E26 (Medium) - 120 to 130V - Amber Sylvania - 79586 - LED4.5G25DIM822VING2RP | 2200 | 80 | 380 | 84.4444 | 15000 | 4.5 | 1 | 182.15 | 182.15 | 214.0333 | 2020Q2 | https://shop.regencylighting.com/lamps/led/globe/led4-5g25dim822ving2rp-79586.html | Regency Lighting | 2020 | No
LED Lighting | Decorative | Sylvania | False |  | G25 | E26 (Medium) | E26 (Medium) | Home / Light Bulbs / LED / LED Globe / Sylvania - 79699 - LED5.5G25/827/10YV/RP2 Lamp Finish Frosted 5.5W G25 LED Lamp - Universal - 465 Lumens - Warm White (2700K) - 82 CRI - 11000 Hours - E26 (Medium) - 120 to 130V - Frost Sylvania - 79699 - LED5.5G25/827/10YV/RP2 | 2700 | 82 | 465 | 84.5455 | 11000 | 5.5 | 1 | 87.43 | 87.43 | 102.7336 | 2020Q2 | https://shop.regencylighting.com/lamps/led/globe/led5-5g25-827-10yv-rp2-79699.html | Regency Lighting | 2020 | No
LED Lighting | Decorative | TCP | True |  | G16 | E12 (Candelabra) | E12 (Candelabra) | Home / Light Bulbs / LED / LED Globe / TCP - LED5E12G1627K Damp Location 5W G16 LED Lamp - Universal - 350 Lumens - Warm White (2700K) - 80 CRI - 25000 Hours - E12 (Candelabra) - 120 to 130V - Clear TCP - LED5E12G1627K | 2700 | 80 | 350 | 70 | 25000 | 5 | 48 | 308.16 | 6.42 | 7.5437 | 2020Q2 | https://shop.regencylighting.com/lamps/led/globe/led5e12g1627k-tcp.html | Regency Lighting | 2020 | Yes
LED Lighting | Decorative | TCP | True |  | G16 | E12 (Candelabra) | E12 (Candelabra) | Home / Light Bulbs / LED / LED Globe / TCP - LED5E12G1627KF Damp Location 5W G16 LED Lamp - Universal - 350 Lumens - Warm White (2700K) - 80 CRI - 25000 Hours - E12 (Candelabra) - 120 to 130V - Frost TCP - LED5E12G1627KF | 2700 | 80 | 350 | 70 | 25000 | 5 | 48 | 290.88 | 6.06 | 7.1207 | 2020Q2 | https://shop.regencylighting.com/lamps/led/globe/led5e12g1627kf-tcp.html | Regency Lighting | 2020 | Yes
LED Lighting | Decorative | TCP | True |  | G16 | E26 (Medium) | E26 (Medium) | Home / Light Bulbs / LED / LED Globe / TCP - LED5E26G1627K Damp Location 5W G16 LED Lamp - Universal - 350 Lumens - Warm White (2700K) - 80 CRI - 25000 Hours - E26 (Medium) - 120 to 130V - Clear TCP - LED5E26G1627K | 2700 | 80 | 350 | 70 | 25000 | 5 | 48 | 308.16 | 6.42 | 7.5437 | 2020Q2 | https://shop.regencylighting.com/lamps/led/globe/led5e26g1627k-tcp.html | Regency Lighting | 2020 | Yes
LED Lighting | Decorative | Sylvania | False |  | G25 | E26 (Medium) | E26 (Medium) | Home / Light Bulbs / LED / LED Globe / Sylvania - 40215 - LED5G25F82710YVGLUSARP2 G25 LED Lamp 5W G25 LED Lamp - Universal - 550 Lumens - Warm White (2700K) - 80 CRI - 11000 Hours - E26 (Medium) - 120 to 130V - Frost Sylvania - 40215 - LED5G25F82710YVGLUSARP2 | 2700 | 80 | 550 | 110 | 11000 | 5 | 1 | 5.05 | 5.05 | 5.9339 | 2020Q2 | https://shop.regencylighting.com/lamps/led/globe/led5g25f82710yvglusarp2-40215.html | Regency Lighting | 2020 | Yes
LED Lighting | Decorative | Sylvania | False |  | G25 | E26 (Medium) | E26 (Medium) | Home / Light Bulbs / LED / LED Globe / LED5G25F85010YVGLUSARP2 [40219] G25 LED Lamp 5W G25 LED Lamp - Universal - 550 Lumens - Warm White (2700K) - 80 CRI - 11000 Hours - E26 (Medium) - 120 to 130V - Frost LED5G25F85010YVGLUSARP2 [40219] | 2700 | 80 | 550 | 110 | 11000 | 5 | 1 | 5.05 | 5.05 | 5.9339 | 2020Q2 | https://shop.regencylighting.com/lamps/led/globe/led5g25f85010yvglusarp2-40219.html | Regency Lighting | 2020 | Yes
LED Lighting | Decorative | Sylvania | False | Daylighting/Photocell, | G25 | E26 (Medium) | E26 (Medium) | Home / Light Bulbs / LED / LED Globe / Sylvania - 79698 - LED7.5G25/850/10YV/RP2 Lamp Finish Frosted 7.5W G25 LED Lamp - Universal - 650 Lumens - Daylight (5000K) - 83 CRI - 11000 Hours - E26 (Medium) - 120 to 130V - Frost Sylvania - 79698 - LED7.5G25/850/10YV/RP2 | 5000 | 83 | 650 | 86.6667 | 11000 | 7.5 | 12 | 1049.16 | 87.43 | 102.7336 | 2020Q2 | https://shop.regencylighting.com/lamps/led/globe/led7-5g25-850-10yv-rp2-79698.html | Regency Lighting | 2020 | No
LED Lighting | Decorative | TCP | True |  | G25 | E26 (Medium) | E26 (Medium) | Home / Light Bulbs / LED / LED Globe / TCP - LED8G25D27KF Damp Location 8W G25 LED Lamp - Universal - 500 Lumens - Warm White (2700K) - 80 CRI - 25000 Hours - E26 (Medium) - 120 to 130V - Frost TCP - LED8G25D27KF | 2700 | 80 | 500 | 62.5 | 25000 | 8 | 12 | 111.24 | 9.27 | 10.8926 | 2020Q2 | https://shop.regencylighting.com/lamps/led/globe/led8g25d27kf-tcp.html | Regency Lighting | 2020 | Yes
LED Lighting | Decorative | TCP | True |  | G25 | E26 (Medium) | E26 (Medium) | Home / Light Bulbs / LED / LED Globe / TCP - LFG256025KAD Damp Location 5W G25 LED Lamp - Universal - 500 Lumens - Warm White (2500K) - 80 CRI - 15000 Hours - E26 (Medium) - 120 to 130V - Amber TCP - LFG256025KAD | 2500 | 80 | 500 | 100 | 15000 | 5 | 1 | 12.13 | 12.13 | 14.2532 | 2020Q2 | https://shop.regencylighting.com/lamps/led/globe/lfg256025kad-tcp.html | Regency Lighting | 2020 | Yes
LED Lighting | Decorative | Archipelago | True |  | G25 | E26 (Medium) | E26 (Medium) | Home / Light Bulbs / LED / LED Globe / Archipelago - LTG25C35027MB Energy Star Listed; UL Listed; Suitable for Wet Location; Enclosed Rated 3.5W G25 LED Lamp - Universal - 350 Lumens - Warm White (2700K) - 83 CRI - 25000 Hours - E26 (Medium) - Clear Archipelago - LTG25C35027MB | 2700 | 83 | 350 | 100 | 25000 | 3.5 | 48 | 529.92 | 11.04 | 12.9724 | 2020Q2 | https://shop.regencylighting.com/lamps/led/globe/ltg25c35027mb-acp.html | Regency Lighting | 2020 | Yes
LED Lighting | Decorative | Maxlite | True |  | G30 | E26 (Medium) | E26 (Medium) | Home / Light Bulbs / LED / LED Globe / Maxlite - 76541 - V6.5G30DLED22 Saves More than 90 Percent on Energy 6.5W G30 LED Lamp - Universal - 620 Lumens - Warm White (2200K) - 80 CRI - 15000 Hours - E26 (Medium) - 120 to 130V Maxlite - 76541 - V6.5G30DLED22 | 2200 | 80 | 620 | 95.3846 | 15000 | 6.5 | 1 | 17.45 | 17.45 | 20.5044 | 2020Q2 | https://shop.regencylighting.com/lamps/led/globe/v6-5g30dled22-mxt.html | Regency Lighting | 2020 | Yes
LED Lighting | Decorative | Lunera | True |  | PL-L/FT_DL (Twin Tube) | 2G11 (4 Pin) | 2G11 (4 Pin) | Home / Light Bulbs / LED / Lunera - HN-PLL-D-22-22W-835-G1 Plug-and-Play Ballast Driven Installation; Delivers up to 2600 Lumens of Usable Light 22W PL-L LED Helen Lamp - Universal - 2600 Lumens - Neutral White (3500K) - 80 CRI - 50000 Hours - 2G11 (4 Pin) - White Lunera - HN-PLL-D-22-22W-835-G1 | 3500 | 80 | 2600 | 118.1818 | 50000 | 22 | 24 | 336.96 | 14.04 | 16.4975 | 2020Q2 | https://shop.regencylighting.com/lamps/led/hn-pll-d-22-22w-835-g1-lli.html | Regency Lighting | 2020 | No
LED Lighting | A-Type | Cree | True |  | A19/21 | E26 (Medium) | E26 (Medium) | Home / Light Bulbs / LED / Cree - A19P-60W-27K-B1 Instant-on; Energy Star Rated; 4Flow Filament Design 11W A19 LED Lamp - Universal - 815 Lumens - Warm White (2700K) - 80 CRI - 35000 Hours - E26 (Medium) - 120 to 130V Cree - A19P-60W-27K-B1 | 2700 | 80 | 815 | 74.0909 | 35000 | 11 | 6 | 27.24 | 4.54 | 5.3347 | 2020Q3 | https://shop.regencylighting.com/lamps/led/a19p-60w-27k-b1-cre.html | Regency Lighting | 2020 | Yes
LED Lighting | Reflector | TCP | True |  | PAR38 | E26 (Medium) | E26 (Medium) | Home / Light Bulbs / LED / TCP - L120P38D2530KFL Shatter Resistant; Wet Location Rated; Smooth Outside Housing 13W PAR38 LED Lamp - Universal - 1200 Lumens - Warm White (3000K) - 80 CRI - 25000 Hours - E26 (Medium) - 120 to 130V TCP - L120P38D2530KFL | 3000 | 80 | 1200 | 92.3077 | 25000 | 13 | 1 | 14.22 | 14.22 | 16.709 | 2020Q2 | https://shop.regencylighting.com/lamps/led/l120p38d2530kfl-tcp.html | Regency Lighting | 2020 | Yes
LED Lighting | Reflector | TCP | True |  | PAR38 | E26 (Medium) | E26 (Medium) | Home / Light Bulbs / LED / TCP - L120P38D2530KNFL Shatter Resistant; Wet Location Rated; Smooth Outside Housing 13W PAR38 LED Lamp - Universal - 1200 Lumens - Warm White (3000K) - 80 CRI - 25000 Hours - E26 (Medium) - 120 to 130V TCP - L120P38D2530KNFL | 3000 | 80 | 1200 | 92.3077 | 25000 | 13 | 12 | 170.64 | 14.22 | 16.709 | 2020Q2 | https://shop.regencylighting.com/lamps/led/l120p38d2530knfl-tcp.html | Regency Lighting | 2020 | Yes
LED Lighting | A-Type | Satco | True |  |  | A19 |  | Energy Star Qualified Dimmable More Information Satco Kolourone Omni X 11W Dimmable A19 LED Bulb - GU24 Base, 120V Features: Wattage: 11W Type: LED Bulb Shape: A19 Bulb Base: GU24 Base Voltage: 120V Color Temperature: 2700K (Warm White) CRI: 85 Lumens: 809 Incandescent Equivalent: 60W Beam Spread: 360 degrees Average Rated Hours: 25,000 Energy Star Qualified Dimmable *MFG Part Number*: S9070 Satco Kolourone Omni X 11W Dimmable A19 LED Bulb - GU24 Base, 120V Satco Kolourone 11W Dimmable A19 LED Bulb - GU24 Base, 120V | 2700 | 85 | 809 | 73.5455 |  | 11 | 1 | 11.75 | 11.75 | 13.8067 | 2020Q2 | https://www.lbclighting.com/led/light-bulb-led/stco-11a19-omni-led.html | LBC Lighting | 2020 | Yes
LED Lighting | A-Type | Sylvania | True | Daylighting/Photocell, | General Purpose Replacement | A19 | E26 (Medium) | Damp Location Rated Damp Location Rated Home / Light Bulbs / LED / LED A-Line / Sylvania - 78110 - LED6A19/DIM/O/950/U/B Approved for Totally Enclosed Fixtures; Frosted Plastic; Indoor/Outdoor Damp Rated; Omnidirectional; CEC and JA8 Compliant 6W A19 LED Lamp - Universal - 470 Lumens - Daylight (5000K) - 93 CRI - 25000 Hours - E26 (Medium) - 120 to 130V - Frost Sylvania - 78110 - LED6A19/DIM/O/950/U/B | 5000 | 95 | 470 | 73.4375 | 25000 | 6.4 | 1 | 4.33 | 4.33 | 5.0879 | 2020Q3 | https://shop.regencylighting.com/lamps/led/a-line/led6a19-dim-o-950-u-b-78110.html | Regency Lighting | 2020 | Yes
LED Lighting | A-Type | Sylvania | True | Daylighting/Photocell, | General Purpose Replacement | A19 | E26 (Medium) | Damp Location Rated Damp Location Rated Home / Light Bulbs / LED / Sylvania - 78110 - LED6A19/DIM/O/950/U/B Approved for Totally Enclosed Fixtures; Frosted Plastic; Indoor/Outdoor Damp Rated; Omnidirectional; CEC and JA8 Compliant 6W A19 LED Lamp - Universal - 470 Lumens - Daylight (5000K) - 93 CRI - 25000 Hours - E26 (Medium) - 120 to 130V - Frost Sylvania - 78110 - LED6A19/DIM/O/950/U/B | 5000 | 95 | 470 | 73.4375 | 25000 | 6.4 | 1 | 4.33 | 4.33 | 5.0879 | 2020Q3 | https://shop.regencylighting.com/lamps/led/led6a19-dim-o-950-u-b-78110.html | Regency Lighting | 2020 | Yes
LED Lighting | A-Type | SYLVANIA | True |  | General Purpose Replacement | A19 | E26 (Medium) | Damp Location Rated Damp Location Rated Home Lamps, Bulbs, Ballasts Bulbs - LED LED - Traditional Lamps - A-Type LED6A19/DIM/O/950/U/B 78110 LED6A19DIMO950UB 6/CS 1/SKU 78110 LED6A19DIMO950UB 6/CS 1/SKU SYLVANIA LED6A19/DIM/O/950/U/B 78110 LED6A19DIMO950UB 6/CS 1/SKU | 5000 | 95 | 470 | 73.4375 | 25000 | 6.4 | 1 | 8.45 | 8.45 | 9.9291 | 2020Q3 | https://www.rexelusa.com/usr/Root-Category/Lamps,-Bulbs,-Ballasts/Bulbs---LED/LED---Traditional/Lamps---A-Type/SYLVANIA-LED6A19-DIM-O-950-U-B-78110-LED6A19DIMO950UB-6-CS-1-SKU/p/1305258?prevPageNumber=82 | Rexel Energy Solutions | 2020 | Yes
LED Lighting | A-Type | Sylvania | True | Daylighting/Photocell, | General Purpose Replacement | A19 | E26 (Medium) | Damp Location Rated Home / Light Bulbs / LED / LED A-Line / Sylvania - 78110 - LED6A19/DIM/O/950/U/B Approved for Totally Enclosed Fixtures; Frosted Plastic; Indoor/Outdoor Damp Rated; Omnidirectional; CEC and JA8 Compliant 6W A19 LED Lamp - Universal - 470 Lumens - Daylight (5000K) - 93 CRI - 25000 Hours - E26 (Medium) - 120 to 130V - Frost Sylvania - 78110 - LED6A19/DIM/O/950/U/B | 5000 | 95 | 470 | 73.4375 | 25000 | 6.4 | 1 | 4.15 | 4.15 | 4.8764 | 2020Q2 | https://shop.regencylighting.com/lamps/led/a-line/led6a19-dim-o-950-u-b-78110.html | Regency Lighting | 2020 | Yes
LED Lighting | A-Type | Sylvania | True | Daylighting/Photocell, | General Purpose Replacement | A19 | E26 (Medium) | Damp Location Rated Home / Light Bulbs / LED / Sylvania - 78110 - LED6A19/DIM/O/950/U/B Approved for Totally Enclosed Fixtures; Frosted Plastic; Indoor/Outdoor Damp Rated; Omnidirectional; CEC and JA8 Compliant 6W A19 LED Lamp - Universal - 470 Lumens - Daylight (5000K) - 93 CRI - 25000 Hours - E26 (Medium) - 120 to 130V - Frost Sylvania - 78110 - LED6A19/DIM/O/950/U/B | 5000 | 95 | 470 | 73.4375 | 25000 | 6.4 | 1 | 4.15 | 4.15 | 4.8764 | 2020Q2 | https://shop.regencylighting.com/lamps/led/led6a19-dim-o-950-u-b-78110.html | Regency Lighting | 2020 | Yes
LED Lighting | Decorative | Satco | True |  | T4 | G9 (Bi-Pin) | G9 (Bi-Pin) | Home / Light Bulbs / LED / Satco - S9224 - LED 3.0W G9 220L 3000K DIM Solid State LED lighting; High Efficacy; Long Life; Omnidirectional; Replaces Halogen G9 Lamps; Dimmable; Use in Dry Locations; Not for use in Totally Enclosed Fixtures 3W T4 LED Lamp - Universal - 220 Lumens - Warm White (3000K) - 80 CRI - 15000 Hours - G9 (Bi-Pin) - 120 to 130V - White Satco - S9224 - LED 3.0W G9 220L 3000K DIM | 3000 | 80 | 220 | 73.3333 | 15000 | 3 | 200 | 2088 | 10.44 | 12.2674 | 2020Q2 | https://shop.regencylighting.com/lamps/led/led-3-0w-g9-220l-3000k-dim-s9224.html | Regency Lighting | 2020 | Yes
LED Lighting | Decorative | Satco | True |  | T4 | G9 (Bi-Pin) | G9 (Bi-Pin) | Home / Light Bulbs / LED / Satco - S29548 - LED 4W JCD/G9 120V 3000K Silicon LED Replacement for Halogen G9 Base Lamps; Damp Location Rated 4W G9 Base LED Lamp - 480 Lumens - Warm White (3000K) - 80 CRI - 25000 Hours - G9 (Bi-Pin) - 120 to 130V - Clear Satco - S29548 - LED 4W JCD/G9 120V 3000K | 3000 | 80 | 480 | 120 | 25000 | 4 | 20 | 208.8 | 10.44 | 12.2674 | 2020Q2 | https://shop.regencylighting.com/lamps/led/led-4w-jcd-g9-120v-3000k-s29548.html | Regency Lighting | 2020 | Yes
LED Lighting | Decorative | Satco | True |  | T4 | G9 (Bi-Pin) | G9 (Bi-Pin) | Home / Light Bulbs / LED / Satco - S28682 - LED/4W/JCD/G9/FR/3K/120V Silicon LED Replacement for Halogen G9 Base Lamps; Damp Location Rated 4W G9 Base LED Lamp - 460 Lumens - Warm White (3000K) - 80 CRI - 25000 Hours - G9 (Bi-Pin) - 120 to 130V - Frost Satco - S28682 - LED/4W/JCD/G9/FR/3K/120V | 3000 | 80 | 460 | 115 | 25000 | 4 | 20 | 208.8 | 10.44 | 12.2674 | 2020Q2 | https://shop.regencylighting.com/lamps/led/led-4w-jcd-g9-fr-3k-120v-s28682.html | Regency Lighting | 2020 | Yes
LED Lighting | Decorative | Satco | True |  | T6 | G9 (Bi-Pin) | G9 (Bi-Pin) | Home / Light Bulbs / LED / Satco - S8682 - LED/4W/JCD/G9/FR/3K/120V Silicon LED Replacement for Halogen G9 Base Lamps; Damp Location Rated 4W G9 Base LED Lamp - 460 Lumens - Warm White (3000K) - 80 CRI - 25000 Hours - G9 (Bi-Pin) - 120 to 130V - Frost Satco - S8682 - LED/4W/JCD/G9/FR/3K/120V | 3000 | 80 | 460 | 115 | 25000 | 4 | 1 | 11.41 | 11.41 | 13.4072 | 2020Q2 | https://shop.regencylighting.com/lamps/led/led-4w-jcd-g9-fr-3k-120v-s8682.html | Regency Lighting | 2020 | Yes
LED Lighting | Decorative | Satco | False |  | T4 | G9 (Bi-Pin) | G9 (Bi-Pin) | Home / Light Bulbs / LED / Satco - S9226 - LED 5.0W G9 450L 3000K T4 Repl. LED Bulb 5W T4 Repl. LED Bulb - Warm White (3000K) - 80 CRI - G9 (Bi-Pin) Satco - S9226 - LED 5.0W G9 450L 3000K | 3000 | 80 | 450 | 90 |  | 5 | 1 | 11.41 | 11.41 | 13.4072 | 2020Q2 | https://shop.regencylighting.com/lamps/led/led-5-0w-g9-450l-3000k-s9226.html | Regency Lighting | 2020 | Yes
LED Lighting | Reflector | Norman | False |  | MR16 | GX5.3 (Mini Bi-Pin) | GX5.3 (Mini Bi-Pin) | Home / Light Bulbs / LED / Norman - LED-5MR16-24V-3 Direct Replacement for 50MR16 24 Volt Halogen; Suitable for Damp Locations 5W MR16 LED Lamp - Universal - 420 Lumens - Warm White (3000K) - 25000 hrs. - GX5.3 (Mini Bi-Pin) - 24V Norman - LED-5MR16-24V-3 | 3000 |  | 420 | 84 | 25000 | 5 | 1 | 13.21 | 13.21 | 15.5223 | 2020Q2 | https://shop.regencylighting.com/lamps/led/led-5mr16-24v-3-nmn.html | Regency Lighting | 2020 | Yes
LED Lighting | A-Type | Satco | False |  |  | A19 |  | Non-dimmable Not for use with dimmers More Information Satco 6.4W Non-Dimmable Multi-Directional A19 LED Bulb - E26 Medium Base, 120V Features: Wattage: 6.4W Type: LED Bulb Shape: A19 Bulb Base: E26 Medium Voltage: 120V Color Temperature: 2700K, 5000K CRI: 80 Lumens: 470 - 500 Beam Spread: 240 degrees Average Rated Life: 25,000 Hours Incandescent Equivalent: 40W Non-dimmable Not for use with dimmers Applications: indoor residential and commercial lighting, down lighting, display lighting, accent lighting *MFG Part Number*: S9112 , S9113 Satco 6.4W Non-Dimmable Multi-Directional A19 LED Bulb - E26 Medium Base, 120V Satco 6.4W Non-Dimmable Multi-Directional A19 LED Bulb - E26 Medium Base, 120V | 2700 | 80 | 470 | 73.4375 | 25000 | 6.4 | 1 | 3.75 | 3.75 | 4.4064 | 2020Q2 | https://www.lbclighting.com/led/light-bulb-led/stco-6-4a19-led-multi.html | LBC Lighting | 2020 | Yes
LED Lighting | Decorative | Norman |  |  |  | G9 (Bi-Pin) | G9 (Bi-Pin) | Home / Light Bulbs / LED / Norman - LED-G9-120-4W-3K G9 Base LED Lamp 3W G9 Base LED Lamp - 250 Lumens - Warm White (3000K) - 50000 hrs. - G9 (Bi-Pin) - 120 to 130V Norman - LED-G9-120-4W-3K | 3000 |  | 250 | 83.3333 | 50000 | 3 | 1 | 10.38 | 10.38 | 12.1969 | 2020Q2 | https://shop.regencylighting.com/lamps/led/led-g9-120-4w-3k-nmn.html | Regency Lighting | 2020 | Yes
LED Lighting | A-Type | Brand TCP | True |  |  |  |  | TCP 10 Watt Omni Directional LED A-19 Bulb 120 Volt Medium Base 2,400 Kelvin 800 Lumens 82 CRI 25,000 Average Hour Life 270° Dimmable Replaces 60W Incandescent Bulb Mfg #L9A19D2524K LED Bulb TCP 10W Omni-Directional A19 60W Equivalent 2400K Dim Package Of 12 | 2400 | 80 | 660 | 73.3333 | 25000 | 9 | 12 | 165.11 | 13.7592 | 16.1676 | 2020Q3 | https://hdsupplysolutions.com/p/led-00-75-10-35/led-bulb-tcp-10w-omni-directional-a19-60w-equivalent-2400k-dim-package-of-12-p159443 | HD Supply | 2020 | Yes
LED Lighting | Reflector | Sylvania |  |  | PAR30 | E26 (Medium) | E26 (Medium) | Home / Light Bulbs / LED / Sylvania - 75566 - LED10.5BR30WBLES Sylvania Smart + Bluetooth; Suitable for Damp Locations; Not Intended for Totally Enclosed Fixtures 10.5W BR30 LED Lamp - Universal - 800 Lumens - Warm White (2700K) - 90 CRI - 15000 hrs. - E26 (Medium) - 120 to 130V Sylvania - 75566 - LED10.5BR30WBLES | 2700 | 90 | 800 | 76.1905 | 15000 | 10.5 | 1 | 165.44 | 165.44 | 194.3984 | 2020Q2 | https://shop.regencylighting.com/lamps/led/led10-5br30wbles-75566.html | Regency Lighting | 2020 | No
LED Lighting | A-Type | Green Creative | True |  | General Purpose Replacement | A21 | E26 (Medium) | Damp Location Rated Damp Location Rated Home Bulbs A19 LED Light Bulbs 75W Equal - 15W - LED A21 bulb - 2700K Warm White - 90 CRI Back Description The Titanium CRISP series 15A21DIM/927 from Green Creative produces 1100 lumens, consumes 15 watts and illuminates a warm white color temperature in 2700K. The 15A21DIM/927 replaces 75 watt incandescent bulbs. Moreover, the bulb has a base type E26 and is a smart choice for general lighting, downlighting and uplighting. Suitable for use in enclosed fixtures 163$ in energy savings Color equivalent to residential white color temperature Suitable for use in damp locations Richer reds and natural skin tones (R9 50, R13 90) cULus classified and Energy Star 75W Equal - 15W - LED A21 bulb - 2700K Warm White - 90 CRI | 2700 | 91 | 1100 | 73.3333 | 25000 | 15 | 1 | 18.68 | 18.68 | 21.9497 | 2020Q3 | https://www.beeslighting.com/15A21DIM-927 | Bee's Lighting | 2020 | Yes
LED Lighting | A-Type | Green Creative | True |  | General Purpose Replacement | A21 | E26 (Medium) | Damp Location Rated Damp Location Rated Topbulb » LED Bulbs » LED Standard Shape » 75W Equal » Green Creative 16326 - 15W A21 LED - 75W Equal - Warm White - High CRI This Green Creative 15 watt LED A21 replaces a 75 watt equivalent incandescent, halogen or CFL without sacrificing lumen output or light quality and with a dramatic increase in rated life at 25,000 hours reducing maintenance costs. Designed and engineered for demanding commercial applications, this lamp meets the Energy Star V1.1 requirements for omnidirectional lamps by emitting 330° of evenly diffused light. With a typical CRI 90 (R9 50, R13 90) and a 4-step Macadam ellipse, this lamp meets the CEC California Quality Specification. Features smooth dimming with most existing dimmers. See the document below for additional information and specifications. LED Technology Notice Due to constantly evolving nature of LED technology, manufacturers will reserve the right to replace this product with next generation technology. We appreciate your understanding and acceptance of this policy. Utility/Government Incentives Documents Green Creative 15A21DIM/927 Specification Sheet About Green Creative Green Creative, founded in 2010, is a solid state lighting development and manufacturing company based in Silicon Valley, CA. The company offers a comprehensive line of high-performance LED solutions that have been adopted by some of the largest companies in the world. Green Creative focuses on professional-grade LED lamps and fixtures that meet the high standards of commercial, institutional and industrial installations. Anchored by strongly integrated R&D capabilities and patented technology, Green Creative's innovation, performance and reliability have been recognized year after year by the Illuminating Engineering Society Progress Report, the LEDs Magazine Sapphire Awards and Lighting for Tomorrow. 25000 Hours • CRI 90 • Specification Grade Green Creative 16326 - 15W A21 LED - 75W Equal - Warm White - High CRI | 2700 | 91 | 1100 | 73.3333 | 25000 | 15 | 1 | 22.98 | 22.98 | 27.0024 | 2020Q3 | https://www.topbulb.com/green-creative-16326-15w-a21-led-75w-equal-warm-white-high-cri | Top Bulb | 2020 | Yes
LED Lighting | A-Type | Green Creative | True |  |  | A21 | Medium (E26) | Description This LED A21 light bulb provides energy-saving lighting at an affordable price and is an excellent fit for home decor lamps, fixtures, or ceiling fans. Comparable to 75-watt incandescents Renders vibrant and natural colors Up to 80% energy savings Color Corrected - CRI 90 - 1100 Lumens - 2700 Kelvin - Medium Base - 120 Volt - Green Creative 16326 LED A21 - 15 Watt - 75 Watt Equal - Incandescent Match | 2700 |  | 1100 | 73.3333 |  | 15 | 24 | 448.32 | 18.68 | 21.9497 | 2020Q3 | https://www.1000bulbs.com/product/171715/GREENCREATIVE-16326.html | 1000bulbs.com | 2020 | Yes
LED Lighting | A-Type | Green Creative | True |  | General Purpose Replacement | A21 | E26 (Medium) | Damp Location Rated Home Bulbs A19 LED Light Bulbs 75W Equal - 15W - LED A21 bulb - 2700K Warm White - 90 CRI Back Description The Titanium CRISP series 15A21DIM/927 from Green Creative produces 1100 lumens, consumes 15 watts and illuminates a warm white color temperature in 2700K. The 15A21DIM/927 replaces 75 watt incandescent bulbs. Moreover, the bulb has a base type E26 and is a smart choice for general lighting, downlighting and uplighting. Suitable for use in enclosed fixtures 163$ in energy savings Color equivalent to residential white color temperature Suitable for use in damp locations Richer reds and natural skin tones (R9 50, R13 90) cULus classified and Energy Star 75W Equal - 15W - LED A21 bulb - 2700K Warm White - 90 CRI | 2700 | 91 | 1100 | 73.3333 | 25000 | 15 | 1 | 18.68 | 18.68 | 21.9497 | 2020Q2 | https://www.beeslighting.com/15A21DIM-927 | Bee's Lighting | 2020 | Yes
LED Lighting | Reflector | Sylvania | True |  | PAR30 | E26 (Medium) | E26 (Medium) | Home / Light Bulbs / LED / Sylvania - 75577 - LED10BR30CBLES Sylvania Smart + Bluetooth; Full Color and Adjustable White; 2700-6500K 10W BR30 LED Lamp - Universal - 800 Lumens - Warm White (2700K) - 80 CRI - 15000 hrs. - E26 (Medium) - 120 to 130V Sylvania - 75577 - LED10BR30CBLES | 2700 | 80 | 800 | 80 | 15000 | 10 | 1 | 250.21 | 250.21 | 294.0064 | 2020Q2 | https://shop.regencylighting.com/lamps/led/led10br30cbles-75577.html | Regency Lighting | 2020 | No
LED Lighting | Reflector | Sylvania | True | Scene Controls, | PAR30 | E26 (Medium) | E26 (Medium) | Home / Light Bulbs / LED / Sylvania - 74988 - LED10BR30CHOMEKITBLES+ Smart + LED BR30 Homekit BLE Connected Lamp; Dimmable; Color Temperature Tunable between 2700-6500 Kelvin; Indoor Use Only; Suitable for Use in Damp Locations 10W BR30 LED Lamp - 800 Lumens - Warm White (2700K) - 80 CRI - 15000 hrs. - E26 (Medium) Sylvania - 74988 - LED10BR30CHOMEKITBLES+ | 2700 | 80 | 800 | 80 | 15000 | 10 | 1 | 60.74 | 60.74 | 71.3718 | 2020Q2 | https://shop.regencylighting.com/lamps/led/led10br30chomekitbles-74988.html | Regency Lighting | 2020 | Yes
LED Lighting | Reflector | TCP | True |  | PAR20 | E26 (Medium) | E26 (Medium) | Home / Light Bulbs / LED / TCP - LED10P20D27KFL95 Damp Location 10W PAR20 LED Lamp - Universal - 500 Lumens - Warm White (2700K) - 90 CRI - 25000 Hours - E26 (Medium) - 120 to 130V - White TCP - LED10P20D27KFL95 | 2700 | 90 | 500 | 50 | 25000 | 10 | 1 | 17.2 | 17.2 | 20.2107 | 2020Q2 | https://shop.regencylighting.com/lamps/led/led10p20d27kfl95-tcp.html | Regency Lighting | 2020 | Yes
LED Lighting | Reflector | TCP | True |  | PAR20 | E26 (Medium) | E26 (Medium) | Home / Light Bulbs / LED / TCP - LED10P20D27KNFL Damp Location 10W PAR20 LED Lamp - Universal - 600 Lumens - Warm White (2700K) - 82 CRI - 25000 Hours - E26 (Medium) - 120 to 130V - White TCP - LED10P20D27KNFL | 2700 | 82 | 600 | 60 | 25000 | 10 | 48 | 698.4 | 14.55 | 17.0968 | 2020Q2 | https://shop.regencylighting.com/lamps/led/led10p20d27knfl-tcp.html | Regency Lighting | 2020 | Yes
LED Lighting | Reflector | TCP | True |  | PAR30 | E26 (Medium) | E26 (Medium) | Home / Light Bulbs / LED / TCP - LED10P30SD27KNFL Damp Location 10W PAR30 LED Lamp - Universal - 700 Lumens - Warm White (2700K) - 82 CRI - 25000 Hours - E26 (Medium) - 120 to 130V - White TCP - LED10P30SD27KNFL | 2700 | 82 | 700 | 70 | 25000 | 10 | 12 | 201.6 | 16.8 | 19.7406 | 2020Q2 | https://shop.regencylighting.com/lamps/led/led10p30sd27knfl-tcp.html | Regency Lighting | 2020 | Yes
LED Lighting | Reflector | TCP | True |  | PAR30 | E26 (Medium) | E26 (Medium) | Home / Light Bulbs / LED / TCP - LED10P30SD30KFL Damp Location 10W PAR30 LED Lamp - Universal - 725 Lumens - Warm White (3000K) - 82 CRI - 25000 Hours - E26 (Medium) - 120 to 130V - White TCP - LED10P30SD30KFL | 3000 | 82 | 725 | 72.5 | 25000 | 10 | 12 | 201.6 | 16.8 | 19.7406 | 2020Q2 | https://shop.regencylighting.com/lamps/led/led10p30sd30kfl-tcp.html | Regency Lighting | 2020 | Yes
LED Lighting | Reflector | TCP | True |  | PAR30 | E26 (Medium) | E26 (Medium) | Home / Light Bulbs / LED / TCP - LED10P30SD41KNFL Damp Location 10W PAR30 LED Lamp - Universal - 700 Lumens - Cool White (4100K) - 82 CRI - 25000 Hours - E26 (Medium) - 120 to 130V - white TCP - LED10P30SD41KNFL | 4100 | 82 | 700 | 70 | 25000 | 10 | 1 | 16.8 | 16.8 | 19.7406 | 2020Q2 | https://shop.regencylighting.com/lamps/led/led10p30sd41knfl-tcp.html | Regency Lighting | 2020 | Yes
LED Lighting | Reflector | TCP | False |  | PAR30 | E26 (Medium) | E26 (Medium) | Home / Light Bulbs / LED / TCP - LED10P30SV27KFL Damp Location 10W PAR30 Short Neck LED Lamp - Universal - 600 Lumens - Warm White (2700K) - 82 CRI - 25000 Hours - E26 (Medium) - 120 to 130V TCP - LED10P30SV27KFL | 2700 | 82 | 600 | 60 | 25000 | 10 | 1 | 14.07 | 14.07 | 16.5328 | 2020Q2 | https://shop.regencylighting.com/lamps/led/led10p30sv27kfl-tcp.html | Regency Lighting | 2020 | Yes
LED Lighting | Reflector | TCP | False |  | PAR20 | E26 (Medium) | E26 (Medium) | Home / Light Bulbs / LED / TCP - LED10R2024K Damp Location Rated; Enclosed Applications May Reduce Life 10W R20 LED Reflector Lamp - Universal - 650 Lumens - Warm White (2400K) - 80 CRI - 25000 hrs. - E26 (Medium) - 120 to 130V TCP - LED10R2024K | 2400 | 80 | 650 | 65 | 25000 | 10 | 1 | 8.36 | 8.36 | 9.8233 | 2020Q2 | https://shop.regencylighting.com/lamps/led/led10r2024k-tcp.html | Regency Lighting | 2020 | Yes
LED Lighting | A-Type | Green Creative | True |  | General Purpose Replacement | A21 | E26 (Medium) | Damp Location Rated Topbulb » LED Bulbs » LED Standard Shape » 75W Equal » Green Creative 16326 - 15W A21 LED - 75W Equal - Warm White - High CRI This Green Creative 15 watt LED A21 replaces a 75 watt equivalent incandescent, halogen or CFL without sacrificing lumen output or light quality and with a dramatic increase in rated life at 25,000 hours reducing maintenance costs. Designed and engineered for demanding commercial applications, this lamp meets the Energy Star V1.1 requirements for omnidirectional lamps by emitting 330° of evenly diffused light. With a typical CRI 90 (R9 50, R13 90) and a 4-step Macadam ellipse, this lamp meets the CEC California Quality Specification. Features smooth dimming with most existing dimmers. See the document below for additional information and specifications. LED Technology Notice Due to constantly evolving nature of LED technology, manufacturers will reserve the right to replace this product with next generation technology. We appreciate your understanding and acceptance of this policy. Utility/Government Incentives Documents Green Creative 15A21DIM/927 Specification Sheet About Green Creative Green Creative, founded in 2010, is a solid state lighting development and manufacturing company based in Silicon Valley, CA. The company offers a comprehensive line of high-performance LED solutions that have been adopted by some of the largest companies in the world. Green Creative focuses on professional-grade LED lamps and fixtures that meet the high standards of commercial, institutional and industrial installations. Anchored by strongly integrated R&D capabilities and patented technology, Green Creative's innovation, performance and reliability have been recognized year after year by the Illuminating Engineering Society Progress Report, the LEDs Magazine Sapphire Awards and Lighting for Tomorrow. 25000 Hours • CRI 90 • Specification Grade Green Creative 16326 - 15W A21 LED - 75W Equal - Warm White - High CRI | 2700 | 91 | 1100 | 73.3333 | 25000 | 15 | 1 | 22.98 | 22.98 | 27.0024 | 2020Q2 | https://www.topbulb.com/green-creative-16326-15w-a21-led-75w-equal-warm-white-high-cri | Top Bulb | 2020 | Yes
LED Lighting | Reflector | Sylvania | True |  | PAR30 | E26 (Medium) | E26 (Medium) | Home / Light Bulbs / LED / Sylvania - 79463 - LED11BR30/DIM/HO/835G/RP BR30 LED Lamp 11W BR30 LED Lamp - Universal - 800 Lumens - Neutral White (3500K) - 83 CRI - 25000 Hours - E26 (Medium) - 120 to 130V Sylvania - 79463 - LED11BR30/DIM/HO/835G/RP | 3500 | 83 | 800 | 72.7273 | 25000 | 11 | 1 | 80.15 | 80.15 | 94.1793 | 2020Q2 | https://shop.regencylighting.com/lamps/led/led11br30-dim-ho-835g-rp-79463.html | Regency Lighting | 2020 | Yes
LED Lighting | Reflector | Sylvania | True | Scene Controls, | PAR30 | E26 (Medium) | E26 (Medium) | Home / Light Bulbs / LED / Sylvania - 73739 - LED11BR30DIMRGBWLFY Smart + LED BR30 RGBW Lamp; Dimmable; Color Temperature Tunable between 2700-6500 Kelvin; Indoor Use Only; Suitable for Use in Damp Locations 11W BR30 LED Lamp - 800 Lumens - Warm White (2700K) - 90 CRI - 20000 hrs. - E26 (Medium) Sylvania - 73739 - LED11BR30DIMRGBWLFY | 2700 | 90 | 800 | 72.7273 | 20000 | 11 | 1 | 55.52 | 55.52 | 65.2381 | 2020Q2 | https://shop.regencylighting.com/lamps/led/led11br30dimrgbwlfy-73739.html | Regency Lighting | 2020 | Yes
LED Lighting | A-Type | Green Creative | True |  |  | A21 |  | 75W incandescent replacement Smooth dimming with existing dimmers More Information This TITANIUM LED CRISP SERIES A21 has been designed and engineered for commercial applications that demand accurate color rendering and high performance. Features: Wattage: 15W LED Bulb Shape: A21 Bulb Base: E26 Base Voltage: 120V Rated Life: 25,000 hours Color Temperature: 2700K Finish: White CRI: 90 Lumens: 1100 Beam Angle: 330 degrees 75W incandescent replacement Smooth dimming with existing dimmers Model: 16326 *MFG Part Number*: 16326 This TITANIUM LED CRISP SERIES A21 has been designed and engineered for commercial applications that demand accurate color rendering and high performance. Green Creative 15W A21 LED Bulb - E26 Base, 120V | 2700 | 90 | 1100 | 73.3333 | 25000 | 15 | 1 | 22.47 | 22.47 | 26.4031 | 2020Q2 | https://www.lbclighting.com/led/light-bulb-led/grnc-16326.html | LBC Lighting | 2020 | Yes
LED Lighting | Reflector | Sylvania | True | Daylighting/Photocell, | PAR30LN | E26 (Medium) | E26 (Medium) | Home / Light Bulbs / LED / Sylvania - 74603 - LED11PAR30LNDIM850FL4013YGLWRP PAR30LN LED Lamp 11W PAR30 Long Neck LED Lamp - Universal - 850 Lumens - Daylight (5000K) - 82 CRI - 15000 Hours - E26 (Medium) - 120 to 130V Sylvania - 74603 - LED11PAR30LNDIM850FL4013YGLWRP | 5000 | 82 | 850 | 77.2727 | 15000 | 11 | 1 | 16.54 | 16.54 | 19.4351 | 2020Q2 | https://shop.regencylighting.com/lamps/led/led11par30lndim850fl4013yglwrp-74603.html | Regency Lighting | 2020 | Yes
LED Lighting | Reflector | Sylvania | True |  | PAR38 | E26 (Medium) | E26 (Medium) | Home / Light Bulbs / LED / Sylvania - 79259 - LED11PAR38/DIM/830/FL30/G2/RP Indoor/Outdoor Damp Rated; Energy Star Rated 11W PAR38 LED Lamp - Universal - 850 Lumens - Warm White (3000K) - 82 CRI - 25000 Hours - E26 (Medium) - 120 to 130V Sylvania - 79259 - LED11PAR38/DIM/830/FL30/G2/RP | 3000 | 82 | 850 | 77.2727 | 25000 | 11 | 1 | 22.59 | 22.59 | 26.5441 | 2020Q2 | https://shop.regencylighting.com/lamps/led/led11par38-dim-830-fl30-g2-rp-79259.html | Regency Lighting | 2020 | Yes
LED Lighting | A-Type | Green Creative |  |  | A21 (Arbitrary) |  | E26 (Medium Screw) | HomeLamps, Bulbs, BallastsBulbs - LEDLED - TraditionalLamps - A-Type LED Lamp, 15W, 120V, Bulb: A-Type (A21), Base: Medium Screw (E26), Lumens: 1100, CRI: 90, Color Temperature: 2700K, Rated Average Life: 25,000 Hrs. Green Creative 16326 LED Lamp, 15W, 120V | 2700 | 90 | 1100 | 73.3333 |  | 15 | 1 | 24.33 | 24.33 | 28.5887 | 2020Q2 | https://www.platt.com/platt-electric-supply/LED-Traditional-Lamps-A-Type/Green-Creative/16326/product.aspx?zpid=242348 | Platt | 2020 | Yes
LED Lighting | A-Type | Satco | False |  | A19/21 | E26 (Medium) | E26 (Medium) | Home / Light Bulbs / LED / Satco - S8557 - 5.5A19/LED/2700K/120V/4PK Approved for Enclosed Fixtures; Damp Location Rated 5.5W A19 LED Lamp - 400 Lumens - Warm White (2700K) - 90 CRI - 10000 Hours - E26 (Medium) - 120 to 130V - Frost Satco - S8557 - 5.5A19/LED/2700K/120V/4PK | 2700 | 90 | 400 | 72.7273 | 10000 | 5.5 | 1 | 11.73 | 11.73 | 13.7832 | 2020Q3 | https://shop.regencylighting.com/lamps/led/5-5a19-led-2700k-120v-4pk-s8557.html | Regency Lighting | 2020 | Yes
LED Lighting | A-Type | Satco | False |  | A19/21 | E26 (Medium) | E26 (Medium) | Home / Light Bulbs / LED / Satco - S8558 - 5.5A19/LED/3000K/120V/4PK Approved for Enclosed Fixtures; Damp Location Rated; Carded Item 5.5W A19 LED Lamp - 400 Lumens - Warm White (3000K) - 90 CRI - 10000 hrs. - E26 (Medium) - 120 to 130V - - Frost Satco - S8558 - 5.5A19/LED/3000K/120V/4PK | 3000 | 90 | 400 | 72.7273 | 10000 | 5.5 | 1 | 11.73 | 11.73 | 13.7832 | 2020Q3 | https://shop.regencylighting.com/lamps/led/5-5a19-led-3000k-120v-4pk-s8558.html | Regency Lighting | 2020 | Yes
LED Lighting | A-Type | Satco | False |  | A19/21 | E26 (Medium) | E26 (Medium) | Home / Light Bulbs / LED / Satco - S8593 - 5.5A19/LED/4000K/120V/4PK Approved for Enclosed Fixtures; Damp Location Rated; Carded Item 5.5W A19 LED Lamp - 400 Lumens - Cool White (4000K) - 90 CRI - 10000 hrs. - E26 (Medium) - 120 to 130V - Frost Satco - S8593 - 5.5A19/LED/4000K/120V/4PK | 4000 | 90 | 400 | 72.7273 | 10000 | 5.5 | 1 | 10 | 10 | 11.7504 | 2020Q3 | https://shop.regencylighting.com/lamps/led/5-5a19-led-4000k-120v-4pk-s8593.html | Regency Lighting | 2020 | Yes
LED Lighting | A-Type | Satco | False | Daylighting/Photocell, | A19/21 | E26 (Medium) | E26 (Medium) | Home / Light Bulbs / LED / Satco - S8594 - 5.5A19/LED/5000K/120V/4PK Approved for Enclosed Fixtures; Damp Location Rated; Carded Item 5.5W A19 LED Lamp - 400 Lumens - Daylight (5000K) - 90 CRI - 10000 hrs. - E26 (Medium) - 120 to 130V - Frost Satco - S8594 - 5.5A19/LED/5000K/120V/4PK | 5000 | 90 | 400 | 72.7273 | 10000 | 5.5 | 1 | 11.73 | 11.73 | 13.7832 | 2020Q3 | https://shop.regencylighting.com/lamps/led/5-5a19-led-5000k-120v-4pk-s8594.html | Regency Lighting | 2020 | Yes
LED Lighting | Reflector | TCP | False |  | PAR30 | E26 (Medium) | E26 (Medium) | Home / Light Bulbs / LED / TCP - LED12BR3024K Indoor/Outdoor; Enclosed Fixtures May Reduce Lamp Life; Damp Location 12W BR30 LED Reflector Lamp - Universal - 850 Lumens - Warm White (2400K) - 80 CRI - 25000 hrs. - E26 (Medium) - 120 to 130V TCP - LED12BR3024K | 2400 | 80 | 850 | 70.8333 | 25000 | 12 | 1 | 9.14 | 9.14 | 10.7399 | 2020Q2 | https://shop.regencylighting.com/lamps/led/led12br3024k-tcp.html | Regency Lighting | 2020 | Yes
LED Lighting | Reflector | TCP | False |  | PAR30 | E26 (Medium) | E26 (Medium) | Home / Light Bulbs / LED / TCP - LED12BR3030K Indoor/Outdoor; Rated for Enclosed Fixtures; Damp Location 12W BR30 LED Lamp - Universal - 875 Lumens - Warm White (3000K) - 80 CRI - 25000 Hours - E26 (Medium) - 120 to 130V TCP - LED12BR3030K | 3000 | 80 | 875 | 72.9167 | 25000 | 12 | 1 | 8.51 | 8.51 | 9.9996 | 2020Q2 | https://shop.regencylighting.com/lamps/led/led12br3030k-tcp.html | Regency Lighting | 2020 | Yes
LED Lighting | Reflector | TCP | True |  | BR40 | E26 (Medium) | E26 (Medium) | Home / Light Bulbs / LED / TCP - LED12BR40D27K Damp Location 12W BR40 LED Lamp - Universal - 840 Lumens - Warm White (2700K) - 82 CRI - 25000 Hours - E26 (Medium) - 120 to 130V - White TCP - LED12BR40D27K | 2700 | 82 | 840 | 70 | 25000 | 12 | 12 | 82.44 | 6.87 | 8.0725 | 2020Q2 | https://shop.regencylighting.com/lamps/led/led12br40d27k-tcp.html | Regency Lighting | 2020 | Yes
LED Lighting | Reflector | TCP | True |  | BR40 | E26 (Medium) | E26 (Medium) | Home / Light Bulbs / LED / TCP - LED12BR40D41K Damp Location 12W BR40 LED Lamp - Universal - 875 Lumens - Cool White (4100K) - 82 CRI - 25000 Hours - E26 (Medium) - 120 to 130V - White TCP - LED12BR40D41K | 4100 | 82 | 875 | 72.9167 | 25000 | 12 | 12 | 82.44 | 6.87 | 8.0725 | 2020Q2 | https://shop.regencylighting.com/lamps/led/led12br40d41k-tcp.html | Regency Lighting | 2020 | Yes
LED Lighting | Reflector | TCP | True | Daylighting/Photocell, | PAR30 | E26 (Medium) | E26 (Medium) | Home / Light Bulbs / LED / TCP - LED12E26P30S50KFL PAR30 LED Lamp 12W PAR30 Short LED Light Bulb - Universal - 650 Lumens - Daylight (5000K) - 80 CRI - 25000 Hours - E26 (Medium) - 120 to 130V TCP - LED12E26P30S50KFL | 5000 | 80 | 650 | 54.1667 | 25000 | 12 | 1 | 49.06 | 49.06 | 57.6474 | 2020Q2 | https://shop.regencylighting.com/lamps/led/led12e26p30s50kfl-tcp.html | Regency Lighting | 2020 | Yes
LED Lighting | Reflector | TCP | False |  | PAR30LN | E26 (Medium) | E26 (Medium) | Home / Light Bulbs / LED / TCP - LED12P3035KFL Shatter Resistant; UL Approved for Damp Locations 12W PAR30 Long Neck LED Lamp - Universal - 850 Lumens - Neutral White (3500K) - 82 CRI - 25000 hrs. - E26 (Medium) - 120 to 130V - White TCP - LED12P3035KFL | 3500 | 82 | 850 | 70.8333 | 25000 | 12 | 1 | 24.84 | 24.84 | 29.188 | 2020Q2 | https://shop.regencylighting.com/lamps/led/led12p3035kfl-tcp.html | Regency Lighting | 2020 | Yes
LED Lighting | Reflector | TCP | False |  | PAR30LN | E26 (Medium) | E26 (Medium) | Home / Light Bulbs / LED / TCP - LED12P3041KFL Damp Location; Energy Star Certified 12W PAR30 Long Neck LED Lamp - Universal - 875 Lumens - Cool White (4100K) - 82 CRI - 25000 Hours - E26 (Medium) - 120 to 130V TCP - LED12P3041KFL | 4100 | 82 | 875 | 72.9167 | 25000 | 12 | 1 | 24.84 | 24.84 | 29.188 | 2020Q2 | https://shop.regencylighting.com/lamps/led/led12p3041kfl-tcp.html | Regency Lighting | 2020 | Yes
LED Lighting | Reflector | TCP | True |  | PAR30 | E26 (Medium) | E26 (Medium) | Home / Light Bulbs / LED / TCP - LED12P30SD27KFL Damp Location 12W PAR30 LED Lamp - Universal - 850 Lumens - Warm White (2700K) - 82 CRI - 25000 Hours - E26 (Medium) - 120 to 130V - White TCP - LED12P30SD27KFL | 2700 | 82 | 850 | 70.8333 | 25000 | 12 | 12 | 207.12 | 17.26 | 20.2812 | 2020Q2 | https://shop.regencylighting.com/lamps/led/led12p30sd27kfl-tcp.html | Regency Lighting | 2020 | Yes
LED Lighting | Reflector | TCP | True |  | PAR30 | E26 (Medium) | E26 (Medium) | Home / Light Bulbs / LED / TCP - LED12P30SD27KNFL Damp Location 12W PAR30 LED Lamp - Universal - 850 Lumens - Warm White (2700K) - 82 CRI - 25000 Hours - E26 (Medium) - 120 to 130V - White TCP - LED12P30SD27KNFL | 2700 | 82 | 850 | 70.8333 | 25000 | 12 | 12 | 207.12 | 17.26 | 20.2812 | 2020Q2 | https://shop.regencylighting.com/lamps/led/led12p30sd27knfl-tcp.html | Regency Lighting | 2020 | Yes
LED Lighting | Reflector | TCP | True |  | PAR30 | E26 (Medium) | E26 (Medium) | Home / Light Bulbs / LED / TCP - LED12P30SD30KFL Damp Location 12W PAR30 LED Lamp - Universal - 875 Lumens - Warm White (3000K) - 82 CRI - 25000 Hours - E26 (Medium) - 120 to 130V - White TCP - LED12P30SD30KFL | 3000 | 82 | 875 | 72.9167 | 25000 | 12 | 12 | 207.12 | 17.26 | 20.2812 | 2020Q2 | https://shop.regencylighting.com/lamps/led/led12p30sd30kfl-tcp.html | Regency Lighting | 2020 | Yes
LED Lighting | Reflector | TCP | True |  | PAR30 | E26 (Medium) | E26 (Medium) | Home / Light Bulbs / LED / TCP - LED12P30SD30KNFL PAR30 LED Dimmable PAR Lamp 12W PAR30 LED Dimmable PAR Lamp - Universal - 875 Lumens - Warm White (3000K) - 82 CRI - 25000 Hours - E26 (Medium) - 120 to 130V TCP - LED12P30SD30KNFL | 3000 | 82 | 875 | 72.9167 | 25000 | 12 | 1 | 17.26 | 17.26 | 20.2812 | 2020Q2 | https://shop.regencylighting.com/lamps/led/led12p30sd30knfl-tcp.html | Regency Lighting | 2020 | Yes
LED Lighting | Reflector | TCP | True |  | PAR30 | E26 (Medium) | E26 (Medium) | Home / Light Bulbs / LED / TCP - LED12P30SD30KNFL95 Damp Location 12W PAR30 LED Lamp - Universal - 750 Lumens - Warm White (3000K) - 90 CRI - 25000 Hours - E26 (Medium) - 120 to 130V - White TCP - LED12P30SD30KNFL95 | 3000 | 90 | 750 | 62.5 | 25000 | 12 | 12 | 231.12 | 19.26 | 22.6312 | 2020Q2 | https://shop.regencylighting.com/lamps/led/led12p30sd30knfl95-tcp.html | Regency Lighting | 2020 | Yes
LED Lighting | Reflector | TCP | True |  | PAR30 | E26 (Medium) | E26 (Medium) | Home / Light Bulbs / LED / TCP - LED12P30SD30KSP PAR30 LED Dimmable PAR Lamp 12W PAR30 LED Dimmable PAR Lamp - Universal - 850 Lumens - Warm White (3000K) - 82 CRI - 25000 Hours - E26 (Medium) - 120 to 130V TCP - LED12P30SD30KSP | 3000 | 82 | 850 | 70.8333 | 25000 | 12 | 1 | 17.26 | 17.26 | 20.2812 | 2020Q2 | https://shop.regencylighting.com/lamps/led/led12p30sd30ksp-tcp.html | Regency Lighting | 2020 | Yes
LED Lighting | Reflector | TCP | True |  | PAR30 | E26 (Medium) | E26 (Medium) | Home / Light Bulbs / LED / TCP - LED12P30SD30KSP95 Damp Location 12W PAR30 LED Lamp - Universal - 693 Lumens - Warm White (3000K) - 90 CRI - 25000 Hours - E26 (Medium) - 120 to 130V - White TCP - LED12P30SD30KSP95 | 3000 | 90 | 693 | 57.75 | 25000 | 12 | 1 | 19.26 | 19.26 | 22.6312 | 2020Q2 | https://shop.regencylighting.com/lamps/led/led12p30sd30ksp95-tcp.html | Regency Lighting | 2020 | Yes
LED Lighting | Reflector | TCP | True |  | PAR30 | E26 (Medium) | E26 (Medium) | Home / Light Bulbs / LED / TCP - LED12P30SD30KSPB Approved for Use in Damp Locations; Black Housing; Energy Star Qualified 12W PAR30 Long Neck LED Lamp - Universal - 875 Lumens - Warm White (3000K) - 80 CRI - 25000 hrs. - E26 (Medium) - 120 to 130V - Black TCP - LED12P30SD30KSPB | 3000 | 80 | 875 | 72.9167 | 25000 | 12 | 1 | 19.26 | 19.26 | 22.6312 | 2020Q2 | https://shop.regencylighting.com/lamps/led/led12p30sd30kspb-tcp.html | Regency Lighting | 2020 | Yes
LED Lighting | Reflector | TCP | True |  | PAR30 | E26 (Medium) | E26 (Medium) | Home / Light Bulbs / LED / TCP - LED12P30SD35KFL Shatter Resistant; UL Approved for Damp Locations 12W PAR30 LED Lamp - Universal - 675 Lumens - Neutral White (3500K) - 82 CRI - 25000 hrs. - E26 (Medium) - 120 to 130V - White TCP - LED12P30SD35KFL | 3500 | 82 | 675 | 56.25 | 25000 | 12 | 1 | 17.26 | 17.26 | 20.2812 | 2020Q2 | https://shop.regencylighting.com/lamps/led/led12p30sd35kfl-tcp.html | Regency Lighting | 2020 | Yes
LED Lighting | Reflector | TCP | True |  | PAR30 | E26 (Medium) | E26 (Medium) | Home / Light Bulbs / LED / TCP - LED12P30SD35KNFL Damp Location 12W PAR30 LED Lamp - Universal - 900 Lumens - Neutral White (3500K) - 82 CRI - 25000 Hours - E26 (Medium) - 120 to 130V - White TCP - LED12P30SD35KNFL | 3500 | 82 | 900 | 75 | 25000 | 12 | 12 | 207.12 | 17.26 | 20.2812 | 2020Q2 | https://shop.regencylighting.com/lamps/led/led12p30sd35knfl-tcp.html | Regency Lighting | 2020 | Yes
LED Lighting | Reflector | TCP | True |  | PAR30 | E26 (Medium) | E26 (Medium) | Home / Light Bulbs / LED / TCP - LED12P30SD41KFL Damp Location 12W PAR30 LED Lamp - Universal - 925 Lumens - Cool White (4100K) - 82 CRI - 25000 Hours - E26 (Medium) - 120 to 130V - White TCP - LED12P30SD41KFL | 4100 | 82 | 925 | 77.0833 | 25000 | 12 | 12 | 207.12 | 17.26 | 20.2812 | 2020Q2 | https://shop.regencylighting.com/lamps/led/led12p30sd41kfl-tcp.html | Regency Lighting | 2020 | Yes
LED Lighting | Reflector | TCP | True | Daylighting/Photocell, | PAR30 | E26 (Medium) | E26 (Medium) | Home / Light Bulbs / LED / TCP - LED12P30SD50KFL Damp Location 12W PAR30 LED Dimmable PAR Lamp - Universal - 850 Lumens - Daylight (5000K) - 80 CRI - 25000 Hours - E26 (Medium) - 120 to 130V TCP - LED12P30SD50KFL | 5000 | 80 | 850 | 70.8333 | 25000 | 12 | 1 | 17.26 | 17.26 | 20.2812 | 2020Q2 | https://shop.regencylighting.com/lamps/led/led12p30sd50kfl-tcp.html | Regency Lighting | 2020 | Yes
LED Lighting | Reflector | TCP | True | Daylighting/Photocell, | PAR30 | E26 (Medium) | E26 (Medium) | Home / Light Bulbs / LED / TCP - LED12P30SD50KNFL Damp Location Rated 12W PAR30 LED Lamp - Universal - 875 Lumens - Daylight (5000K) - 82 CRI - 25000 Hours - E26 (Medium) - 120 to 130V TCP - LED12P30SD50KNFL | 5000 | 82 | 875 | 72.9167 | 25000 | 12 | 1 | 17.26 | 17.26 | 20.2812 | 2020Q2 | https://shop.regencylighting.com/lamps/led/led12p30sd50knfl-tcp.html | Regency Lighting | 2020 | Yes
LED Lighting | A-Type | Satco | False |  | A19/21 | E26 (Medium) | E26 (Medium) | Home / Light Bulbs / LED / LED A-Line / Satco - S8557 - 5.5A19/LED/2700K/120V/4PK Approved for Enclosed Fixtures; Damp Location Rated 5.5W A19 LED Lamp - 400 Lumens - Warm White (2700K) - 90 CRI - 10000 Hours - E26 (Medium) - 120 to 130V - Frost Satco - S8557 - 5.5A19/LED/2700K/120V/4PK | 2700 | 90 | 400 | 72.7273 | 10000 | 5.5 | 1 | 11.73 | 11.73 | 13.7832 | 2020Q3 | https://shop.regencylighting.com/lamps/led/a-line/5-5a19-led-2700k-120v-4pk-s8557.html | Regency Lighting | 2020 | Yes
LED Lighting | A-Type | Satco | False |  | A19/21 | E26 (Medium) | E26 (Medium) | Home / Light Bulbs / LED / LED A-Line / Satco - S8558 - 5.5A19/LED/3000K/120V/4PK Approved for Enclosed Fixtures; Damp Location Rated; Carded Item 5.5W A19 LED Lamp - 400 Lumens - Warm White (3000K) - 90 CRI - 10000 hrs. - E26 (Medium) - 120 to 130V - - Frost Satco - S8558 - 5.5A19/LED/3000K/120V/4PK | 3000 | 90 | 400 | 72.7273 | 10000 | 5.5 | 1 | 11.73 | 11.73 | 13.7832 | 2020Q3 | https://shop.regencylighting.com/lamps/led/a-line/5-5a19-led-3000k-120v-4pk-s8558.html | Regency Lighting | 2020 | Yes
LED Lighting | Reflector | Sylvania | True |  | BR40 | E26 (Medium) | E26 (Medium) | Home / Light Bulbs / LED / Sylvania - 79498 - LED13BR40/DIM/827/10YV/RP2 Indoor/Outdoor Damp Rated 13W BR40 LED Lamp - Universal - 900 Lumens - Warm White (2700K) - 80 CRI - 11000 Hours - E26 (Medium) - 120 to 130V Sylvania - 79498 - LED13BR40/DIM/827/10YV/RP2 | 2700 | 80 | 900 | 69.2308 | 11000 | 13 | 12 | 103.32 | 8.61 | 10.1171 | 2020Q2 | https://shop.regencylighting.com/lamps/led/led13br40-dim-827-10yv-rp2-79498.html | Regency Lighting | 2020 | Yes
LED Lighting | Reflector | Sylvania | True | Daylighting/Photocell, | BR40 | E26 (Medium) | E26 (Medium) | Home / Light Bulbs / LED / Sylvania - 79624 - LED13BR40DIM85010YVRP2 Indoor/Outdoor Damp Rated 13W BR40 LED Lamp - Universal - 1050 Lumens - Daylight (5000K) - 80 CRI - 11000 Hours - E26 (Medium) - 120 to 130V Sylvania - 79624 - LED13BR40DIM85010YVRP2 | 5000 | 80 | 1050 | 80.7692 | 11000 | 13 | 12 | 103.56 | 8.63 | 10.1406 | 2020Q2 | https://shop.regencylighting.com/lamps/led/led13br40dim85010yvrp2-79624.html | Regency Lighting | 2020 | Yes
LED Lighting | Reflector | Sylvania | True |  | BR40 | E26 (Medium) | E26 (Medium) | Home / Light Bulbs / LED / LEDVANCE - 79620 - LED13BR40DIMSE830G5RP Sylvania offers DULUX EL self ballasted medium and candelabra base compact fluorescent lamps in a variety of covered designs including: classic, globe, decor and reflector types. with excellent color rendition and a broad range of color temperature options, these CFLs provide a brilliant alternative to traditional incandescent and halogen light sources and are suitable for many different types of luminaires. they complement the DULUX EL twist family of CFLs described in companion product information Bulletin CF048. 13W BR40 LED Lamp - 1100 Lumens - Warm White (3000K) - 25000 Hours - E26 (Medium) - 120 to 130V - Frost LEDVANCE - 79620 - LED13BR40DIMSE830G5RP | 3000 |  | 1100 | 84.6154 | 25000 | 13 | 1 | 222.22 | 222.22 | 261.1171 | 2020Q2 | https://shop.regencylighting.com/lamps/led/led13br40dimse830g5rp-79620.html | Regency Lighting | 2020 | No
LED Lighting | Reflector | Sylvania | True |  | PAR30LN | E26 (Medium) | E26 (Medium) | Home / Light Bulbs / LED / Sylvania - 78228 - LED13PAR30LNDIM830FL40GL1W Indoor/Outdoor Wet Rated; Energy Star Rated 13W PAR30 Long Neck LED Lamp - Universal - 825 Lumens - Warm White (3000K) - 82 CRI - 25000 Hours - E26 (Medium) - 120 to 130V Sylvania - 78228 - LED13PAR30LNDIM830FL40GL1W | 3000 | 82 | 825 | 63.4615 | 25000 | 13 | 6 | 1748.58 | 291.43 | 342.4415 | 2020Q2 | https://shop.regencylighting.com/lamps/led/led13par30lndim830fl40gl1w-78228.html | Regency Lighting | 2020 | No
LED Lighting | Reflector | Sylvania | False |  | PAR38 | E26 (Medium) | E26 (Medium) | Home / Light Bulbs / LED / Sylvania - 79276 - LED13PAR38830FL4510YVRP2 Indoor/Outdoor Damp Rated 13W PAR38 LED Lamp - Universal - 1050 Lumens - Warm White (3000K) - 82 CRI - 11000 Hours - E26 (Medium) - 120 to 130V Sylvania - 79276 - LED13PAR38830FL4510YVRP2 | 3000 | 82 | 1050 | 80.7692 | 11000 | 13 | 12 | 114.36 | 9.53 | 11.1981 | 2020Q2 | https://shop.regencylighting.com/lamps/led/led13par38830fl4510yvrp2-79276.html | Regency Lighting | 2020 | Yes
LED Lighting | Reflector | Sylvania | False | Daylighting/Photocell, | PAR38 | E26 (Medium) | E26 (Medium) | Home / Light Bulbs / LED / Sylvania - 79736 - LED13PAR38850FL4510YVRP2 Universal Input 13W PAR38 LED Lamp - Universal - 1200 Lumens - Daylight (5000K) - 82 CRI - 11000 Hours - E26 (Medium) - 120 to 130V Sylvania - 79736 - LED13PAR38850FL4510YVRP2 | 5000 | 82 | 1200 | 92.3077 | 11000 | 13 | 6 | 57.18 | 9.53 | 11.1981 | 2020Q2 | https://shop.regencylighting.com/lamps/led/led13par38850fl4510yvrp2-79736.html | Regency Lighting | 2020 | Yes
LED Lighting | A-Type | Satco | False |  | A19/21 | E26 (Medium) | E26 (Medium) | Home / Light Bulbs / LED / LED A-Line / Satco - S8593 - 5.5A19/LED/4000K/120V/4PK Approved for Enclosed Fixtures; Damp Location Rated; Carded Item 5.5W A19 LED Lamp - 400 Lumens - Cool White (4000K) - 90 CRI - 10000 hrs. - E26 (Medium) - 120 to 130V - Frost Satco - S8593 - 5.5A19/LED/4000K/120V/4PK | 4000 | 90 | 400 | 72.7273 | 10000 | 5.5 | 1 | 10 | 10 | 11.7504 | 2020Q3 | https://shop.regencylighting.com/lamps/led/a-line/5-5a19-led-4000k-120v-4pk-s8593.html | Regency Lighting | 2020 | Yes
LED Lighting | A-Type | Satco | False | Daylighting/Photocell, | A19/21 | E26 (Medium) | E26 (Medium) | Home / Light Bulbs / LED / LED A-Line / Satco - S8594 - 5.5A19/LED/5000K/120V/4PK Approved for Enclosed Fixtures; Damp Location Rated; Carded Item 5.5W A19 LED Lamp - 400 Lumens - Daylight (5000K) - 90 CRI - 10000 hrs. - E26 (Medium) - 120 to 130V - Frost Satco - S8594 - 5.5A19/LED/5000K/120V/4PK | 5000 | 90 | 400 | 72.7273 | 10000 | 5.5 | 1 | 11.73 | 11.73 | 13.7832 | 2020Q3 | https://shop.regencylighting.com/lamps/led/a-line/5-5a19-led-5000k-120v-4pk-s8594.html | Regency Lighting | 2020 | Yes
LED Lighting | A-Type | Satco | False |  | A19/21 | E26 (Medium) | E26 (Medium) | Home / Light Bulbs / LED / Satco - S8557 - 5.5A19/LED/2700K/120V/4PK Approved for Enclosed Fixtures; Damp Location Rated 5.5W A19 LED Lamp - 400 Lumens - Warm White (2700K) - 90 CRI - 10000 Hours - E26 (Medium) - 120 to 130V - Frost Satco - S8557 - 5.5A19/LED/2700K/120V/4PK | 2700 | 90 | 400 | 72.7273 | 10000 | 5.5 | 1 | 11.32 | 11.32 | 13.3014 | 2020Q2 | https://shop.regencylighting.com/lamps/led/5-5a19-led-2700k-120v-4pk-s8557.html | Regency Lighting | 2020 | Yes
LED Lighting | A-Type | Satco | False |  | A19/21 | E26 (Medium) | E26 (Medium) | Home / Light Bulbs / LED / Satco - S8558 - 5.5A19/LED/3000K/120V/4PK Approved for Enclosed Fixtures; Damp Location Rated; Carded Item 5.5W A19 LED Lamp - 400 Lumens - Warm White (3000K) - 90 CRI - 10000 hrs. - E26 (Medium) - 120 to 130V - - Frost Satco - S8558 - 5.5A19/LED/3000K/120V/4PK | 3000 | 90 | 400 | 72.7273 | 10000 | 5.5 | 1 | 11.32 | 11.32 | 13.3014 | 2020Q2 | https://shop.regencylighting.com/lamps/led/5-5a19-led-3000k-120v-4pk-s8558.html | Regency Lighting | 2020 | Yes
LED Lighting | A-Type | Satco | False |  | A19/21 | E26 (Medium) | E26 (Medium) | Home / Light Bulbs / LED / Satco - S8593 - 5.5A19/LED/4000K/120V/4PK Approved for Enclosed Fixtures; Damp Location Rated; Carded Item 5.5W A19 LED Lamp - 400 Lumens - Cool White (4000K) - 90 CRI - 10000 hrs. - E26 (Medium) - 120 to 130V - Frost Satco - S8593 - 5.5A19/LED/4000K/120V/4PK | 4000 | 90 | 400 | 72.7273 | 10000 | 5.5 | 1 | 9.65 | 9.65 | 11.3391 | 2020Q2 | https://shop.regencylighting.com/lamps/led/5-5a19-led-4000k-120v-4pk-s8593.html | Regency Lighting | 2020 | Yes
LED Lighting | Reflector | TCP | True |  | PAR38 | E26 (Medium) | E26 (Medium) | Home / Light Bulbs / LED / TCP - LED14E26P3827KFL PAR38 Flood LED Bulb 14W PAR38 LED Lamp - Universal - 850 Lumens - Warm White (2700K) - 85 CRI - 25000 Hours - E26 (Medium) - 120 to 130V TCP - LED14E26P3827KFL | 2700 | 85 | 850 | 60.7143 | 25000 | 14 | 1 | 42 | 42 | 49.3516 | 2020Q2 | https://shop.regencylighting.com/lamps/led/led14e26p3827kfl-tcp.html | Regency Lighting | 2020 | Yes
LED Lighting | Reflector | TCP | True |  | PAR30LN | E26 (Medium) | E26 (Medium) | Home / Light Bulbs / LED / TCP - LED14P30D27KFL Damp Location 14W PAR30 Long Neck LED Lamp - Universal - 1050 Lumens - Warm White (2700K) - 82 CRI - 25000 Hours - E26 (Medium) - 120 to 130V - White TCP - LED14P30D27KFL | 2700 | 82 | 1050 | 75 | 25000 | 14 | 12 | 217.68 | 18.14 | 21.3152 | 2020Q2 | https://shop.regencylighting.com/lamps/led/led14p30d27kfl-tcp.html | Regency Lighting | 2020 | Yes
LED Lighting | Reflector | TCP | True |  | PAR30LN | E26 (Medium) | E26 (Medium) | Home / Light Bulbs / LED / TCP - LED14P30D27KFL95 Damp Location 14W PAR30 Long Neck LED Lamp - Universal - 850 Lumens - Warm White (2700K) - 90 CRI - 25000 Hours - E26 (Medium) - 120 to 130V - White TCP - LED14P30D27KFL95 | 2700 | 90 | 850 | 60.7143 | 25000 | 14 | 1 | 20.14 | 20.14 | 23.6653 | 2020Q2 | https://shop.regencylighting.com/lamps/led/led14p30d27kfl95-tcp.html | Regency Lighting | 2020 | Yes
LED Lighting | Reflector | TCP | True |  | PAR30LN | E26 (Medium) | E26 (Medium) | Home / Light Bulbs / LED / TCP - LED14P30D27KFLB Black Housing; Damp Location Rated 14W PAR30 Long Neck LED Lamp - Universal - 1050 Lumens - Warm White (2700K) - 82 CRI - 25000 Hours - E26 (Medium) - 120 to 130V TCP - LED14P30D27KFLB | 2700 | 82 | 1050 | 75 | 25000 | 14 | 1 | 20.14 | 20.14 | 23.6653 | 2020Q2 | https://shop.regencylighting.com/lamps/led/led14p30d27kflb-tcp.html | Regency Lighting | 2020 | Yes
LED Lighting | Reflector | TCP | True |  | PAR30LN | E26 (Medium) | E26 (Medium) | Home / Light Bulbs / LED / TCP - LED14P30D27KNFL Damp Location 14W PAR30 Long Neck LED Lamp - Universal - 1050 Lumens - Warm White (2700K) - 82 CRI - 25000 Hours - E26 (Medium) - 120 to 130V - White TCP - LED14P30D27KNFL | 2700 | 82 | 1050 | 75 | 25000 | 14 | 12 | 217.68 | 18.14 | 21.3152 | 2020Q2 | https://shop.regencylighting.com/lamps/led/led14p30d27knfl-tcp.html | Regency Lighting | 2020 | Yes
LED Lighting | Reflector | TCP | True |  | PAR30LN | E26 (Medium) | E26 (Medium) | Home / Light Bulbs / LED / TCP - LED14P30D27KSP Damp Location 14W PAR30 Long Neck LED Lamp - Universal - 1050 Lumens - Warm White (2700K) - 82 CRI - 25000 Hours - E26 (Medium) - 120 to 130V - White TCP - LED14P30D27KSP | 2700 | 82 | 1050 | 75 | 25000 | 14 | 1 | 18.14 | 18.14 | 21.3152 | 2020Q2 | https://shop.regencylighting.com/lamps/led/led14p30d27ksp-tcp.html | Regency Lighting | 2020 | Yes
LED Lighting | Reflector | TCP | True |  | PAR30LN | E26 (Medium) | E26 (Medium) | Home / Light Bulbs / LED / TCP - LED14P30D30KFL Damp Location 14W PAR30 Long Neck LED Lamp - Universal - 1100 Lumens - Warm White (3000K) - 82 CRI - 25000 Hours - E26 (Medium) - 120 to 130V - White TCP - LED14P30D30KFL | 3000 | 82 | 1100 | 78.5714 | 25000 | 14 | 12 | 217.68 | 18.14 | 21.3152 | 2020Q2 | https://shop.regencylighting.com/lamps/led/led14p30d30kfl-tcp.html | Regency Lighting | 2020 | Yes
LED Lighting | Reflector | TCP | True |  | PAR30LN | E26 (Medium) | E26 (Medium) | Home / Light Bulbs / LED / TCP - LED14P30D30KFL95 Damp Location; Energy Star Certified 14W PAR30 Long Neck LED Lamp - Universal - 1000 Lumens - Warm White (3000K) - 90 CRI - 25000 Hours - E26 (Medium) - 120 to 130V TCP - LED14P30D30KFL95 | 3000 | 90 | 1000 | 71.4286 | 25000 | 14 | 1 | 22.2 | 22.2 | 26.0859 | 2020Q2 | https://shop.regencylighting.com/lamps/led/led14p30d30kfl95-tcp.html | Regency Lighting | 2020 | Yes
LED Lighting | Reflector | TCP | True |  | PAR30LN | E26 (Medium) | E26 (Medium) | Home / Light Bulbs / LED / TCP - LED14P30D30KNFL Damp Location 14W PAR30 Long Neck LED Lamp - Universal - 1100 Lumens - Warm White (3000K) - 82 CRI - 25000 Hours - E26 (Medium) - 120 to 130V - White TCP - LED14P30D30KNFL | 3000 | 82 | 1100 | 78.5714 | 25000 | 14 | 12 | 217.68 | 18.14 | 21.3152 | 2020Q2 | https://shop.regencylighting.com/lamps/led/led14p30d30knfl-tcp.html | Regency Lighting | 2020 | Yes
LED Lighting | Reflector | TCP | True |  | PAR30LN | E26 (Medium) | E26 (Medium) | Home / Light Bulbs / LED / TCP - LED14P30D30KSP Damp Location; Energy Star Certified 14W PAR30 Long Neck LED Lamp - Universal - 1100 Lumens - Warm White (3000K) - 80 CRI - 25000 Hours - E26 (Medium) - 120 to 130V TCP - LED14P30D30KSP | 3000 | 80 | 1100 | 78.5714 | 25000 | 14 | 1 | 18.14 | 18.14 | 21.3152 | 2020Q2 | https://shop.regencylighting.com/lamps/led/led14p30d30ksp-tcp.html | Regency Lighting | 2020 | Yes
LED Lighting | Reflector | TCP | True |  | PAR30LN | E26 (Medium) | E26 (Medium) | Home / Light Bulbs / LED / TCP - LED14P30D35KFL Damp Location 14W PAR30 Long Neck LED Lamp - Universal - 1125 Lumens - Neutral White (3500K) - 82 CRI - 25000 Hours - E26 (Medium) - 120 to 130V TCP - LED14P30D35KFL | 3500 | 82 | 1125 | 80.3571 | 25000 | 14 | 1 | 18.14 | 18.14 | 21.3152 | 2020Q2 | https://shop.regencylighting.com/lamps/led/led14p30d35kfl-tcp.html | Regency Lighting | 2020 | Yes
LED Lighting | Reflector | TCP | True |  | PAR30LN | E26 (Medium) | E26 (Medium) | Home / Light Bulbs / LED / TCP - LED14P30D35KNFL Shatter Resistant; Damp Location Rated; Smooth Outside Housing 14W PAR30 Long Neck LED Lamp - Universal - 1125 Lumens - Neutral White (3500K) - 82 CRI - 25000 Hours - E26 (Medium) - 120 to 130V TCP - LED14P30D35KNFL | 3500 | 82 | 1125 | 80.3571 | 25000 | 14 | 1 | 16.88 | 16.88 | 19.8347 | 2020Q2 | https://shop.regencylighting.com/lamps/led/led14p30d35knfl-tcp.html | Regency Lighting | 2020 | Yes
LED Lighting | Reflector | TCP | True |  | PAR30LN | E26 (Medium) | E26 (Medium) | Home / Light Bulbs / LED / TCP - LED14P30D41KFL Damp Location 14W PAR30 Long Neck LED Lamp - Universal - 1150 Lumens - Cool White (4100K) - 82 CRI - 25000 Hours - E26 (Medium) - 120 to 130V - White TCP - LED14P30D41KFL | 4100 | 82 | 1150 | 82.1429 | 25000 | 14 | 12 | 217.68 | 18.14 | 21.3152 | 2020Q2 | https://shop.regencylighting.com/lamps/led/led14p30d41kfl-tcp.html | Regency Lighting | 2020 | Yes
LED Lighting | Reflector | TCP | True |  | PAR30LN | E26 (Medium) | E26 (Medium) | Home / Light Bulbs / LED / TCP - LED14P30D41KNFL Damp Location 14W PAR30 Long Neck LED Lamp - Universal - 1150 Lumens - Cool White (4100K) - 82 CRI - 25000 Hours - E26 (Medium) - 120 to 130V TCP - LED14P30D41KNFL | 4100 | 82 | 1150 | 82.1429 | 25000 | 14 | 1 | 18.14 | 18.14 | 21.3152 | 2020Q2 | https://shop.regencylighting.com/lamps/led/led14p30d41knfl-tcp.html | Regency Lighting | 2020 | Yes
LED Lighting | Reflector | TCP | True |  | PAR30LN | E26 (Medium) | E26 (Medium) | Home / Light Bulbs / LED / TCP - LED14P30D41KNFLB Black Housing; Damp Location Rated; Energy Star Certified 14W PAR30 Long Neck LED Lamp - Universal - 1150 Lumens - Cool White (4100K) - 80 CRI - 25000 Hours - E26 (Medium) - 120 to 130V TCP - LED14P30D41KNFLB | 4100 | 80 | 1150 | 82.1429 | 25000 | 14 | 1 | 19 | 19 | 22.3257 | 2020Q2 | https://shop.regencylighting.com/lamps/led/led14p30d41knflb-tcp.html | Regency Lighting | 2020 | Yes
LED Lighting | Reflector | TCP | True | Daylighting/Photocell, | PAR30LN | E26 (Medium) | E26 (Medium) | Home / Light Bulbs / LED / TCP - LED14P30D50KFL Damp Location 14W PAR30 Long Neck LED Lamp - Universal - 1150 Lumens - Daylight (5000K) - 82 CRI - 25000 Hours - E26 (Medium) - 120 to 130V TCP - LED14P30D50KFL | 5000 | 82 | 1150 | 82.1429 | 25000 | 14 | 1 | 18.14 | 18.14 | 21.3152 | 2020Q2 | https://shop.regencylighting.com/lamps/led/led14p30d50kfl-tcp.html | Regency Lighting | 2020 | Yes
LED Lighting | Reflector | TCP | True |  | PAR38 | E26 (Medium) | E26 (Medium) | Home / Light Bulbs / LED / TCP - LED14P38D30KWFL Damp Location 14W PAR38 LED Lamp - Universal - 1200 Lumens - Warm White (3000K) - 82 CRI - 25000 Hours - E26 (Medium) - 120 to 130V - White TCP - LED14P38D30KWFL | 3000 | 82 | 1200 | 85.7143 | 25000 | 14 | 1 | 17.12 | 17.12 | 20.1167 | 2020Q2 | https://shop.regencylighting.com/lamps/led/led14p38d30kwfl-tcp.html | Regency Lighting | 2020 | Yes
LED Lighting | Reflector | Sylvania | True |  | PAR38 | E26 (Medium) | E26 (Medium) | Home / Light Bulbs / LED / Sylvania - 74036 - LED14PAR38/DIM/830/SP12/GL1/W Glass PAR38 LED Lamp 14W PAR38 LED Lamp - Universal - 1050 Lumens - Warm White (3000K) - 82 CRI - 25000 Hours - E26 (Medium) - 120 to 130V - Anodized Aluminum Sylvania - 74036 - LED14PAR38/DIM/830/SP12/GL1/W | 3000 | 82 | 1050 | 75 | 25000 | 14 | 6 | 1748.58 | 291.43 | 342.4415 | 2020Q2 | https://shop.regencylighting.com/lamps/led/led14par38-dim-830-sp12-gl1-w-74036.html | Regency Lighting | 2020 | No
LED Lighting | Reflector | Sylvania | True |  | BR40 | E26 (Medium) | E26 (Medium) | Home / Light Bulbs / LED / LEDVANCE - 79512 - LED15BR40DIMHO835G4RP BR40 LED Lamp 15W BR40 LED Lamp - Universal - 1100 Lumens - Neutral White (3500K) - 82 CRI - 25000 Hours - E26 (Medium) - 120 to 130V LEDVANCE - 79512 - LED15BR40DIMHO835G4RP | 3500 | 82 | 1100 | 73.3333 | 25000 | 15 | 1 | 118.4 | 118.4 | 139.1246 | 2020Q2 | https://shop.regencylighting.com/lamps/led/led15br40dimho835g4rp-79512.html | Regency Lighting | 2020 | No
LED Lighting | Reflector | TCP | True |  | PAR38 | E26 (Medium) | E26 (Medium) | Home / Light Bulbs / LED / TCP - LED15P38DA PAR38 LED Dimmable Lamp 15W PAR38 LED Lamp - Universal - 975 Lumens - Warm White (3000K) - 82 CRI - 25000 Hours - E26 (Medium) - 120 to 130V TCP - LED15P38DA | 3000 | 82 | 975 | 65 | 25000 | 15 | 1 | 20.76 | 20.76 | 24.3938 | 2020Q2 | https://shop.regencylighting.com/lamps/led/led15p38da-tcp.html | Regency Lighting | 2020 | Yes
LED Lighting | A-Type | Satco | False | Daylighting/Photocell, | A19/21 | E26 (Medium) | E26 (Medium) | Home / Light Bulbs / LED / Satco - S8594 - 5.5A19/LED/5000K/120V/4PK Approved for Enclosed Fixtures; Damp Location Rated; Carded Item 5.5W A19 LED Lamp - 400 Lumens - Daylight (5000K) - 90 CRI - 10000 hrs. - E26 (Medium) - 120 to 130V - Frost Satco - S8594 - 5.5A19/LED/5000K/120V/4PK | 5000 | 90 | 400 | 72.7273 | 10000 | 5.5 | 1 | 11.32 | 11.32 | 13.3014 | 2020Q2 | https://shop.regencylighting.com/lamps/led/5-5a19-led-5000k-120v-4pk-s8594.html | Regency Lighting | 2020 | Yes
LED Lighting | A-Type | Satco | False |  | A19/21 | E26 (Medium) | E26 (Medium) | Home / Light Bulbs / LED / LED A-Line / Satco - S8557 - 5.5A19/LED/2700K/120V/4PK Approved for Enclosed Fixtures; Damp Location Rated 5.5W A19 LED Lamp - 400 Lumens - Warm White (2700K) - 90 CRI - 10000 Hours - E26 (Medium) - 120 to 130V - Frost Satco - S8557 - 5.5A19/LED/2700K/120V/4PK | 2700 | 90 | 400 | 72.7273 | 10000 | 5.5 | 1 | 11.32 | 11.32 | 13.3014 | 2020Q2 | https://shop.regencylighting.com/lamps/led/a-line/5-5a19-led-2700k-120v-4pk-s8557.html | Regency Lighting | 2020 | Yes
LED Lighting | A-Type | Satco | False |  | A19/21 | E26 (Medium) | E26 (Medium) | Home / Light Bulbs / LED / LED A-Line / Satco - S8558 - 5.5A19/LED/3000K/120V/4PK Approved for Enclosed Fixtures; Damp Location Rated; Carded Item 5.5W A19 LED Lamp - 400 Lumens - Warm White (3000K) - 90 CRI - 10000 hrs. - E26 (Medium) - 120 to 130V - - Frost Satco - S8558 - 5.5A19/LED/3000K/120V/4PK | 3000 | 90 | 400 | 72.7273 | 10000 | 5.5 | 1 | 11.32 | 11.32 | 13.3014 | 2020Q2 | https://shop.regencylighting.com/lamps/led/a-line/5-5a19-led-3000k-120v-4pk-s8558.html | Regency Lighting | 2020 | Yes
LED Lighting | Decorative | GE | False |  | PL-L/FT_DL (Twin Tube) | 2G11 (4 Pin) | 2G11 (4 Pin) | Home / Light Bulbs / LED / GE - 39075 - LED172G11/840/10 PL-L LED Replacement; Damp Location Rated; Suitable for Enclosed Fixtures; Indoor Only 17W LED Replacement for Compact Fluorescent Lamp - 2200 Lumens - Cool White (4000K) - 80 CRI - 40000 Hours - 2G11 (4 Pin) - White GE - 39075 - LED172G11/840/10 | 4000 | 80 | 2200 | 129.4118 | 40000 | 17 | 1 | 28.12 | 28.12 | 33.0421 | 2020Q2 | https://shop.regencylighting.com/lamps/led/led172g11-840-10-gem.html | Regency Lighting | 2020 | No
LED Lighting | A-Type | Satco | False |  | A19/21 | E26 (Medium) | E26 (Medium) | Home / Light Bulbs / LED / LED A-Line / Satco - S8593 - 5.5A19/LED/4000K/120V/4PK Approved for Enclosed Fixtures; Damp Location Rated; Carded Item 5.5W A19 LED Lamp - 400 Lumens - Cool White (4000K) - 90 CRI - 10000 hrs. - E26 (Medium) - 120 to 130V - Frost Satco - S8593 - 5.5A19/LED/4000K/120V/4PK | 4000 | 90 | 400 | 72.7273 | 10000 | 5.5 | 1 | 9.65 | 9.65 | 11.3391 | 2020Q2 | https://shop.regencylighting.com/lamps/led/a-line/5-5a19-led-4000k-120v-4pk-s8593.html | Regency Lighting | 2020 | Yes
LED Lighting | Reflector | TCP | False |  | PAR38 | E26 (Medium) | E26 (Medium) | Home / Light Bulbs / LED / TCP - LED17P38277V30KFL PAR38 LED Lamp 17W PAR38 LED Lamp - Universal - 1250 Lumens - Warm White (3000K) - 82 CRI - 25000 Hours - E26 (Medium) - 277V TCP - LED17P38277V30KFL | 3000 | 82 | 1250 | 73.5294 | 25000 | 17 | 1 | 27.34 | 27.34 | 32.1256 | 2020Q2 | https://shop.regencylighting.com/lamps/led/led17p38277v30kfl-tcp.html | Regency Lighting | 2020 | Yes
LED Lighting | Reflector | TCP | False |  | PAR38 | E26 (Medium) | E26 (Medium) | Home / Light Bulbs / LED / TCP - LED17P38277V41KFL PAR38 LED Lamp 17W PAR38 LED Lamp - Universal - 1300 Lumens - Cool White (4100K) - 82 CRI - 25000 Hours - E26 (Medium) - 277V TCP - LED17P38277V41KFL | 4100 | 82 | 1300 | 76.4706 | 25000 | 17 | 1 | 27.34 | 27.34 | 32.1256 | 2020Q2 | https://shop.regencylighting.com/lamps/led/led17p38277v41kfl-tcp.html | Regency Lighting | 2020 | Yes
LED Lighting | Decorative | Sylvania | False |  | PL-L/FT_DL (Twin Tube) | 2G11 (4 Pin) | 2G11 (4 Pin) | Home / Light Bulbs / LED / Sylvania - 71182 - LED17TT5/DL/FG/841/SUB/G6 Compatible with Instant Start Electronic DL40 Ballasts; Damp Location Rated 17W LED Replacement for Compact Fluorescent Lamp - Universal - 2100 Lumens - Cool White (4100K) - 82 CRI - 50000 Hours - 2G11 (4 Pin) - 120 to 130V - Frost Sylvania - 71182 - LED17TT5/DL/FG/841/SUB/G6 | 4100 | 82 | 2100 | 123.5294 | 50000 | 17 | 10 | 156.2 | 15.62 | 18.3541 | 2020Q2 | https://shop.regencylighting.com/lamps/led/led17tt5-dl-fg-841-sub-g6-71182.html | Regency Lighting | 2020 | No
LED Lighting | Decorative | Sylvania | False |  | PL-L/FT_DL (Twin Tube) | 2G11 (4 Pin) | 2G11 (4 Pin) | Home / Light Bulbs / LED / Sylvania - 71181 - LED17TT5DLFG835SUBG6 Compatible with Instant Start Electronic DL40 Ballasts; Damp Location Rated 17W LED Replacement for Compact Fluorescent Lamp - Universal - 2100 Lumens - Neutral White (3500K) - 82 CRI - 50000 Hours - 2G11 (4 Pin) - 120 to 130V - Frost Sylvania - 71181 - LED17TT5DLFG835SUBG6 | 3500 | 82 | 2100 | 123.5294 | 50000 | 17 | 10 | 156.2 | 15.62 | 18.3541 | 2020Q2 | https://shop.regencylighting.com/lamps/led/led17tt5dlfg835subg6-71181.html | Regency Lighting | 2020 | No
LED Lighting | A-Type | Satco | False | Daylighting/Photocell, | A19/21 | E26 (Medium) | E26 (Medium) | Home / Light Bulbs / LED / LED A-Line / Satco - S8594 - 5.5A19/LED/5000K/120V/4PK Approved for Enclosed Fixtures; Damp Location Rated; Carded Item 5.5W A19 LED Lamp - 400 Lumens - Daylight (5000K) - 90 CRI - 10000 hrs. - E26 (Medium) - 120 to 130V - Frost Satco - S8594 - 5.5A19/LED/5000K/120V/4PK | 5000 | 90 | 400 | 72.7273 | 10000 | 5.5 | 1 | 11.32 | 11.32 | 13.3014 | 2020Q2 | https://shop.regencylighting.com/lamps/led/a-line/5-5a19-led-5000k-120v-4pk-s8594.html | Regency Lighting | 2020 | Yes
LED Lighting | Reflector | Sylvania | True |  | PAR38 | E26 (Medium) | E26 (Medium) | Home / Light Bulbs / LED / Sylvania - 74796 - LED25PAR38HODIM830FL40W PAR38 LED Lamp 25W PAR38 LED Lamp - Universal - 2650 Lumens - Warm White (3000K) - 82 CRI - 25000 Hours - E26 (Medium) - 120 to 130V Sylvania - 74796 - LED25PAR38HODIM830FL40W | 3000 | 82 | 2650 | 106 | 25000 | 25 | 1 | 39.19 | 39.19 | 46.0498 | 2020Q2 | https://shop.regencylighting.com/lamps/led/led25par38hodim830fl40w-74796.html | Regency Lighting | 2020 | Yes
LED Lighting | Reflector | Sylvania | True |  | PAR38 | E26 (Medium) | E26 (Medium) | Home / Light Bulbs / LED / Sylvania - 79363 - LED26PAR38HO/DIM/830/SP15/W/120 Indoor/Outdoor Wet Rated; Energy Star Rated 26W PAR38 LED Lamp - Universal - 2300 Lumens - Warm White (3000K) - 81 CRI - 25000 Hours - E26 (Medium) - 120 to 130V Sylvania - 79363 - LED26PAR38HO/DIM/830/SP15/W/120 | 3000 | 81 | 2300 | 88.4615 | 25000 | 26 | 6 | 235.14 | 39.19 | 46.0498 | 2020Q2 | https://shop.regencylighting.com/lamps/led/led26par38ho-dim-830-sp15-w-120-79363.html | Regency Lighting | 2020 | Yes
LED Lighting | Decorative | Sylvania | True |  | G16 | E12 (Candelabra) | E12 (Candelabra) | Home / Light Bulbs / LED / Sylvania - 75019 - LED3.5G16.5CDIM827FILBL Filament Design; Full Glass; Suitable for Damp Locations; Suitable for Totally Enclosed Fixtures 3.5W G16.5 LED Lamp - Warm White (2700K) - E12 (Candelabra) - 120 to 130V Sylvania - 75019 - LED3.5G16.5CDIM827FILBL | 2700 | 80 | 350 | 100 | 15000 | 3.5 | 1 | 5.56 | 5.56 | 6.5332 | 2020Q2 | https://shop.regencylighting.com/lamps/led/led3-5g16-5cdim827filbl-75019.html | Regency Lighting | 2020 | Yes
LED Lighting | Decorative | TCP | False |  | G40 | E26 (Medium) | E26 (Medium) | Home / Light Bulbs / LED / TCP - LED31E26G40277V27K Damp Location 31W G40 LED Lamp - Universal - 2300 Lumens - Warm White (2700K) - 80 CRI - 25000 Hours - E26 (Medium) - 277V - Frost TCP - LED31E26G40277V27K | 2700 | 80 | 2300 | 74.1935 | 25000 | 31 | 1 | 34.14 | 34.14 | 40.1158 | 2020Q2 | https://shop.regencylighting.com/lamps/led/led31e26g40277v27k-tcp.html | Regency Lighting | 2020 | Yes
LED Lighting | Decorative | TCP | False | Daylighting/Photocell, | G40 | E26 (Medium) | E26 (Medium) | Home / Light Bulbs / LED / TCP - LED31E26G40277V50K Damp Location 31W G40 LED Lamp - Universal - 2600 Lumens - Daylight (5000K) - 80 CRI - 25000 Hours - E26 (Medium) - 277V - Frost TCP - LED31E26G40277V50K | 5000 | 80 | 2600 | 83.871 | 25000 | 31 | 12 | 504 | 42 | 49.3516 | 2020Q2 | https://shop.regencylighting.com/lamps/led/led31e26g40277v50k-tcp.html | Regency Lighting | 2020 | Yes
LED Lighting | Decorative | Sylvania | False |  | G25 | E26 (Medium) | E26 (Medium) | Home / Light Bulbs / LED / Sylvania - 40214 - LED3G25F82710YVGLUSARP2 G25 LED Lamp 3W G25 LED Lamp - Universal - 300 Lumens - Warm White (2700K) - 80 CRI - 11000 Hours - E26 (Medium) - 120 to 130V - Frost Sylvania - 40214 - LED3G25F82710YVGLUSARP2 | 2700 | 80 | 300 | 100 | 11000 | 3 | 1 | 4.45 | 4.45 | 5.2289 | 2020Q2 | https://shop.regencylighting.com/lamps/led/led3g25f82710yvglusarp2-40214.html | Regency Lighting | 2020 | Yes
LED Lighting | Decorative | Sylvania | True | Daylighting/Photocell, | G25 | E26 (Medium) | E26 (Medium) | Home / Light Bulbs / LED / Sylvania - 40218 - LED3G25F85010YVGLUSARP2 Decorative Globe Lamp 3W G25 LED Lamp - Universal - 300 Lumens - Daylight (5000K) - 82 CRI - 11000 Hours - E26 (Medium) - 120 to 130V - White Sylvania - 40218 - LED3G25F85010YVGLUSARP2 | 5000 | 82 | 300 | 100 | 11000 | 3 | 1 | 4.45 | 4.45 | 5.2289 | 2020Q2 | https://shop.regencylighting.com/lamps/led/led3g25f85010yvglusarp2-40218.html | Regency Lighting | 2020 | Yes
LED Lighting | Decorative | Bulbrite | False |  | T4 | G9 (Bi-Pin) | G9 (Bi-Pin) | Home / Light Bulbs / LED / Bulbrite - 770577 - LED3G9/30K/120 True Retrofit for Halogen and Xenon Lamps; Not Title 24 Compliant; Not Rated for Enclosed Fixtures; Damp Location Rated 3.5W G9 Base LED Lamp - 330 Lumens - Warm White (3000K) - 80 CRI - 25000 Hours - G9 (Bi-Pin) - 120 to 130V Bulbrite - 770577 - LED3G9/30K/120 | 3000 | 80 | 330 | 94.2857 | 25000 | 3.5 | 1 | 7.9 | 7.9 | 9.2828 | 2020Q2 | https://shop.regencylighting.com/lamps/led/led3g9-30k-120-770577.html | Regency Lighting | 2020 | Yes
LED Lighting | A-Type | TCP | True |  | General Purpose Replacement | A19 | E26 (Medium) | Damp Location Rated Damp Location Rated Home / Light Bulbs / LED / LED A-Line / TCP - LED11A19DOD27K95 Damp Location 11W A19 LED Lamp - Universal - 800 Lumens - Warm White (2700K) - 90 CRI - 25000 Hours - E26 (Medium) - 120 to 130V - White TCP - LED11A19DOD27K95 | 2700 | 92 | 800 | 72.7273 | 25000 | 11 | 1 | 6.47 | 6.47 | 7.6025 | 2020Q3 | https://shop.regencylighting.com/lamps/led/a-line/led11a19dod27k95-tcp.html | Regency Lighting | 2020 | Yes
LED Lighting | Decorative | Sylvania | True |  | G25 | E26 (Medium) | E26 (Medium) | Home / Light Bulbs / LED / Sylvania - 79586 - LED4.5G25DIM822VING2RP Vintage; G25 LED Decorative Lamp; Approved for Damp Location; Suitable for Totally Enclosed Fixtures 4.5W G25 LED Lamp - Universal - 380 Lumens - Warm White (2200K) - 80 CRI - 15000 hrs. - E26 (Medium) - 120 to 130V - Amber Sylvania - 79586 - LED4.5G25DIM822VING2RP | 2200 | 80 | 380 | 84.4444 | 15000 | 4.5 | 1 | 182.15 | 182.15 | 214.0333 | 2020Q2 | https://shop.regencylighting.com/lamps/led/led4-5g25dim822ving2rp-79586.html | Regency Lighting | 2020 | No
LED Lighting | Decorative | Bulbrite | True |  | T4 | G9 (Bi-Pin) | G9 (Bi-Pin) | Home / Light Bulbs / LED / Bulbrite - 770590 - LED4G9/27K/120/D True Retrofit for Halogen and Xenon Lamps; Not Title 24 Compliant; Rated for Enclosed Fixtures; Damp Location Rated 4.5W G9 Base LED Lamp - 400 Lumens - Warm White (2700K) - 80 CRI - 25000 Hours - G9 (Bi-Pin) - 120 to 130V Bulbrite - 770590 - LED4G9/27K/120/D | 2700 | 80 | 400 | 88.8889 | 25000 | 4.5 | 1 | 11.48 | 11.48 | 13.4894 | 2020Q2 | https://shop.regencylighting.com/lamps/led/led4g9-27k-120-d-770590.html | Regency Lighting | 2020 | Yes
LED Lighting | Decorative | Bulbrite | True |  | T4 | G9 (Bi-Pin) | G9 (Bi-Pin) | Home / Light Bulbs / LED / Bulbrite - 770579 - LED4G9/30K/120/D True Retrofit for Halogen and Xenon Lamps; Not Title 24 Compliant; Rated for Enclosed Fixtures; Damp Location Rated 4.5W G9 Base LED Lamp - 400 Lumens - Warm White (3000K) - 80 CRI - 25000 Hours - G9 (Bi-Pin) - 120 to 130V Bulbrite - 770579 - LED4G9/30K/120/D | 3000 | 80 | 400 | 88.8889 | 25000 | 4.5 | 1 | 11.48 | 11.48 | 13.4894 | 2020Q2 | https://shop.regencylighting.com/lamps/led/led4g9-30k-120-d-770579.html | Regency Lighting | 2020 | Yes
LED Lighting | Decorative | Satco | True |  | T4 | G9 (Bi-Pin) | G9 (Bi-Pin) | Home / Light Bulbs / LED / Satco - S9228 - LED5.0WG9360L3000KDIM T4 Repl. LED Bulb 5W T4 Repl. LED Bulb - Warm White (3000K) - 80 CRI - G9 (Bi-Pin) Satco - S9228 - LED5.0WG9360L3000KDIM | 3000 | 80 | 360 | 72 |  | 5 | 1 | 9.65 | 9.65 | 11.3391 | 2020Q2 | https://shop.regencylighting.com/lamps/led/led5-0wg9360l3000kdim-s9228.html | Regency Lighting | 2020 | Yes
LED Lighting | A-Type | TCP | True |  | General Purpose Replacement | A19 | E26 (Medium) | Damp Location Rated Damp Location Rated Home / Light Bulbs / LED / TCP - LED11A19DOD27K95 Damp Location 11W A19 LED Lamp - Universal - 800 Lumens - Warm White (2700K) - 90 CRI - 25000 Hours - E26 (Medium) - 120 to 130V - White TCP - LED11A19DOD27K95 | 2700 | 92 | 800 | 72.7273 | 25000 | 11 | 1 | 6.47 | 6.47 | 7.6025 | 2020Q3 | https://shop.regencylighting.com/lamps/led/led11a19dod27k95-tcp.html | Regency Lighting | 2020 | Yes
LED Lighting | A-Type | TCP Lighting | True |  | General Purpose Replacement | A19 | E26 (Medium) | Damp Location Rated Damp Location Rated Wattage11 Watt6 Watt9 Watt9.5 Watt Product Description The dimmable LED11A19DOD27K95 A19 LED lamp from TCP is an excellent LED lamp with it's high 90 CRI output! This bulb is UL approved for damp locations and enclosed fixtures. At 11 watt this LED is equal to a 60 watt incandescent bulb. Equipped with a 5 year warranty and 25,000 life hours this bulb can save you up to 80% on energy cost compared to halogen lights. At 2700K and 800 lumens, this omni-directional light is a great choice for your lighting needs. Features: Shatter resistant Low heat generation Smooth housing Applications: Track and display lights Ceiling fixtures Table and floor lamps Alternate Product Versions $1.61 add TCP L60A19N1550K - 9W LED A19 - 5000K 850 Lumens - 80 CRI - 60W Incandescent Equivalent - 120V $2.32 add TCP L40A19D2527K - 6W LED A19 - 2700K 480 Lumens - 80 CRI - 40W Incandescent Equivalent - 120V $2.30 add TCP L9A19D2530K - Omnidirectional 9W LED A19 - 3000K E26 Base - 60W Incandescent Equivalent - 825 Lumens - 80 CRI - Dimmable - 120 VAC $2.05 add TCP L9A19N1527K - 9W LED A19 - 2700K 60W Incandescent Equivalent - 800 Lumens - 120V $4.50 add TCP LED10A19DOD27KW - 9.5W LED Omni-directional A19 - 2700K - Wet Location E26 Base - 60W Incandescent Equivalent - 800 Lumens - 80 CRI - 120V $6.45 add TCP Lighting - LED9A19DA - Dimmable A19 LED Light Bulb 9 Watt - 82 CRI Medium (E26) 11 Watt - 90 CRI - 2700K TCP - LED11A19DOD27K95 - A19 LED - 60 Watt Incandescent Equivalent | 2700 | 92 | 800 | 72.7273 | 25000 | 11 | 1 | 4.25 | 4.25 | 4.9939 | 2020Q3 | https://www.energyavenue.com/TCP-Lighting/LED11A19DOD27K95 | Energy Avenue | 2020 | Yes
LED Lighting | A-Type | TCP | True |  | General Purpose Replacement | A19 | E26 (Medium) | Damp Location Rated Damp Location Rated Home Lamps, Bulbs, Ballasts Bulbs - LED LED - Traditional Lamps - A-Type Dimmable LED Omni-Directional A-Lamp, 10W, 120V, Bulb: A-Type (A19), Base: Medium Screw (E26), Lumens: 800, High CRI: 90, Color Temperature: 2700K, Rated Average Life: 25,000 Hrs. 60W Equivalent. Smooth Uniform Dimming. TCP LED11A19DOD27K95 High CRI, Dimmable LED Lamp, Omni-Directional, A19, 11W, 120V | 2700 | 92 | 800 | 72.7273 | 25000 | 11 | 1 | 7.04 | 7.04 | 8.2723 | 2020Q3 | https://www.platt.com/platt-electric-supply/LED-Traditional-Lamps-A-Type/TCP/LED11A19DOD27K95/product.aspx?zpid=132632 | Platt | 2020 | Yes
LED Lighting | A-Type | Soraa | True |  | LED | A19 | Medium (E26) | Product Description SOLD OUT - NATIONAL BACKORDER AT SORAA UNTIL APRIL 2021 THIS ITEM IS NOT TITLE 20 COMPLIANT WE CAN NOT SHIP THIS TO CALIFORNIA The Soraa 04214 (SA19-11-OMNI-927-01) 11W LED A19 is a great low energy replacement for 60W incandescent A19 bulbs. Its 2700K color temperature provides a soft white light that can light up a room. This A19 LED is pair with unique full spectrum technology, perfect color and light distribution. Soraa 04214 Features: CRI/95, R9/95, Rf/90, Rg/100 Dimmable with wide range of dimmer switches Demonstrate low levels of flicker Suitable for damp locations 25,000 hours rated lifetime and 3 year warranty Soraa 04214 Applications: Indoor and outdoor General home lighting Decorative lights Medium (E26) SA19-11-OMNI-927-01 - 60 Watt Halogen Equivalent - E26 - 800 Lumens - 95 CRI - 120V - THIS ITEM IS NOT TITLE 20 COMPLIANT. WE CAN NOT SHIP THIS TO CALIFORNIA. NATIONAL BACKORDER AT SORAA UNTIL APRIL 2021 Soraa 04214 - 11W LED A19 - 2700K | 2700 | 95 | 800 | 72.7273 | 25000 | 11 | 1 | 13.18 | 13.18 | 15.487 | 2020Q3 | https://www.energyavenue.com/Soraa/SA19-11-OMNI-927-01 | Energy Avenue | 2020 | Yes
LED Lighting | A-Type | Green Creative | True |  |  | A19 (Arbitrary) | 2-Pin Twist Lock (GU24) | Home Lamps, Bulbs, Ballasts Bulbs - LED LED - Traditional Lamps - A-Type 9A19G4DIM/827 Dimmable LED Lamp, 9W, 120V, Bulb: A-Type (A19), Base: GU24, Lumens: 800, CRI: 80, Color Temperature: 2700K, Rated Average Life: 25,000 Hrs. Dimmable LED Lamp, 9W, 120V Green Creative 9A19G4DIM/827 Dimmable LED Lamp, 9W, 120V | 2700 | 80 | 800 | 72.7273 |  | 11 | 1 | 17.14 | 17.14 | 20.1402 | 2020Q3 | https://www.rexelusa.com/usr/Root-Category/Lamps,-Bulbs,-Ballasts/Bulbs---LED/LED---Traditional/Lamps---A-Type/Green-Creative-9A19G4DIM-827-Dimmable-LED-Lamp,-9W,-120V/p/781173?prevPageNumber=80 | Rexel Energy Solutions | 2020 | Yes
LED Lighting | Decorative | Sylvania | False |  | G25 | E26 (Medium) | E26 (Medium) | Home / Light Bulbs / LED / Sylvania - 79699 - LED5.5G25/827/10YV/RP2 Lamp Finish Frosted 5.5W G25 LED Lamp - Universal - 465 Lumens - Warm White (2700K) - 82 CRI - 11000 Hours - E26 (Medium) - 120 to 130V - Frost Sylvania - 79699 - LED5.5G25/827/10YV/RP2 | 2700 | 82 | 465 | 84.5455 | 11000 | 5.5 | 1 | 87.43 | 87.43 | 102.7336 | 2020Q2 | https://shop.regencylighting.com/lamps/led/led5-5g25-827-10yv-rp2-79699.html | Regency Lighting | 2020 | No
LED Lighting | Reflector | TCP | True |  | MR16 | GU5.3 (Bi-Pin) | GU5.3 (Bi-Pin) | Home / Light Bulbs / LED / TCP - LED512VMR1627KNFL Damp Location 5W MR16 LED Lamp - Universal - 350 Lumens - Warm White (2700K) - 82 CRI - 25000 Hours - GU5.3 (Bi-Pin) - 12V - White TCP - LED512VMR1627KNFL | 2700 | 82 | 350 | 70 | 25000 | 5 | 1 | 6.87 | 6.87 | 8.0725 | 2020Q2 | https://shop.regencylighting.com/lamps/led/led512vmr1627knfl-tcp.html | Regency Lighting | 2020 | Yes
LED Lighting | Reflector | TCP | True |  | MR16 | GU5.3 (Bi-Pin) | GU5.3 (Bi-Pin) | Home / Light Bulbs / LED / TCP - LED512VMR1630KNFL Damp Location 5W MR16 LED Lamp - Universal - 350 Lumens - Warm White (3000K) - 82 CRI - 25000 Hours - GU5.3 (Bi-Pin) - 12V TCP - LED512VMR1630KNFL | 3000 | 82 | 350 | 70 | 25000 | 5 | 1 | 6.87 | 6.87 | 8.0725 | 2020Q2 | https://shop.regencylighting.com/lamps/led/led512vmr1630knfl-tcp.html | Regency Lighting | 2020 | Yes
LED Lighting | Decorative | TCP | True |  | G16 | E12 (Candelabra) | E12 (Candelabra) | Home / Light Bulbs / LED / TCP - LED5E12G1627K Damp Location 5W G16 LED Lamp - Universal - 350 Lumens - Warm White (2700K) - 80 CRI - 25000 Hours - E12 (Candelabra) - 120 to 130V - Clear TCP - LED5E12G1627K | 2700 | 80 | 350 | 70 | 25000 | 5 | 48 | 308.16 | 6.42 | 7.5437 | 2020Q2 | https://shop.regencylighting.com/lamps/led/led5e12g1627k-tcp.html | Regency Lighting | 2020 | Yes
LED Lighting | Decorative | TCP | True |  | G16 | E12 (Candelabra) | E12 (Candelabra) | Home / Light Bulbs / LED / TCP - LED5E12G1627KF Damp Location 5W G16 LED Lamp - Universal - 350 Lumens - Warm White (2700K) - 80 CRI - 25000 Hours - E12 (Candelabra) - 120 to 130V - Frost TCP - LED5E12G1627KF | 2700 | 80 | 350 | 70 | 25000 | 5 | 48 | 290.88 | 6.06 | 7.1207 | 2020Q2 | https://shop.regencylighting.com/lamps/led/led5e12g1627kf-tcp.html | Regency Lighting | 2020 | Yes
LED Lighting | Decorative | TCP | True |  | G16 | E26 (Medium) | E26 (Medium) | Home / Light Bulbs / LED / TCP - LED5E26G1627K Damp Location 5W G16 LED Lamp - Universal - 350 Lumens - Warm White (2700K) - 80 CRI - 25000 Hours - E26 (Medium) - 120 to 130V - Clear TCP - LED5E26G1627K | 2700 | 80 | 350 | 70 | 25000 | 5 | 48 | 308.16 | 6.42 | 7.5437 | 2020Q2 | https://shop.regencylighting.com/lamps/led/led5e26g1627k-tcp.html | Regency Lighting | 2020 | Yes
LED Lighting | Decorative | TCP | False |  | S14 | E26 (Medium) | E26 (Medium) | Home / Light Bulbs / LED / TCP - LED5E26S1427K Wet Location 5W S14 LED Lamp - Universal - 300 Lumens - Warm White (2700K) - 80 CRI - 25000 Hours - E26 (Medium) - 120 to 130V - Clear TCP - LED5E26S1427K | 2700 | 80 | 300 | 60 | 25000 | 5 | 1 | 6.42 | 6.42 | 7.5437 | 2020Q2 | https://shop.regencylighting.com/lamps/led/led5e26s1427k-tcp.html | Regency Lighting | 2020 | Yes
LED Lighting | Decorative | TCP | False |  | S14 | E26 (Medium) | E26 (Medium) | Home / Light Bulbs / LED / TCP - LED5E26S1427KF Wet Location 5W S14 LED Lamp - Universal - 300 Lumens - Warm White (2700K) - 80 CRI - 25000 Hours - E26 (Medium) - 120 to 130V - Frost TCP - LED5E26S1427KF | 2700 | 80 | 300 | 60 | 25000 | 5 | 48 | 308.16 | 6.42 | 7.5437 | 2020Q2 | https://shop.regencylighting.com/lamps/led/led5e26s1427kf-tcp.html | Regency Lighting | 2020 | Yes
LED Lighting | Decorative | Sylvania | False |  | G25 | E26 (Medium) | E26 (Medium) | Home / Light Bulbs / LED / Sylvania - 40215 - LED5G25F82710YVGLUSARP2 G25 LED Lamp 5W G25 LED Lamp - Universal - 550 Lumens - Warm White (2700K) - 80 CRI - 11000 Hours - E26 (Medium) - 120 to 130V - Frost Sylvania - 40215 - LED5G25F82710YVGLUSARP2 | 2700 | 80 | 550 | 110 | 11000 | 5 | 1 | 5.05 | 5.05 | 5.9339 | 2020Q2 | https://shop.regencylighting.com/lamps/led/led5g25f82710yvglusarp2-40215.html | Regency Lighting | 2020 | Yes
LED Lighting | Decorative | Sylvania | False |  | G25 | E26 (Medium) | E26 (Medium) | Home / Light Bulbs / LED / LED5G25F85010YVGLUSARP2 [40219] G25 LED Lamp 5W G25 LED Lamp - Universal - 550 Lumens - Warm White (2700K) - 80 CRI - 11000 Hours - E26 (Medium) - 120 to 130V - Frost LED5G25F85010YVGLUSARP2 [40219] | 2700 | 80 | 550 | 110 | 11000 | 5 | 1 | 5.05 | 5.05 | 5.9339 | 2020Q2 | https://shop.regencylighting.com/lamps/led/led5g25f85010yvglusarp2-40219.html | Regency Lighting | 2020 | Yes
LED Lighting | Reflector | Sylvania | False |  | MR16 | GU5.3 (Bi-Pin) | GU5.3 (Bi-Pin) | Home / Light Bulbs / LED / Sylvania - 79129 - LED5MR16830FL3510YVBL UV and IR Free; Mercury and Lead Free 5W MR16 LED Lamp - Universal - 350 Lumens - Warm White (3000K) - 81 CRI - 11000 Hours - GU5.3 (Bi-Pin) - 12V Sylvania - 79129 - LED5MR16830FL3510YVBL | 3000 | 81 | 350 | 70 | 11000 | 5 | 18 | 57.24 | 3.18 | 3.7366 | 2020Q2 | https://shop.regencylighting.com/lamps/led/led5mr16830fl3510yvbl-79129.html | Regency Lighting | 2020 | Yes
LED Lighting | Reflector | Sylvania | True |  | PAR16 | GU10 (Bi-Pin / Twist & Lock) | GU10 (Bi-Pin / Twist & Lock) | Home / Light Bulbs / LED / Sylvania - 78560 - LED5PAR16GU10/830/FL35/10YV/RP Dimmable 4W PAR16 LED Lamp - Universal - 350 Lumens - Warm White (3000K) - 81 CRI - 11000 Hours - GU10 (Bi-Pin / Twist & Lock) - 120 to 130V Sylvania - 78560 - LED5PAR16GU10/830/FL35/10YV/RP | 3000 | 81 | 350 | 87.5 | 11000 | 4 | 18 | 95.58 | 5.31 | 6.2395 | 2020Q2 | https://shop.regencylighting.com/lamps/led/led5par16gu10-830-fl35-10yv-rp-78560.html | Regency Lighting | 2020 | Yes
LED Lighting | Reflector | Sylvania | True |  | PAR20 | E26 (Medium) | E26 (Medium) | Home / Light Bulbs / LED / Sylvania - 73993 - LED5R20/DIM/827/10YVRP2 Indoor/Outdoor Damp Rated; Energy Star Rated 5W R20 LED Lamp - Universal - 325 Lumens - Warm White (2700K) - 80 CRI - 11000 Hours - E26 (Medium) - 120 to 130V Sylvania - 73993 - LED5R20/DIM/827/10YVRP2 | 2700 | 80 | 325 | 65 | 11000 | 5 | 12 | 54.6 | 4.55 | 5.3464 | 2020Q2 | https://shop.regencylighting.com/lamps/led/led5r20-dim-827-10yvrp2-73993.html | Regency Lighting | 2020 | Yes
LED Lighting | Reflector | Sylvania | True |  | PAR20 | E26 (Medium) | E26 (Medium) | Home / Light Bulbs / LED / Sylvania - 78030 - LED5R20/DIM/835/10Y/RP2 Dimmable 5W R20 LED Lamp - Universal - 325 Lumens - Neutral White (3500K) - 80 CRI - 11000 Hours - E26 (Medium) - 120 to 130V Sylvania - 78030 - LED5R20/DIM/835/10Y/RP2 | 3500 | 80 | 325 | 65 | 11000 | 5 | 12 | 54.84 | 4.57 | 5.3699 | 2020Q2 | https://shop.regencylighting.com/lamps/led/led5r20-dim-835-10y-rp2-78030.html | Regency Lighting | 2020 | Yes
LED Lighting | Reflector | Sylvania | True | Daylighting/Photocell, | PAR20 | E26 (Medium) | E26 (Medium) | Home / Light Bulbs / LED / Sylvania - 73991 - LED5R20DIM85010YVRP2 12/CS 2/SKU Indoor/Outdoor Damp Rated; Energy Star Rated 5W R20 LED Lamp - Universal - 325 Lumens - Daylight (5000K) - 80 CRI - 11000 Hours - E26 (Medium) - 120 to 130V Sylvania - 73991 - LED5R20DIM85010YVRP2 12/CS 2/SKU | 5000 | 80 | 325 | 65 | 11000 | 5 | 1 | 4.55 | 4.55 | 5.3464 | 2020Q2 | https://shop.regencylighting.com/lamps/led/led5r20dim85010yvrp2-12-cs-2-sku-73991.html | Regency Lighting | 2020 | Yes
LED Lighting | A-Type | Philips Lighting | False |  |  | A19 (Arbitrary) | Medium Screw (E26) | Home Lamps, Bulbs, Ballasts Bulbs - LED LED - Traditional Lamps - A-Type 8A19/LED/850-ND-120V Non-Dimmable LED Lamp, 8W, 120V, Bulb: A-Type (A19), Base: Medium Screw (E26), Lumens: 800, CRI: >80, Color Temperature: 5000K. Rated Average Life: 10,950 Hrs. *Philips Part # 45560-0. 60W Non-Dim Equivalent. 8w A19 LED Bulb Philips Lighting 8A19/LED/850-ND-120V 8w A19 LED Bulb | 5000 | 80 | 800 | 72.7273 |  | 11 | 1 | 2.65 | 2.65 | 3.1139 | 2020Q3 | https://www.rexelusa.com/usr/Root-Category/Lamps,-Bulbs,-Ballasts/Bulbs---LED/LED---Traditional/Lamps---A-Type/Philips-Lighting-8A19-LED-850-ND-120V-8w-A19-LED-Bulb/p/1263130?prevPageNumber=64 | Rexel Energy Solutions | 2020 | Yes
LED Lighting | A-Type | GE Lighting | True |  | LED | A19 | E26 (Medium) | Topbulb » LED Bulbs » LED Standard Shape » 60W Equal » GE 29268 LED11DA19/824 ¦ 11W LED - 60W Equal - A19 - 2400K Amber Light Use this GE 11 watt, medium base LED as a direct replacement for 60 watt incandescent equivalent light sources where amber illumination is desired. This bulb produces light that appears warmer than a traditional incandescent light bulb. LED Technology Notice Due to constantly evolving nature of LED technology, manufacturers will reserve the right to replace this product with next generation technology. We appreciate your understanding and acceptance of this policy. Documents GE 29268 Spec Sheet About GE Lighting Started over 130 years ago, General Electric began with Thomas Edison's invention of the world's first affordable incandescent light bulb. More than a century later, the company still brings light to the world through its products. Its modern new light technologies, such as fluorescent and LED light bulbs, cost less and are more energy efficient and environmentally friendly. GE currently works to make nearly all of their lighting products Energy Star certified. 25,000 Hours • 800 Lumens • Dimmable GE 29268 LED11DA19/824 ¦ 11W LED - 60W Equal - A19 - 2400K Amber Light | 2400 | 80 | 800 | 72.7273 | 25000 | 11 | 1 | 7.95 | 7.95 | 9.3416 | 2020Q3 | https://www.topbulb.com/ge-29268-11w-led-a19-2400k | Top Bulb | 2020 | Yes
LED Lighting | A-Type | GE Lighting | True |  | LED | A19 | GU24 | Topbulb » LED Bulbs » LED Standard Shape » GU24 Base » GE 74357 LED11DA19827GU24 ¦ 11W LED - 60W Equal - A19 - GU24 Base - 2700K Use this GE 11 watt, GU24 base LED as a direct replacement for 60 watt incandescent equivalent light sources. LED Technology Notice Due to constantly evolving nature of LED technology, manufacturers will reserve the right to replace this product with next generation technology. We appreciate your understanding and acceptance of this policy. Documents GE 74357 Spec Sheet About GE Lighting Started over 130 years ago, General Electric began with Thomas Edison's invention of the world's first affordable incandescent light bulb. More than a century later, the company still brings light to the world through its products. Its modern new light technologies, such as fluorescent and LED light bulbs, cost less and are more energy efficient and environmentally friendly. GE currently works to make nearly all of their lighting products Energy Star certified. 25,000 Hours • 800 Lumens • Dimmable GE 74357 LED11DA19827GU24 ¦ 11W LED - 60W Equal - A19 - GU24 Base - 2700K | 2700 | 80 | 800 | 72.7273 | 25000 | 11 | 1 | 7.95 | 7.95 | 9.3416 | 2020Q3 | https://www.topbulb.com/ge-74357-11w-led-a19-2700k | Top Bulb | 2020 | Yes
LED Lighting | A-Type | TCP | True |  | General Purpose Replacement | A19 | E26 (Medium) | Damp Location Rated Home / Light Bulbs / LED / LED A-Line / TCP - LED11A19DOD27K95 Damp Location 11W A19 LED Lamp - Universal - 800 Lumens - Warm White (2700K) - 90 CRI - 25000 Hours - E26 (Medium) - 120 to 130V - White TCP - LED11A19DOD27K95 | 2700 | 92 | 800 | 72.7273 | 25000 | 11 | 1 | 6.14 | 6.14 | 7.2147 | 2020Q2 | https://shop.regencylighting.com/lamps/led/a-line/led11a19dod27k95-tcp.html | Regency Lighting | 2020 | Yes
LED Lighting | A-Type | TCP | True |  | General Purpose Replacement | A19 | E26 (Medium) | Damp Location Rated Home / Light Bulbs / LED / TCP - LED11A19DOD27K95 Damp Location 11W A19 LED Lamp - Universal - 800 Lumens - Warm White (2700K) - 90 CRI - 25000 Hours - E26 (Medium) - 120 to 130V - White TCP - LED11A19DOD27K95 | 2700 | 92 | 800 | 72.7273 | 25000 | 11 | 1 | 6.14 | 6.14 | 7.2147 | 2020Q2 | https://shop.regencylighting.com/lamps/led/led11a19dod27k95-tcp.html | Regency Lighting | 2020 | Yes
LED Lighting | A-Type | TCP | True |  | General Purpose Replacement | A19 | E26 (Medium) | Damp Location Rated HomeLamps, Bulbs, BallastsBulbs - LEDLED - TraditionalLamps - A-Type Dimmable LED Omni-Directional A-Lamp, 10W, 120V, Bulb: A-Type (A19), Base: Medium Screw (E26), Lumens: 800, High CRI: 90, Color Temperature: 2700K, Rated Average Life: 25,000 Hrs. 60W Equivalent. Smooth Uniform Dimming. TCP LED11A19DOD27K95 High CRI, Dimmable LED Lamp, Omni-Directional, A19, 11W, 120V | 2700 | 92 | 800 | 72.7273 | 25000 | 11 | 1 | 7.04 | 7.04 | 8.2723 | 2020Q2 | https://www.platt.com/platt-electric-supply/LED-Traditional-Lamps-A-Type/TCP/LED11A19DOD27K95/product.aspx?zpid=132632 | Platt | 2020 | Yes
LED Lighting | A-Type | TCP | True |  | A19 (Arbitrary) |  | E26 (Medium Screw) | HomeLamps, Bulbs, BallastsBulbs - LEDLED - TraditionalLamps - A-Type Dimmable LED Omni-Directional A-Lamp, 10W, 120V, Bulb: A-Type (A19), Base: Medium Screw (E26), Lumens: 800, High CRI: 90, Color Temperature: 3000K, Rated Average Life: 25,000 Hrs. 60W Equivalent. Smooth Uniform Dimming TCP LED11A19DOD30K95 High CRI, Dimmable LED Lamp, Omni-Directional, A19, 11W, 120V | 3000 | 90 | 800 | 72.7273 |  | 11 | 1 | 7.04 | 7.04 | 8.2723 | 2020Q2 | https://www.platt.com/platt-electric-supply/LED-Traditional-Lamps-A-Type/TCP/LED11A19DOD30K95/product.aspx?zpid=47360 | Platt | 2020 | Yes
LED Lighting | Reflector | Sylvania | False |  | PAR20 | E26 (Medium) | E26 (Medium) | Home / Light Bulbs / LED / Sylvania - 79279 - LED6PAR20830FL4510YVRP2 Indoor/Outdoor Damp Rated 6W PAR20 LED Lamp - Universal - 425 Lumens - Warm White (3000K) - 82 CRI - 11000 Hours - E26 (Medium) - 120 to 130V Sylvania - 79279 - LED6PAR20830FL4510YVRP2 | 3000 | 82 | 425 | 70.8333 | 11000 | 6 | 12 | 69.96 | 5.83 | 6.8505 | 2020Q2 | https://shop.regencylighting.com/lamps/led/led6par20830fl4510yvrp2-79279.html | Regency Lighting | 2020 | Yes
LED Lighting | Reflector | Sylvania | True |  | PAR20 | E26 (Medium) | E26 (Medium) | Home / Light Bulbs / LED / Sylvania - 74756 - LED6R20DIM827G4B Not for Use in Totally Enclosed Fixtures; Suitable for Damp Locations 6W R20 LED Lamp - Universal - 450 Lumens - Warm White (2700K) - 80 CRI - 15000 Hours - E26 (Medium) - 120 to 130V Sylvania - 74756 - LED6R20DIM827G4B | 2700 | 80 | 450 | 75 | 15000 | 6 | 6 | 31.86 | 5.31 | 6.2395 | 2020Q2 | https://shop.regencylighting.com/lamps/led/led6r20dim827g4b-74756.html | Regency Lighting | 2020 | Yes
LED Lighting | Reflector | Sylvania | True |  | PAR20 | E26 (Medium) | E26 (Medium) | Home / Light Bulbs / LED / Sylvania - 74784 - LED6R20DIM830G4B Not for Use in Totally Enclosed Fixtures; Suitable for Damp Locations 6W R20 LED Lamp - 450 Lumens - Warm White (3000K) - 15000 Hours - E26 (Medium) - 120 to 130V - Frost Sylvania - 74784 - LED6R20DIM830G4B | 3000 |  | 450 | 75 | 15000 | 6 | 1 | 5.31 | 5.31 | 6.2395 | 2020Q2 | https://shop.regencylighting.com/lamps/led/led6r20dim830g4b-74784.html | Regency Lighting | 2020 | Yes
LED Lighting | Decorative | Sylvania | False | Daylighting/Photocell, | G25 | E26 (Medium) | E26 (Medium) | Home / Light Bulbs / LED / Sylvania - 79698 - LED7.5G25/850/10YV/RP2 Lamp Finish Frosted 7.5W G25 LED Lamp - Universal - 650 Lumens - Daylight (5000K) - 83 CRI - 11000 Hours - E26 (Medium) - 120 to 130V - Frost Sylvania - 79698 - LED7.5G25/850/10YV/RP2 | 5000 | 83 | 650 | 86.6667 | 11000 | 7.5 | 12 | 1049.16 | 87.43 | 102.7336 | 2020Q2 | https://shop.regencylighting.com/lamps/led/led7-5g25-850-10yv-rp2-79698.html | Regency Lighting | 2020 | No
LED Lighting | Reflector | TCP | True |  | MR16 | GU5.3 (Bi-Pin) | GU5.3 (Bi-Pin) | Home / Light Bulbs / LED / TCP - LED712VMR16827KFL Damp Location 7W MR16 LED Lamp - Universal - 500 Lumens - Warm White (2700K) - 80 CRI - 25000 Hours - GU5.3 (Bi-Pin) - 12V - White TCP - LED712VMR16827KFL | 2700 | 80 | 500 | 71.4286 | 25000 | 7 | 1 | 16.98 | 16.98 | 19.9522 | 2020Q2 | https://shop.regencylighting.com/lamps/led/led712vmr16827kfl-tcp.html | Regency Lighting | 2020 | Yes
LED Lighting | Reflector | TCP | True |  | MR16 | GU5.3 (Bi-Pin) | GU5.3 (Bi-Pin) | Home / Light Bulbs / LED / TCP - LED712VMR16827KNFL Damp Location 7W MR16 LED Lamp - Universal - 500 Lumens - Warm White (2700K) - 80 CRI - 25000 Hours - GU5.3 (Bi-Pin) - 12V - White TCP - LED712VMR16827KNFL | 2700 | 80 | 500 | 71.4286 | 25000 | 7 | 1 | 16.98 | 16.98 | 19.9522 | 2020Q2 | https://shop.regencylighting.com/lamps/led/led712vmr16827knfl-tcp.html | Regency Lighting | 2020 | Yes
LED Lighting | Reflector | TCP | True |  | MR16 | GU5.3 (Bi-Pin) | GU5.3 (Bi-Pin) | Home / Light Bulbs / LED / TCP - LED712VMR16927KFL Damp Location 7W MR16 LED Lamp - Universal - 425 Lumens - Warm White (2700K) - 90 CRI - 25000 Hours - GU5.3 (Bi-Pin) - 12V - White TCP - LED712VMR16927KFL | 2700 | 90 | 425 | 60.7143 | 25000 | 7 | 48 | 905.28 | 18.86 | 22.1612 | 2020Q2 | https://shop.regencylighting.com/lamps/led/led712vmr16927kfl-tcp.html | Regency Lighting | 2020 | Yes
LED Lighting | Reflector | TCP | True |  | MR16 | GU5.3 (Bi-Pin) | GU5.3 (Bi-Pin) | Home / Light Bulbs / LED / TCP - LED712VMR16927KNFL Damp Location 7W MR16 LED Lamp - Universal - 425 Lumens - Warm White (2700K) - 90 CRI - 25000 Hours - GU5.3 (Bi-Pin) - 12V - White TCP - LED712VMR16927KNFL | 2700 | 90 | 425 | 60.7143 | 25000 | 7 | 1 | 18.86 | 18.86 | 22.1612 | 2020Q2 | https://shop.regencylighting.com/lamps/led/led712vmr16927knfl-tcp.html | Regency Lighting | 2020 | Yes
LED Lighting | A-Type | GE Lighting | True |  | LED | A19 | E26 (Medium) | Topbulb » LED Bulbs » LED Standard Shape » 60W Equal » GE 29268 LED11DA19/824 ¦ 11W LED - 60W Equal - A19 - 2400K Amber Light Use this GE 11 watt, medium base LED as a direct replacement for 60 watt incandescent equivalent light sources where amber illumination is desired. This bulb produces light that appears warmer than a traditional incandescent light bulb. LED Technology Notice Due to constantly evolving nature of LED technology, manufacturers will reserve the right to replace this product with next generation technology. We appreciate your understanding and acceptance of this policy. Documents GE 29268 Spec Sheet About GE Lighting Started over 130 years ago, General Electric began with Thomas Edison's invention of the world's first affordable incandescent light bulb. More than a century later, the company still brings light to the world through its products. Its modern new light technologies, such as fluorescent and LED light bulbs, cost less and are more energy efficient and environmentally friendly. GE currently works to make nearly all of their lighting products Energy Star certified. 25,000 Hours • 800 Lumens • Dimmable GE 29268 LED11DA19/824 ¦ 11W LED - 60W Equal - A19 - 2400K Amber Light | 2400 | 80 | 800 | 72.7273 | 25000 | 11 | 1 | 7.95 | 7.95 | 9.3416 | 2020Q2 | https://www.topbulb.com/ge-29268-11w-led-a19-2400k | Top Bulb | 2020 | Yes
LED Lighting | A-Type | GE Lighting | True |  | LED | A19 | GU24 | Topbulb » LED Bulbs » LED Standard Shape » GU24 Base » GE 74357 LED11DA19827GU24 ¦ 11W LED - 60W Equal - A19 - GU24 Base - 2700K Use this GE 11 watt, GU24 base LED as a direct replacement for 60 watt incandescent equivalent light sources. LED Technology Notice Due to constantly evolving nature of LED technology, manufacturers will reserve the right to replace this product with next generation technology. We appreciate your understanding and acceptance of this policy. Documents GE 74357 Spec Sheet About GE Lighting Started over 130 years ago, General Electric began with Thomas Edison's invention of the world's first affordable incandescent light bulb. More than a century later, the company still brings light to the world through its products. Its modern new light technologies, such as fluorescent and LED light bulbs, cost less and are more energy efficient and environmentally friendly. GE currently works to make nearly all of their lighting products Energy Star certified. 25,000 Hours • 800 Lumens • Dimmable GE 74357 LED11DA19827GU24 ¦ 11W LED - 60W Equal - A19 - GU24 Base - 2700K | 2700 | 80 | 800 | 72.7273 | 25000 | 11 | 1 | 7.95 | 7.95 | 9.3416 | 2020Q2 | https://www.topbulb.com/ge-74357-11w-led-a19-2700k | Top Bulb | 2020 | Yes
LED Lighting | A-Type | Feit | True |  | A19/21 | E26 (Medium) | E26 (Medium) | Home / Light Bulbs / LED / LED A-Line / Feit - A/OM1600R/LED Energy Star Approved; Instant On; Damp Location Rated 22W A21 LED Lamp - Universal - 1600 Lumens - Warm White (3000K) - 80 CRI - 25000 Hours - E26 (Medium) - 120 to 130V Feit - A/OM1600R/LED | 3000 | 80 | 1600 | 72.7273 | 25000 | 22 | 1 | 51.97 | 51.97 | 61.0668 | 2020Q3 | https://shop.regencylighting.com/lamps/led/a-line/a-om1600r-led-fet.html | Regency Lighting | 2020 | Yes
LED Lighting | A-Type | Feit | True |  | A19/21 | E26 (Medium) | E26 (Medium) | Home / Light Bulbs / LED / Feit - A/OM1600R/LED Energy Star Approved; Instant On; Damp Location Rated 22W A21 LED Lamp - Universal - 1600 Lumens - Warm White (3000K) - 80 CRI - 25000 Hours - E26 (Medium) - 120 to 130V Feit - A/OM1600R/LED | 3000 | 80 | 1600 | 72.7273 | 25000 | 22 | 1 | 51.97 | 51.97 | 61.0668 | 2020Q3 | https://shop.regencylighting.com/lamps/led/a-om1600r-led-fet.html | Regency Lighting | 2020 | Yes
LED Lighting | Reflector | TCP | True |  | MR16 | GU10 (Bi-Pin / Twist & Lock) | GU10 (Bi-Pin / Twist & Lock) | Home / Light Bulbs / LED / TCP - LED7GU10MR1627KFL Damp Location 7W MR16 LED Lamp - Universal - 350 Lumens - Warm White (2700K) - 82 CRI - 25000 Hours - GU10 (Bi-Pin / Twist & Lock) - 120 to 130V - White TCP - LED7GU10MR1627KFL | 2700 | 82 | 350 | 50 | 25000 | 7 | 12 | 119.88 | 9.99 | 11.7386 | 2020Q2 | https://shop.regencylighting.com/lamps/led/led7gu10mr1627kfl-tcp.html | Regency Lighting | 2020 | Yes
LED Lighting | Reflector | TCP | True |  | MR16 | GU10 (Bi-Pin / Twist & Lock) | GU10 (Bi-Pin / Twist & Lock) | Home / Light Bulbs / LED / TCP - LED7MR16GU1027KFL Damp Location 7W MR16 LED Lamp - Universal - 500 Lumens - Warm White (2700K) - 82 CRI - 25000 Hours - GU10 (Bi-Pin / Twist & Lock) - 120 to 130V - White TCP - LED7MR16GU1027KFL | 2700 | 82 | 500 | 71.4286 | 25000 | 7 | 48 | 208.32 | 4.34 | 5.0997 | 2020Q2 | https://shop.regencylighting.com/lamps/led/led7mr16gu1027kfl-tcp.html | Regency Lighting | 2020 | Yes
LED Lighting | Reflector | TCP | True |  | MR16 | GU10 (Bi-Pin / Twist & Lock) | GU10 (Bi-Pin / Twist & Lock) | Home / Light Bulbs / LED / TCP - LED7MR16GU1027KNFL Damp Location 7W MR16 LED Lamp - Universal - 500 Lumens - Warm White (2700K) - 82 CRI - 25000 Hours - GU10 (Bi-Pin / Twist & Lock) - 120 to 130V - White TCP - LED7MR16GU1027KNFL | 2700 | 82 | 500 | 71.4286 | 25000 | 7 | 48 | 208.32 | 4.34 | 5.0997 | 2020Q2 | https://shop.regencylighting.com/lamps/led/led7mr16gu1027knfl-tcp.html | Regency Lighting | 2020 | Yes
LED Lighting | Reflector | TCP | True |  | MR16 | GU10 (Bi-Pin / Twist & Lock) | GU10 (Bi-Pin / Twist & Lock) | Home / Light Bulbs / LED / TCP - LED7MR16GU1030KFL Damp Location 7W MR16 LED Lamp - Universal - 525 Lumens - Warm White (3000K) - 82 CRI - 25000 Hours - GU10 (Bi-Pin / Twist & Lock) - 120 to 130V - White TCP - LED7MR16GU1030KFL | 3000 | 82 | 525 | 75 | 25000 | 7 | 12 | 52.08 | 4.34 | 5.0997 | 2020Q2 | https://shop.regencylighting.com/lamps/led/led7mr16gu1030kfl-tcp.html | Regency Lighting | 2020 | Yes
LED Lighting | Reflector | TCP | True |  | MR16 | GU10 (Bi-Pin / Twist & Lock) | GU10 (Bi-Pin / Twist & Lock) | Home / Light Bulbs / LED / TCP - LED7MR16GU1030KNFL Damp Location 7W MR16 LED Lamp - Universal - 525 Lumens - Warm White (3000K) - 82 CRI - 25000 Hours - GU10 (Bi-Pin / Twist & Lock) - 120 to 130V - White TCP - LED7MR16GU1030KNFL | 3000 | 82 | 525 | 75 | 25000 | 7 | 12 | 52.08 | 4.34 | 5.0997 | 2020Q2 | https://shop.regencylighting.com/lamps/led/led7mr16gu1030knfl-tcp.html | Regency Lighting | 2020 | Yes
LED Lighting | Reflector | TCP | True |  | MR16 | GU10 (Bi-Pin / Twist & Lock) | GU10 (Bi-Pin / Twist & Lock) | Home / Light Bulbs / LED / TCP - LED7MR16GU1041KFL Damp Location 7W MR16 LED Lamp - Universal - 550 Lumens - Cool White (4100K) - 82 CRI - 25000 Hours - GU10 (Bi-Pin / Twist & Lock) - 120 to 130V - White TCP - LED7MR16GU1041KFL | 4100 | 82 | 550 | 78.5714 | 25000 | 7 | 12 | 52.08 | 4.34 | 5.0997 | 2020Q2 | https://shop.regencylighting.com/lamps/led/led7mr16gu1041kfl-tcp.html | Regency Lighting | 2020 | Yes
LED Lighting | Reflector | TCP | True |  | PAR16 | E26 (Medium) | E26 (Medium) | Home / Light Bulbs / LED / TCP - LED7P1630KNFL Damp Location 7W PAR16 LED Lamp - Universal - 525 Lumens - Warm White (3000K) - 82 CRI - 25000 Hours - E26 (Medium) - 120 to 130V - White TCP - LED7P1630KNFL | 3000 | 82 | 525 | 75 | 25000 | 7 | 48 | 604.8 | 12.6 | 14.8055 | 2020Q2 | https://shop.regencylighting.com/lamps/led/led7p1630knfl-tcp.html | Regency Lighting | 2020 | Yes
LED Lighting | Reflector | TCP | True |  | PAR16 | E26 (Medium) | E26 (Medium) | Home / Light Bulbs / LED / TCP - LED7P1641KNFL PAR16 LED Dimmable Lamp 7W PAR16 LED Lamp - Universal - 550 Lumens - Cool White (4100K) - 82 CRI - 25000 Hours - E26 (Medium) - 120 to 130V TCP - LED7P1641KNFL | 4100 | 82 | 550 | 78.5714 | 25000 | 7 | 1 | 12.6 | 12.6 | 14.8055 | 2020Q2 | https://shop.regencylighting.com/lamps/led/led7p1641knfl-tcp.html | Regency Lighting | 2020 | Yes
LED Lighting | Reflector | Sylvania | True |  | PAR20 | E26 (Medium) | E26 (Medium) | Home / Light Bulbs / LED / LEDVANCE - 79068 - LED7PAR20/PRO/930/FL40/P3 Energy Star Certified; Damp Location Rated 7W PAR20 LED Lamp - Universal - 470 Lumens - Warm White (3000K) - 94 CRI - 25000 Hours - E26 (Medium) - 120 to 130V LEDVANCE - 79068 - LED7PAR20/PRO/930/FL40/P3 | 3000 | 94 | 470 | 67.1429 | 25000 | 7 | 1 | 327.86 | 327.86 | 385.2482 | 2020Q2 | https://shop.regencylighting.com/lamps/led/led7par20-pro-930-fl40-p3-79068.html | Regency Lighting | 2020 | No
LED Lighting | Reflector | Sylvania | False |  | PAR38 | E26 (Medium) | E26 (Medium) | Home / Light Bulbs / LED / Sylvania - 74771 - LED7PAR38/830/FL30/10YV/GL/RP2 PAR38 LED Lamp 7W PAR38 LED Lamp - Universal - 550 Lumens - Warm White (3000K) - 80 CRI - 11000 Hours - E26 (Medium) - 120 to 130V Sylvania - 74771 - LED7PAR38/830/FL30/10YV/GL/RP2 | 3000 | 80 | 550 | 78.5714 | 11000 | 7 | 1 | 9.13 | 9.13 | 10.7281 | 2020Q2 | https://shop.regencylighting.com/lamps/led/led7par38-830-fl30-10yv-gl-rp2-74771.html | Regency Lighting | 2020 | Yes
LED Lighting | A-Type | Feit | True |  | A19/21 | E26 (Medium) | E26 (Medium) | Home / Light Bulbs / LED / LED A-Line / Feit - A/OM1600R/LED Energy Star Approved; Instant On; Damp Location Rated 22W A21 LED Lamp - Universal - 1600 Lumens - Warm White (3000K) - 80 CRI - 25000 Hours - E26 (Medium) - 120 to 130V Feit - A/OM1600R/LED | 3000 | 80 | 1600 | 72.7273 | 25000 | 22 | 1 | 50 | 50 | 58.7519 | 2020Q2 | https://shop.regencylighting.com/lamps/led/a-line/a-om1600r-led-fet.html | Regency Lighting | 2020 | Yes
LED Lighting | A-Type | Feit | True |  | A19/21 | E26 (Medium) | E26 (Medium) | Home / Light Bulbs / LED / Feit - A/OM1600R/LED Energy Star Approved; Instant On; Damp Location Rated 22W A21 LED Lamp - Universal - 1600 Lumens - Warm White (3000K) - 80 CRI - 25000 Hours - E26 (Medium) - 120 to 130V Feit - A/OM1600R/LED | 3000 | 80 | 1600 | 72.7273 | 25000 | 22 | 1 | 50 | 50 | 58.7519 | 2020Q2 | https://shop.regencylighting.com/lamps/led/a-om1600r-led-fet.html | Regency Lighting | 2020 | Yes
LED Lighting | A-Type | TCP | True |  | A19/21 | E26 (Medium) | E26 (Medium) | Home / Light Bulbs / LED / LED A-Line / TCP - LED7A19D41K Damp Location; Suitable for Totally Enclosed Fixtures 7W A19 LED Lamp - Universal - 500 Lumens - Cool White (4100K) - 80 CRI - 25000 Hours - E26 (Medium) - 120 to 130V TCP - LED7A19D41K | 4100 | 80 | 500 | 71.4286 | 25000 | 7 | 1 | 2.94 | 2.94 | 3.4546 | 2020Q3 | https://shop.regencylighting.com/lamps/led/a-line/led7a19d41k-tcp.html | Regency Lighting | 2020 | Yes
LED Lighting | A-Type | TCP | True | Daylighting/Photocell, | A19/21 | E26 (Medium) | E26 (Medium) | Home / Light Bulbs / LED / LED A-Line / TCP - LED7A19D50K Damp Location; Suitable for Totally Enclosed Fixtures 7W A19 LED Lamp - Universal - 500 Lumens - Daylight (5000K) - 80 CRI - 25000 Hours - E26 (Medium) - 120 to 130V TCP - LED7A19D50K | 5000 | 80 | 500 | 71.4286 | 25000 | 7 | 1 | 6.7 | 6.7 | 7.8728 | 2020Q3 | https://shop.regencylighting.com/lamps/led/a-line/led7a19d50k-tcp.html | Regency Lighting | 2020 | Yes
LED Lighting | A-Type | TCP | True |  | A19/21 | E26 (Medium) | E26 (Medium) | Home / Light Bulbs / LED / TCP - LED7A19D41K Damp Location; Suitable for Totally Enclosed Fixtures 7W A19 LED Lamp - Universal - 500 Lumens - Cool White (4100K) - 80 CRI - 25000 Hours - E26 (Medium) - 120 to 130V TCP - LED7A19D41K | 4100 | 80 | 500 | 71.4286 | 25000 | 7 | 1 | 2.94 | 2.94 | 3.4546 | 2020Q3 | https://shop.regencylighting.com/lamps/led/led7a19d41k-tcp.html | Regency Lighting | 2020 | Yes
LED Lighting | A-Type | TCP | True | Daylighting/Photocell, | A19/21 | E26 (Medium) | E26 (Medium) | Home / Light Bulbs / LED / TCP - LED7A19D50K Damp Location; Suitable for Totally Enclosed Fixtures 7W A19 LED Lamp - Universal - 500 Lumens - Daylight (5000K) - 80 CRI - 25000 Hours - E26 (Medium) - 120 to 130V TCP - LED7A19D50K | 5000 | 80 | 500 | 71.4286 | 25000 | 7 | 1 | 6.7 | 6.7 | 7.8728 | 2020Q3 | https://shop.regencylighting.com/lamps/led/led7a19d50k-tcp.html | Regency Lighting | 2020 | Yes
LED Lighting | A-Type | TCP | True |  | A19/21 | E26 (Medium) | E26 (Medium) | Home / Light Bulbs / LED / LED A-Line / TCP - LED7A19D41K Damp Location; Suitable for Totally Enclosed Fixtures 7W A19 LED Lamp - Universal - 500 Lumens - Cool White (4100K) - 80 CRI - 25000 Hours - E26 (Medium) - 120 to 130V TCP - LED7A19D41K | 4100 | 80 | 500 | 71.4286 | 25000 | 7 | 1 | 2.79 | 2.79 | 3.2784 | 2020Q2 | https://shop.regencylighting.com/lamps/led/a-line/led7a19d41k-tcp.html | Regency Lighting | 2020 | Yes
LED Lighting | A-Type | TCP | True | Daylighting/Photocell, | A19/21 | E26 (Medium) | E26 (Medium) | Home / Light Bulbs / LED / LED A-Line / TCP - LED7A19D50K Damp Location; Suitable for Totally Enclosed Fixtures 7W A19 LED Lamp - Universal - 500 Lumens - Daylight (5000K) - 80 CRI - 25000 Hours - E26 (Medium) - 120 to 130V TCP - LED7A19D50K | 5000 | 80 | 500 | 71.4286 | 25000 | 7 | 1 | 6.37 | 6.37 | 7.485 | 2020Q2 | https://shop.regencylighting.com/lamps/led/a-line/led7a19d50k-tcp.html | Regency Lighting | 2020 | Yes
LED Lighting | A-Type | TCP | True |  | A19/21 | E26 (Medium) | E26 (Medium) | Home / Light Bulbs / LED / TCP - LED7A19D41K Damp Location; Suitable for Totally Enclosed Fixtures 7W A19 LED Lamp - Universal - 500 Lumens - Cool White (4100K) - 80 CRI - 25000 Hours - E26 (Medium) - 120 to 130V TCP - LED7A19D41K | 4100 | 80 | 500 | 71.4286 | 25000 | 7 | 1 | 2.79 | 2.79 | 3.2784 | 2020Q2 | https://shop.regencylighting.com/lamps/led/led7a19d41k-tcp.html | Regency Lighting | 2020 | Yes
LED Lighting | A-Type | TCP | True | Daylighting/Photocell, | A19/21 | E26 (Medium) | E26 (Medium) | Home / Light Bulbs / LED / TCP - LED7A19D50K Damp Location; Suitable for Totally Enclosed Fixtures 7W A19 LED Lamp - Universal - 500 Lumens - Daylight (5000K) - 80 CRI - 25000 Hours - E26 (Medium) - 120 to 130V TCP - LED7A19D50K | 5000 | 80 | 500 | 71.4286 | 25000 | 7 | 1 | 6.37 | 6.37 | 7.485 | 2020Q2 | https://shop.regencylighting.com/lamps/led/led7a19d50k-tcp.html | Regency Lighting | 2020 | Yes
LED Lighting | A-Type | Standard Products | True |  | LED | A19 | E26 (Medium) | Topbulb » LED Bulbs » LED Standard Shape » 40W Equal » Standard - 6.8W LED - 40W Equal - 5000K The Standard LED/OMNI/6.8W/50K/STD 6.8 watt, dimmable LED replaces a standard 40 watt incandescent light bulb. Features include: 5000K, very cool white illumination; 480 initial lumens at 71 lumens per watt and a rated life of 40,000 hours. For optimum dimming performance, see the compatible dimmer list below. This LED is Energy Star qualified. Shipping Notice This item has certain shipping restrictions. Please refer to specifications table on this page for restricted shipping zones. LED Technology Notice Due to constantly evolving nature of LED technology, manufacturers will reserve the right to replace this product with next generation technology. We appreciate your understanding and acceptance of this policy. Utility/Government Incentives Documents Standard 63261 Specifications and Dimmer List About Standard Standard Products Inc., head office located in Montreal, Canada, supplies a full range of lighting solutions to the North American market. Standard surpasses market norms on quality products and innovative ideas across their entire line of lamps. Standard Products Inc. is a Gold Standard Winner as one of Canada's Best Managed Companies. Resources Step by Step, How to Buy an LED Bulb for Your Home Very Cool White • A19 Shape • Dimmable Standard - 6.8W LED - 40W Equal - 5000K | 5000 | 80 | 480 | 70.5882 | 40000 | 6.8 | 1 | 2.95 | 2.95 | 3.4664 | 2020Q3 | https://www.topbulb.com/standard-6-8w-led-40w-equal-5000k | Top Bulb | 2020 | Yes
LED Lighting | Reflector | Sylvania | True |  | PAR30 | E26 (Medium) | E26 (Medium) | Home / Light Bulbs / LED / Sylvania - 74785 - LED8.5BR30DIM830G4B BR30 LED Lamp 8.5W BR30 LED Lamp - Universal - 650 Lumens - Warm White (3000K) - 15000 Hours - E26 (Medium) - 120 to 130V - Frost Sylvania - 74785 - LED8.5BR30DIM830G4B | 3000 |  | 650 | 76.4706 | 15000 | 8.5 | 1 | 6.35 | 6.35 | 7.4615 | 2020Q2 | https://shop.regencylighting.com/lamps/led/led8-5br30dim830g4b-74785.html | Regency Lighting | 2020 | Yes
LED Lighting | Reflector | Sylvania | True | Scene Controls, | PAR30 | E26 (Medium) | E26 (Medium) | Home / Light Bulbs / LED / Sylvania - 74987 - LED8.5BR30WHOMEKITBLES+ Smart + Homekit BLE LED; Color Temperature Tunable 2700; Suitable for Damp Locations; Indoor Use Only 8.5W BR30 LED Lamp - 800 Lumens - Warm White (2700K) - 80 CRI - 11000 hrs. - E26 (Medium) Sylvania - 74987 - LED8.5BR30WHOMEKITBLES+ | 2700 | 80 | 800 | 94.1176 | 11000 | 8.5 | 1 | 39.9 | 39.9 | 46.884 | 2020Q2 | https://shop.regencylighting.com/lamps/led/led8-5br30whomekitbles-74987.html | Regency Lighting | 2020 | Yes
LED Lighting | Decorative | TCP | True |  | G25 | E26 (Medium) | E26 (Medium) | Home / Light Bulbs / LED / TCP - LED8G25D27KF Damp Location 8W G25 LED Lamp - Universal - 500 Lumens - Warm White (2700K) - 80 CRI - 25000 Hours - E26 (Medium) - 120 to 130V - Frost TCP - LED8G25D27KF | 2700 | 80 | 500 | 62.5 | 25000 | 8 | 12 | 111.24 | 9.27 | 10.8926 | 2020Q2 | https://shop.regencylighting.com/lamps/led/led8g25d27kf-tcp.html | Regency Lighting | 2020 | Yes
LED Lighting | Reflector | TCP | True |  | PAR20 | E26 (Medium) | E26 (Medium) | Home / Light Bulbs / LED / TCP - LED8P20D24KFL E26 LED Dimmable Lamp 8W PAR20 LED Lamp - Universal - 500 Lumens - Warm White (2400K) - 82 CRI - 25000 Hours - E26 (Medium) - 120 to 130V TCP - LED8P20D24KFL | 2400 | 82 | 500 | 62.5 | 25000 | 8 | 1 | 11.65 | 11.65 | 13.6892 | 2020Q2 | https://shop.regencylighting.com/lamps/led/led8p20d24kfl-tcp.html | Regency Lighting | 2020 | Yes
LED Lighting | Reflector | TCP | False |  | PAR20 | E26 (Medium) | E26 (Medium) | Home / Light Bulbs / LED / TCP - LED8P20V30KFL Damp Location Rated 8W PAR20 LED Lamp - Universal - 515 Lumens - Warm White (3000K) - 82 CRI - 25000 Hours - E26 (Medium) - 120 to 130V TCP - LED8P20V30KFL | 3000 | 82 | 515 | 64.375 | 25000 | 8 | 1 | 3.39 | 3.39 | 3.9834 | 2020Q2 | https://shop.regencylighting.com/lamps/led/led8p20v30kfl-tcp.html | Regency Lighting | 2020 | Yes
LED Lighting | Reflector | TCP | True |  | PAR20 | E26 (Medium) | E26 (Medium) | Home / Light Bulbs / LED / TCP - LED8R20D27K Damp Location 8W R20 LED Lamp - Universal - 575 Lumens - Warm White (2700K) - 82 CRI - 25000 Hours - E26 (Medium) - 120 to 130V - White TCP - LED8R20D27K | 2700 | 82 | 575 | 71.875 | 25000 | 8 | 12 | 111.6 | 9.3 | 10.9279 | 2020Q2 | https://shop.regencylighting.com/lamps/led/led8r20d27k-tcp.html | Regency Lighting | 2020 | Yes
LED Lighting | A-Type | Brand Sylvania | False |  |  |  |  | Sylvania A19 LED Light Bulb 8.5 Watt E26 Medium Base Non-Dimmable 120 Volt 11,000 Hours Average Rated Life Yellow Finish. Mfg #74716 Sylvania 8.5 Watt Yellow A19 LED Light Bulb 4-Pack |  |  | 600 | 70.5882 | 11000 | 8.5 | 1 | 14.7 | 14.7 | 17.2731 | 2020Q2 | https://hdsupplysolutions.com/p/led-00-75-10-35/sylvania-85-watt-yellow-a19-led-light-bulb-4-pack-p205667 | HD Supply | 2020 | Yes
LED Lighting | A-Type | NaturaLED | True | Daylighting/Photocell, | General Purpose Replacement | A19 | E26 (Medium) | Damp Location Rated,Use With Timers,Use With Photo and/or Motion Sensors,Recessed Fixtures Damp Location Rated,Use With Timers,Use With Photo and/or Motion Sensors,Recessed Fixtures LED A-Style Light Bulbs ¦ LED Filament Bulbs NaturaLED dimmable 6.5 watt 2200K 90 CRI A-19 Vintage Filament LED bulb with an amber coating generates as much light as a 40 watt incandescent filament decorative bulb. Ideal for chandeliers and decorative light fixtures. Title 20, Title 24 and JA8 Compliant Suitable for use in outdoor applications No lead or mercury for easier disposal and a better environment Saves 33.5 watts in electricity compares to a 40 watt incandescent decorative bulb Long life - Rated to still put out 70% as much light after 15,000 hours of operation as it did when brand new Compatible with Lutron DVCL-153P, MACL-153M and AYCL-153P dimmers Not suitable for use in enclosed fixtures because heat build up will shorten life. Do not "hot swap" this bulb. Turn off fixture before replacing the existing bulb. Title 20, Title 24 and JA8 Compliant Suitable for use in outdoor applications No lead or mercury for easier disposal and a better environment Saves 33.5 watts in electricity compares to a 40 watt incandescent decorative bulb Long life - Rated to still put out 70% as much light after 15,000 hours of operation as it did when brand new Compatible with Lutron DVCL-153P, MACL-153M and AYCL-153P dimmers NaturaLED Dimmable 6.5W 2200K 90 CRI A-19 Vintage Filament LED Bulb, Outdoor Rated and JA8 Compliant | 2200 | 96 | 455 | 70 | 15000 | 6.5 | 10 | 6.69 | 0.669 | 0.7861 | 2020Q3 | https://www.bulbs.com/product/LED6-5A19-FIL-45L-922 | Bulbs.com | 2020 | Yes
LED Lighting | Reflector | Sylvania | True |  | PAR30 | E26 (Medium) | E26 (Medium) | Home / Light Bulbs / LED / Sylvania - 73740 - LED9.5BR30TWLFY Smart + LED BR30 Lamp; Adjustable 2700-6500 Kelvin 9.5W BR30 LED Lamp - 810 Lumens - Warm White (2700K) - 80 CRI - 20000 hrs. - E26 (Medium) Sylvania - 73740 - LED9.5BR30TWLFY | 2700 | 80 | 810 | 85.2632 | 20000 | 9.5 | 1 | 95.67 | 95.67 | 112.4159 | 2020Q2 | https://shop.regencylighting.com/lamps/led/led9-5br30twlfy-73740.html | Regency Lighting | 2020 | No
LED Lighting | Reflector | Sylvania | True |  | PAR30 | E26 (Medium) | E26 (Medium) | Home / Light Bulbs / LED / Sylvania - 73954 - LED9BR30DIM82710YVRP2 Indoor/Outdoor Damp Rated 9W BR30 LED Lamp - Universal - 650 Lumens - Warm White (2700K) - 80 CRI - 11000 Hours - E26 (Medium) - 120 to 130V Sylvania - 73954 - LED9BR30DIM82710YVRP2 | 2700 | 80 | 650 | 72.2222 | 11000 | 9 | 12 | 74.4 | 6.2 | 7.2852 | 2020Q2 | https://shop.regencylighting.com/lamps/led/led9br30dim82710yvrp2-73954.html | Regency Lighting | 2020 | Yes
LED Lighting | Reflector | Sylvania | True |  | PAR30 | E26 (Medium) | E26 (Medium) | Home / Light Bulbs / LED / Sylvania - 78029 - LED9BR30DIM83510YVRP2 Dimmable 9W BR30 LED Lamp - Universal - 650 Lumens - Neutral White (3500K) - 80 CRI - 11000 Hours - E26 (Medium) - 120 to 130V Sylvania - 78029 - LED9BR30DIM83510YVRP2 | 3500 | 80 | 650 | 72.2222 | 11000 | 9 | 12 | 74.4 | 6.2 | 7.2852 | 2020Q2 | https://shop.regencylighting.com/lamps/led/led9br30dim83510yvrp2-78029.html | Regency Lighting | 2020 | Yes
LED Lighting | Reflector | Sylvania | True | Daylighting/Photocell, | PAR30 | E26 (Medium) | E26 (Medium) | Home / Light Bulbs / LED / Sylvania - 73956 - LED9BR30DIM85010YVRP2 Indoor/Outdoor Damp Rated 9W BR30 LED Lamp - Universal - 650 Lumens - Daylight (5000K) - 80 CRI - 11000 Hours - E26 (Medium) - 120 to 130V Sylvania - 73956 - LED9BR30DIM85010YVRP2 | 5000 | 80 | 650 | 72.2222 | 11000 | 9 | 12 | 74.4 | 6.2 | 7.2852 | 2020Q2 | https://shop.regencylighting.com/lamps/led/led9br30dim85010yvrp2-73956.html | Regency Lighting | 2020 | Yes
LED Lighting | Reflector | TCP | True |  | PAR20 | E26 (Medium) | E26 (Medium) | Home / Light Bulbs / LED / TCP - LED9E26P2030KNFL PAR20 LED Lamp 9W PAR20 LED Lamp - Universal - 500 Lumens - Warm White (3000K) - 85 CRI - 50000 Hours - E26 (Medium) - 120 to 130V TCP - LED9E26P2030KNFL | 3000 | 85 | 500 | 55.5556 | 50000 | 9 | 1 | 31.14 | 31.14 | 36.5907 | 2020Q2 | https://shop.regencylighting.com/lamps/led/led9e26p2030knfl-tcp.html | Regency Lighting | 2020 | Yes
LED Lighting | Reflector | Sylvania | False |  | PAR30LN | E26 (Medium) | E26 (Medium) | Home / Light Bulbs / LED / Sylvania - 79280 - LED9PAR30LN830FL4510YVRP2 Indoor/Outdoor Damp Rated 9W PAR30 Long Neck LED Lamp - Universal - 650 Lumens - Warm White (3000K) - 80 CRI - 11000 Hours - E26 (Medium) - 120 to 130V Sylvania - 79280 - LED9PAR30LN830FL4510YVRP2 | 3000 | 80 | 650 | 72.2222 | 11000 | 9 | 12 | 88.92 | 7.41 | 8.707 | 2020Q2 | https://shop.regencylighting.com/lamps/led/led9par30ln830fl4510yvrp2-79280.html | Regency Lighting | 2020 | Yes
LED Lighting | A-Type |  | True |  |  |  |  | Amber tinted glass E26 Edison Socket Base. Suitable for use in enclosed fixtures. Damp locations Residential Restaurant Retail Replaces 60-watt. 6.5-watt LED Decorative Filament A19 Lamp - with 450 delivered lumens. 2200K, amber tinted glass, cULus Listed, Energy Star Rated, 3-year limited warranty. Replaces 60W450 Lumens NaturaLED® A19 LED Filament Bulb ¦ 59 Series ¦ 6.5W ¦ 2200K ¦ Dimmable | 2200 | 90 | 450 | 69.2308 | 15000 | 6.5 | 1 | 6.99 | 6.99 | 8.2135 | 2020Q3 | https://www.e-conolight.com/naturaledr-a19-led-filament-bulb-59-series-6-5w-2200k-dimmable.html | Econolight | 2020 | Yes
LED Lighting | A-Type | Philips Lighting | True |  | A19 (Arbitrary) |  | E26 (Medium Screw) | HomeLamps, Bulbs, BallastsBulbs - LEDLED - TraditionalLamps - A-Type ***DELISTED - USE 159775*** Dimmable LED Lamp, 6.5W, 120V, Bulb: A-Type (A19), Base: Medium Screw (E26), Lumens: 450, CRI: 80, Color Temperature: 2700-2200K. Energy Star Rated. Rated Average Life: 25,000 Hrs. *Philips Part # 45331-6* 40W Equivalent. This lamp is ENERGY STAR® Certified. Philips Lighting 6.5A19/2200-2700 DIM 6.5W A19 Dimmable LED Bulb | 2700 | 80 | 450 | 69.2308 |  | 6.5 | 1 | 9.26 | 9.26 | 10.8809 | 2020Q2 | https://www.platt.com/platt-electric-supply/LED-Traditional-Lamps-A-Type/Philips-Lighting/6-5A19-2200-2700-DIM/product.aspx?zpid=140809 | Platt | 2020 | Yes
LED Lighting | A-Type | Philips Lighting | True |  | A19 (Arbitrary) |  | E26 (Medium Screw) | HomeLamps, Bulbs, BallastsBulbs - LEDLED - TraditionalLamps - A-Type Dimmable LED Lamp with Philips Warm Glow Effect, 6.5W, 120V, Bulb: A-Type (A19), Base: Medium Screw (E26), Lumens: 450, CRI: 80, Color Temperature: 2700-2200K(Warm-Glow). Rated Average Life: 25,000 Hrs. *Philips Part # 455766, Mdl# 9290011347*. 40W Equivalent. This lamp is ENERGY STAR® Certified. Philips Lighting 6.5A19/LED/827-22 DIM 120 6.5W A19 Dimmable LED Bulb | 2200 | 80 | 450 | 69.2308 |  | 6.5 | 1 | 5 | 5 | 5.8752 | 2020Q2 | https://www.platt.com/platt-electric-supply/LED-Traditional-Lamps-A-Type/Philips-Lighting/6-5A19-LED-827-22-DIM-120/product.aspx?zpid=184124 | Platt | 2020 | Yes
LED Lighting | Decorative | TCP | True |  | G25 | E26 (Medium) | E26 (Medium) | Home / Light Bulbs / LED / TCP - LFG256025KAD Damp Location 5W G25 LED Lamp - Universal - 500 Lumens - Warm White (2500K) - 80 CRI - 15000 Hours - E26 (Medium) - 120 to 130V - Amber TCP - LFG256025KAD | 2500 | 80 | 500 | 100 | 15000 | 5 | 1 | 12.13 | 12.13 | 14.2532 | 2020Q2 | https://shop.regencylighting.com/lamps/led/lfg256025kad-tcp.html | Regency Lighting | 2020 | Yes
LED Lighting | Decorative | Philips | False |  | PL-L/FT_DL (Twin Tube) | 2G11 (4 Pin) | 2G11 (4 Pin) | Home / Light Bulbs / LED / Linear / Philips - 532911 - 16.5PL-L/PER/22/840/IF23/P 4P IntantFit LED Lamp to replace PL LED Lamp 16.5W PL-L LED Lamp - 2300 Lumens - Cool White (4000K) - 80 CRI - 50000 hrs. - 2G11 (4 Pin) Philips - 532911 - 16.5PL-L/PER/22/840/IF23/P 4P | 4000 | 80 | 2300 | 139.3939 |  | 16.5 | 1 | 18.27 | 18.27 | 21.468 | 2020Q2 | https://shop.regencylighting.com/lamps/led/linear/16-5pl-l-per-22-840-if23-p-4p-53291-1.html | Regency Lighting | 2020 | No
LED Lighting | Decorative | Philips | False |  | PL-L/FT_DL (Twin Tube) | 2G11 (4 Pin) | 2G11 (4 Pin) | Home / Light Bulbs / LED / Linear / Philips - 456632 - 16.5PL-LED/24-3000 IF 10/1 Not affected by Epact. 16.5W PL LED Tube - Universal - 1900 Lumens - Warm White (3000K) - 82 CRI - 40000 Hours - 2G11 (4 Pin) Philips - 456632 - 16.5PL-LED/24-3000 IF 10/1 | 3000 | 82 | 1900 | 115.1515 | 40000 | 16.5 | 10 | 182.7 | 18.27 | 21.468 | 2020Q2 | https://shop.regencylighting.com/lamps/led/linear/16-5pl-led-24-3000-if-10-1-45663-2.html | Regency Lighting | 2020 | No
LED Lighting | Decorative | Philips | False |  | PL-L/FT_DL (Twin Tube) | 2G11 (4 Pin) | 2G11 (4 Pin) | Home / Light Bulbs / LED / Linear / Philips - 456657 - 16.5PL-LED/24-4000 IF 10/1 Not affected by Epact. 16.5W PL LED Tube - Universal - 2100 Lumens - Cool White (4000K) - 82 CRI - 40000 Hours - 2G11 (4 Pin) Philips - 456657 - 16.5PL-LED/24-4000 IF 10/1 | 4000 | 82 | 2100 | 127.2727 | 40000 | 16.5 | 10 | 182.7 | 18.27 | 21.468 | 2020Q2 | https://shop.regencylighting.com/lamps/led/linear/16-5pl-led-24-4000-if-10-1-45665-7.html | Regency Lighting | 2020 | No
LED Lighting | Decorative | Sylvania | False |  | PL-L/FT_DL (Twin Tube) | 2G11 (4 Pin) | 2G11 (4 Pin) | Home / Light Bulbs / LED / Linear / Sylvania - 71182 - LED17TT5/DL/FG/841/SUB/G6 Compatible with Instant Start Electronic DL40 Ballasts; Damp Location Rated 17W LED Replacement for Compact Fluorescent Lamp - Universal - 2100 Lumens - Cool White (4100K) - 82 CRI - 50000 Hours - 2G11 (4 Pin) - 120 to 130V - Frost Sylvania - 71182 - LED17TT5/DL/FG/841/SUB/G6 | 4100 | 82 | 2100 | 123.5294 | 50000 | 17 | 10 | 156.2 | 15.62 | 18.3541 | 2020Q2 | https://shop.regencylighting.com/lamps/led/linear/led17tt5-dl-fg-841-sub-g6-71182.html | Regency Lighting | 2020 | No
LED Lighting | Decorative | Sylvania | False |  | PL-L/FT_DL (Twin Tube) | 2G11 (4 Pin) | 2G11 (4 Pin) | Home / Light Bulbs / LED / Linear / Sylvania - 71181 - LED17TT5DLFG835SUBG6 Compatible with Instant Start Electronic DL40 Ballasts; Damp Location Rated 17W LED Replacement for Compact Fluorescent Lamp - Universal - 2100 Lumens - Neutral White (3500K) - 82 CRI - 50000 Hours - 2G11 (4 Pin) - 120 to 130V - Frost Sylvania - 71181 - LED17TT5DLFG835SUBG6 | 3500 | 82 | 2100 | 123.5294 | 50000 | 17 | 10 | 156.2 | 15.62 | 18.3541 | 2020Q2 | https://shop.regencylighting.com/lamps/led/linear/led17tt5dlfg835subg6-71181.html | Regency Lighting | 2020 | No
LED Lighting | Reflector | TCP | False |  | PAR38 | E26 (Medium) | E26 (Medium) | Home / Light Bulbs / LED / TCP - LP381430KNDB Damp Location 14W PAR38 LED Lamp - Universal - 1050 Lumens - Warm White (3000K) - 82 CRI - 25000 Hours - E26 (Medium) - 120 to 130V TCP - LP381430KNDB | 3000 | 82 | 1050 | 75 | 25000 | 14 | 1 | 35.96 | 35.96 | 42.2544 | 2020Q2 | https://shop.regencylighting.com/lamps/led/lp381430kndb-tcp.html | Regency Lighting | 2020 | Yes
LED Lighting | Reflector | Solais | True |  | PAR38 | E26 (Medium) | E26 (Medium) | Home / Light Bulbs / LED / Solais - LR38/40/30K/2400/BK VioLight Technology; Dry Location Only; Not For Use in Fully Enclosed Fixtures 28W PAR38 LED Lamp - Universal - 2400 Lumens - Warm White (3000K) - 83 CRI - 50000 hrs. - E26 (Medium) - 120 to 130V - Black Solais - LR38/40/30K/2400/BK | 3000 | 83 | 2400 | 85.7143 | 50000 | 28 | 1 | 76.32 | 76.32 | 89.6789 | 2020Q2 | https://shop.regencylighting.com/lamps/led/lr38-40-30k-2400-bk-sla.html | Regency Lighting | 2020 | Yes
LED Lighting | Reflector | Solais | True |  | PAR20 | E26 (Medium) | E26 (Medium) | Home / Light Bulbs / LED / Solais - LRP20/25/30H/WH Wet Location Rated; Designed for Use in Track and Recessed Fixtures; Recommended for Use in Open Environment Fixtures 6W PAR20 LED Lamp - Universal - 500 Lumens - Warm White (3000K) - 90 CRI - 50000 Hours - E26 (Medium) - 120 to 130V Solais - LRP20/25/30H/WH | 3000 | 90 | 500 | 83.3333 | 50000 | 6 | 1 | 45.38 | 45.38 | 53.3233 | 2020Q2 | https://shop.regencylighting.com/lamps/led/lrp20-25-30h-wh-sla.html | Regency Lighting | 2020 | Yes
LED Lighting | Reflector | Solais | True |  | PAR30 | E26 (Medium) | E26 (Medium) | Home / Light Bulbs / LED / Solais - LRP30/40/27K Wet Location Rated; Open Fixtures Only 8.5W PAR30 LED Lamp - Universal - 600 Lumens - Warm White (2700K) - 90 CRI - 50000 Hours - E26 (Medium) - 120 to 130V - White Solais - LRP30/40/27K | 2700 | 90 | 600 | 70.5882 | 50000 | 8.5 | 1 | 48.87 | 48.87 | 57.4241 | 2020Q2 | https://shop.regencylighting.com/lamps/led/lrp30-40-27k-sla.html | Regency Lighting | 2020 | Yes
LED Lighting | Reflector | Cree | True |  | PAR38 | E26 (Medium) | E26 (Medium) | Home / Light Bulbs / LED / Cree - LRP38-10L-27K-25D Damp Location; Energy Star Certified 13.5W PAR38 LED Lamp - Universal - 950 Lumens - Warm White (2700K) - 92 CRI - 50000 Hours - E26 (Medium) - 120 to 130V Cree - LRP38-10L-27K-25D | 2700 | 92 | 950 | 70.3704 | 50000 | 13.5 | 1 | 99.13 | 99.13 | 116.4816 | 2020Q2 | https://shop.regencylighting.com/lamps/led/lrp38-10l-27k-25d-cre.html | Regency Lighting | 2020 | No
LED Lighting | A-Type |  | True |  |  |  |  | Amber tinted glass E26 Edison Socket Base. Suitable for use in enclosed fixtures. Damp locations Residential Restaurant Retail Replaces 60-watt. 6.5-watt LED Decorative Filament A19 Lamp - with 450 delivered lumens. 2200K, amber tinted glass, cULus Listed, Energy Star Rated, 3-year limited warranty. Replaces 60W450 Lumens NaturaLED® A19 LED Filament Bulb ¦ 59 Series ¦ 6.5W ¦ 2200K ¦ Dimmable | 2200 | 90 | 450 | 69.2308 | 15000 | 6.5 | 1 | 6.99 | 6.99 | 8.2135 | 2020Q2 | https://www.e-conolight.com/naturaledr-a19-led-filament-bulb-59-series-6-5w-2200k-dimmable.html | Econolight | 2020 | Yes
LED Lighting | Decorative | Archipelago | True |  | G25 | E26 (Medium) | E26 (Medium) | Home / Light Bulbs / LED / Archipelago - LTG25C35027MB Energy Star Listed; UL Listed; Suitable for Wet Location; Enclosed Rated 3.5W G25 LED Lamp - Universal - 350 Lumens - Warm White (2700K) - 83 CRI - 25000 Hours - E26 (Medium) - Clear Archipelago - LTG25C35027MB | 2700 | 83 | 350 | 100 | 25000 | 3.5 | 48 | 529.92 | 11.04 | 12.9724 | 2020Q2 | https://shop.regencylighting.com/lamps/led/ltg25c35027mb-acp.html | Regency Lighting | 2020 | Yes
LED Lighting | Decorative | Archipelago | True |  | S11 | E17 (Intermediate) | E17 (Intermediate) | Home / Light Bulbs / LED / Archipelago - LTS1117C5024K1 Nostalgic; Silicone Coated; Suitable for Damp Locations 0.7W S11 LED Lamp - Universal - 50 Lumens - Warm White (2400K) - E17 (Intermediate) - Clear Archipelago - LTS1117C5024K1 | 2400 |  | 50 | 71.4286 |  | 0.7 | 1 | 5.79 | 5.79 | 6.8035 | 2020Q2 | https://shop.regencylighting.com/lamps/led/lts1117c5024k1-acp.html | Regency Lighting | 2020 | Yes
LED Lighting | Decorative | Archipelago | True |  | S14 | E26 (Medium) | E26 (Medium) | Home / Light Bulbs / LED / Archipelago - LTS14C10027MB Suitable for Wet Locations; Enclosed Fixture Rated 1W S14 LED Lamp - Universal - 100 Lumens - Warm White (2700K) - 83 CRI - 25000 Hours - E26 (Medium) - Clear Archipelago - LTS14C10027MB | 2700 | 83 | 100 | 100 | 25000 | 1 | 1 | 6.62 | 6.62 | 7.7788 | 2020Q2 | https://shop.regencylighting.com/lamps/led/lts14c10027mb-acp.html | Regency Lighting | 2020 | Yes
LED Lighting | Decorative | Archipelago | True |  | S14 | E26 (Medium) | E26 (Medium) | Home / Light Bulbs / LED / Archipelago - LTS14C15024MB Suitable for Wet Locations; Enclosed Fixture Rated 1.5W S14 LED Lamp - Universal - 150 Lumens - Warm White (2400K) - 83 CRI - 25000 Hours - E26 (Medium) - Clear Archipelago - LTS14C15024MB | 2400 | 83 | 150 | 100 | 25000 | 1.5 | 1 | 7.22 | 7.22 | 8.4838 | 2020Q2 | https://shop.regencylighting.com/lamps/led/lts14c15024mb-acp.html | Regency Lighting | 2020 | Yes
LED Lighting | Decorative | Archipelago |  |  | S14 | E26 (Medium) | E26 (Medium) | Home / Light Bulbs / LED / Archipelago - LTS14C15027K1 Suitable for Wet Location; Enclosed Rated; Ul Listed 1.5W S14 LED Lamp - Universal - 150 Lumens - Warm White (2700K) - 83 CRI - 25000 Hours - E26 (Medium) - Clear Archipelago - LTS14C15027K1 | 2700 | 83 | 150 | 100 | 25000 | 1.5 | 1 | 7.64 | 7.64 | 8.9773 | 2020Q2 | https://shop.regencylighting.com/lamps/led/lts14c15027k1-acp.html | Regency Lighting | 2020 | Yes
LED Lighting | Reflector | Philips | True |  | MR16 | GU10 (Bi-Pin / Twist & Lock) | GU10 (Bi-Pin / Twist & Lock) | Home / Light Bulbs / LED / LED MR / Philips - 471565 - 4.5GU10/LEDCLA/F35/2.2-2.7K Dimmable 4.5W MR16 LED Lamp - Universal - 380 Lumens - Warm White (2200 to 2700K) - 80 CRI - 25000 Hours - GU10 (Bi-Pin / Twist & Lock) - 120 to 130V - Clear Philips - 471565 - 4.5GU10/LEDCLA/F35/2.2-2.7K | 2200 | 80 | 380 | 84.4444 | 25000 | 4.5 | 10 | 95.2 | 9.52 | 11.1864 | 2020Q2 | https://shop.regencylighting.com/lamps/led/mr/4-5gu10-ledcla-f35-2-2-2-7k-47156-5.html | Regency Lighting | 2020 | Yes
LED Lighting | Reflector | Satco | True | Daylighting/Photocell, | MR16 | GU10 (Bi-Pin / Twist & Lock) | GU10 (Bi-Pin / Twist & Lock) | Home / Light Bulbs / LED / LED MR / Satco - S9381 - 4.5MR16/LED/40/50K/120V/GU10 Solid State LED Lighting; High Efficacy; Long Life; Dimmable; UL Approved for Totally Enclosed Fixtures 4.5W MR16 LED Lamp - Universal - 1000 Lumens - Daylight (5000K) - 80 CRI - 25000 Hours - GU10 (Bi-Pin / Twist & Lock) - 120 to 130V - White Satco - S9381 - 4.5MR16/LED/40/50K/120V/GU10 | 5000 | 80 | 360 | 80 | 25000 | 4.5 | 48 | 417.12 | 8.69 | 10.2111 | 2020Q2 | https://shop.regencylighting.com/lamps/led/mr/4-5mr16-led-40-50k-120v-gu10-s9381.html | Regency Lighting | 2020 | Yes
LED Lighting | Reflector | Philips | True |  | MR16 | GU5.3 (Bi-Pin) | GU5.3 (Bi-Pin) | Home / Light Bulbs / LED / LED MR / Philips - 470336 - 6.4MR16/F25/3000 DIM 12V Energy Star Rated:Yes, Minimum starting temperature:-20.00 F 6.4W MR16 LED Lamp - Universal - 450 Lumens - Warm White (3000K) - 80 CRI - 25000 Hours - GU5.3 (Bi-Pin) - 12V Philips - 470336 - 6.4MR16/F25/3000 DIM 12V | 3000 | 80 | 450 | 70.3125 | 25000 | 6.4 | 10 | 105.8 | 10.58 | 12.4319 | 2020Q2 | https://shop.regencylighting.com/lamps/led/mr/6-4mr16-f25-3000-dim-12v-47033-6.html | Regency Lighting | 2020 | Yes
LED Lighting | Reflector | Philips | True |  | MR16 | GU5.3 (Bi-Pin) | GU5.3 (Bi-Pin) | Home / Light Bulbs / LED / LED MR / Philips - 470344 - 6.4MR16/F35/3000 DIM 12V Energy Star Rated:Yes, Minimum starting temperature:-20.00 F 6.4W MR16 LED Lamp - Universal - 450 Lumens - Warm White (3000K) - 80 CRI - 25000 Hours - GU5.3 (Bi-Pin) - 12V Philips - 470344 - 6.4MR16/F35/3000 DIM 12V | 3000 | 80 | 450 | 70.3125 | 25000 | 6.4 | 10 | 105.8 | 10.58 | 12.4319 | 2020Q2 | https://shop.regencylighting.com/lamps/led/mr/6-4mr16-f35-3000-dim-12v-47034-4.html | Regency Lighting | 2020 | Yes
LED Lighting | Reflector | Philips | True |  | MR16 | GU5.3 (Bi-Pin) | GU5.3 (Bi-Pin) | Home / Light Bulbs / LED / LED MR / Philips - 454538 - 6.5MR16/F25/2700-2200 DIM 12V Increased Transformer Compatability 6.5W MR16 LED Lamp - Universal - 410 Lumens - Warm White (2200 to 2700K) - 80 CRI - 25000 Hours - GU5.3 (Bi-Pin) - 12V Philips - 454538 - 6.5MR16/F25/2700-2200 DIM 12V | 2200 | 80 | 410 | 63.0769 | 25000 | 6.5 | 10 | 125 | 12.5 | 14.688 | 2020Q2 | https://shop.regencylighting.com/lamps/led/mr/6-5mr16-f25-2700-2200-dim-12v-45453-8.html | Regency Lighting | 2020 | Yes
LED Lighting | Reflector | Philips | True |  | MR16 | GU5.3 (Bi-Pin) | GU5.3 (Bi-Pin) | Home / Light Bulbs / LED / LED MR / Philips - 454546 - 6.5MR16/F35/2700-2200 DIM 12V Increased Transformer Compatability 6.5W MR16 LED Lamp - Universal - 410 Lumens - Warm White (2200 to 2700K) - 80 CRI - 25000 Hours - GU5.3 (Bi-Pin) - 12V Philips - 454546 - 6.5MR16/F35/2700-2200 DIM 12V | 2200 | 80 | 410 | 63.0769 | 25000 | 6.5 | 10 | 125 | 12.5 | 14.688 | 2020Q2 | https://shop.regencylighting.com/lamps/led/mr/6-5mr16-f35-2700-2200-dim-12v-45454-6.html | Regency Lighting | 2020 | Yes
LED Lighting | Reflector | Satco | True |  | MR16 | GU5.3 (Bi-Pin) | GU5.3 (Bi-Pin) | Home / Light Bulbs / LED / LED MR / Satco - S9492 - 6.5MR16/LED/25/35K/12V Approved for Enclosed Fixtures; Silver Back 6.5W MR16 LED Lamp - Universal - 500 Lumens - Neutral White (3500K) - 80 CRI - 25000 Hours - GU5.3 (Bi-Pin) - 12V - Silver Back Satco - S9492 - 6.5MR16/LED/25/35K/12V | 3500 | 80 | 500 | 76.9231 | 25000 | 6.5 | 1 | 8.69 | 8.69 | 10.2111 | 2020Q2 | https://shop.regencylighting.com/lamps/led/mr/6-5mr16-led-25-35k-12v-s9492.html | Regency Lighting | 2020 | Yes
LED Lighting | Reflector | Satco | True |  | MR16 | GU5.3 (Bi-Pin) | GU5.3 (Bi-Pin) | Home / Light Bulbs / LED / LED MR / Satco - S9493 - 6.5MR16/LED/25/40K/12V Approved for Enclosed Fixtures; Silver Back 6.5W MR16 LED Lamp - Universal - 500 Lumens - Cool White (4000K) - 80 CRI - 25000 Hours - GU5.3 (Bi-Pin) - 12V - Silver Back Satco - S9493 - 6.5MR16/LED/25/40K/12V | 4000 | 80 | 500 | 76.9231 | 25000 | 6.5 | 1 | 8.69 | 8.69 | 10.2111 | 2020Q2 | https://shop.regencylighting.com/lamps/led/mr/6-5mr16-led-25-40k-12v-s9493.html | Regency Lighting | 2020 | Yes
LED Lighting | Reflector | Satco | True | Daylighting/Photocell, | MR16 | GU5.3 (Bi-Pin) | GU5.3 (Bi-Pin) | Home / Light Bulbs / LED / LED MR / Satco - S9494 - 6.5MR16/LED/25/50K/12V Approved for Enclosed Fixtures; Silver Back 6.5W MR16 LED Lamp - Universal - 500 Lumens - Daylight (5000K) - 80 CRI - 25000 Hours - GU5.3 (Bi-Pin) - 12V - Silver Back Satco - S9494 - 6.5MR16/LED/25/50K/12V | 5000 | 80 | 500 | 76.9231 | 25000 | 6.5 | 1 | 8.69 | 8.69 | 10.2111 | 2020Q2 | https://shop.regencylighting.com/lamps/led/mr/6-5mr16-led-25-50k-12v-s9494.html | Regency Lighting | 2020 | Yes
LED Lighting | Reflector | Satco | True |  | MR16 | GU10 (Bi-Pin / Twist & Lock) | GU10 (Bi-Pin / Twist & Lock) | Home / Light Bulbs / LED / LED MR / Satco - S9382 - 6.5MR16/LED/40/27K/120V/GU10 MR16 LED Lamp 6.5W MR16 LED Lamp - Universal - Warm White (2700K) - 80 CRI - GU10 (Bi-Pin / Twist & Lock) - 120 to 130V Satco - S9382 - 6.5MR16/LED/40/27K/120V/GU10 | 2700 | 80 | 500 | 76.9231 |  | 6.5 | 1 | 8.69 | 8.69 | 10.2111 | 2020Q2 | https://shop.regencylighting.com/lamps/led/mr/6-5mr16-led-40-27k-120v-gu10-s9382.html | Regency Lighting | 2020 | Yes
LED Lighting | Reflector | Satco | True |  | MR16 | GU10 (Bi-Pin / Twist & Lock) | GU10 (Bi-Pin / Twist & Lock) | Home / Light Bulbs / LED / LED MR / Satco - S8588 - 6.5MR16/LED/40/27K/90CRI/GU10 Approved for Enclosed Fixtures 6.5W MR16 LED Lamp - Universal - 450 Lumens - Warm White (2700K) - 90 CRI - 25000 Hours - GU10 (Bi-Pin / Twist & Lock) - 120 to 130V Satco - S8588 - 6.5MR16/LED/40/27K/90CRI/GU10 | 2700 | 90 | 450 | 69.2308 | 25000 | 6.5 | 1 | 6.93 | 6.93 | 8.143 | 2020Q2 | https://shop.regencylighting.com/lamps/led/mr/6-5mr16-led-40-27k-90cri-gu10-s8588.html | Regency Lighting | 2020 | Yes
LED Lighting | Reflector | Satco | True |  | MR16 | GU10 (Bi-Pin / Twist & Lock) | GU10 (Bi-Pin / Twist & Lock) | Home / Light Bulbs / LED / LED MR / Satco - S9384 - 6.5MR16/LED/40/40K/120V/GU10 MR16 LED Lamp 6.5W MR16 LED Lamp - Universal - Cool White (4000K) - 80 CRI - GU10 (Bi-Pin / Twist & Lock) - 120 to 130V Satco - S9384 - 6.5MR16/LED/40/40K/120V/GU10 | 4000 | 80 | 500 | 76.9231 |  | 6.5 | 1 | 8.69 | 8.69 | 10.2111 | 2020Q2 | https://shop.regencylighting.com/lamps/led/mr/6-5mr16-led-40-40k-120v-gu10-s9384.html | Regency Lighting | 2020 | Yes
LED Lighting | Reflector | Philips | True |  | MR16 | GU5.3 (Bi-Pin) | GU5.3 (Bi-Pin) | Home / Light Bulbs / LED / LED MR / Philips - 47913-9 - 6.5MR16/LED/F25/927/D/EC/12V LED MR16 Lamp 6.5W MR16 LED Lamp - Universal - 485 Lumens - Warm White (2700K) - 91 CRI - 25000 hrs. - GU5.3 (Bi-Pin) - 12V Philips - 47913-9 - 6.5MR16/LED/F25/927/D/EC/12V | 2700 | 91 | 485 | 74.6154 | 25000 | 6.5 | 1 | 19.14 | 19.14 | 22.4902 | 2020Q2 | https://shop.regencylighting.com/lamps/led/mr/6-5mr16-led-f25-927-d-ec-12v-47913-9.html | Regency Lighting | 2020 | Yes
LED Lighting | Reflector | Philips | True |  | MR16 | GU5.3 (Bi-Pin) | GU5.3 (Bi-Pin) | Home / Light Bulbs / LED / LED MR / Philips - 479170 - 6.5MR16/LED/F35/930/D/EC Black Housing 6.5W MR16 LED Lamp - Universal - 485 Lumens - Warm White (3000K) - 91 CRI - 25000 Hours - GU5.3 (Bi-Pin) - 12V Philips - 479170 - 6.5MR16/LED/F35/930/D/EC | 3000 | 91 | 485 | 74.6154 | 25000 | 6.5 | 10 | 191.4 | 19.14 | 22.4902 | 2020Q2 | https://shop.regencylighting.com/lamps/led/mr/6-5mr16-led-f35-930-d-ec-47917-0.html | Regency Lighting | 2020 | Yes
LED Lighting | Reflector | Maxlite | True |  | MR16 | GU10 (Bi-Pin / Twist & Lock) | GU10 (Bi-Pin / Twist & Lock) | Home / Light Bulbs / LED / LED MR / Maxlite - 14098882 - 6.5MR16GUD927FL/JA8 MR16 LED Lamp 6.5W MR16 LED Lamp - Universal - 500 Lumens - Warm White (2700K) - 92 CRI - 25000 Hours - GU10 (Bi-Pin / Twist & Lock) - 120 to 130V Maxlite - 14098882 - 6.5MR16GUD927FL/JA8 | 2700 | 92 | 500 | 76.9231 | 25000 | 6.5 | 1 | 6.34 | 6.34 | 7.4497 | 2020Q2 | https://shop.regencylighting.com/lamps/led/mr/6-5mr16gud927fl-ja8-mxt.html | Regency Lighting | 2020 | Yes
LED Lighting | Reflector | Maxlite | True |  | MR16 | GU10 (Bi-Pin / Twist & Lock) | GU10 (Bi-Pin / Twist & Lock) | Home / Light Bulbs / LED / LED MR / Maxlite - 14098883 - 6.5MR16GUD930FL/JA8 Energy Star Rated; Suitable for Damp Locations; Not for Use in Totally Enclosed Fixtures 6.5W MR16 LED Lamp - Universal - 500 Lumens - Warm White (3000K) - 93 CRI - 25000 Hours - GU10 (Bi-Pin / Twist & Lock) - 120 to 130V Maxlite - 14098883 - 6.5MR16GUD930FL/JA8 | 3000 | 93 | 500 | 76.9231 | 25000 | 6.5 | 1 | 6.34 | 6.34 | 7.4497 | 2020Q2 | https://shop.regencylighting.com/lamps/led/mr/6-5mr16gud930fl-ja8-mxt.html | Regency Lighting | 2020 | Yes
LED Lighting | Reflector | Maxlite | True |  | MR16 | GU10 (Bi-Pin / Twist & Lock) | GU10 (Bi-Pin / Twist & Lock) | Home / Light Bulbs / LED / LED MR / Maxlite - 1408216 - 6.5MR16GUDLED27FL/G2 MR16 LED Lamp 6.5W MR16 LED Lamp - Universal - 500 Lumens - Warm White (2700K) - 84 CRI - 25000 Hours - GU10 (Bi-Pin / Twist & Lock) - 120 to 130V Maxlite - 1408216 - 6.5MR16GUDLED27FL/G2 | 2700 | 84 | 500 | 76.9231 | 25000 | 6.5 | 1 | 4.41 | 4.41 | 5.1819 | 2020Q2 | https://shop.regencylighting.com/lamps/led/mr/6-5mr16gudled27fl-g2-mxt.html | Regency Lighting | 2020 | Yes
LED Lighting | Reflector | Philips | True |  | MR16 | GU5.3 (Bi-Pin) | GU5.3 (Bi-Pin) | Home / Light Bulbs / LED / LED MR / Philips - 533141 - 7.3MR16/LED/827/F35/DIM 12V MR16 LED Spout Lamp 7.3W MR16 LED Lamp - 515 Lumens - Warm White (2700K) - 80 CRI - 25000 Hours - GU5.3 (Bi-Pin) - 120 to 130V Philips - 533141 - 7.3MR16/LED/827/F35/DIM 12V | 2700 | 80 | 515 | 70.5479 | 25000 | 7.3 | 1 | 13.47 | 13.47 | 15.8278 | 2020Q2 | https://shop.regencylighting.com/lamps/led/mr/7-3mr16-led-827-f35-dim-12v-53314-1.html | Regency Lighting | 2020 | Yes
LED Lighting | Reflector | Philips | True |  | MR16 | GU5.3 (Bi-Pin) | GU5.3 (Bi-Pin) | Home / Light Bulbs / LED / LED MR / Philips - 470179 - 7MR16 EXPERTCOLOR F25 930 D Contains No Mercury; Instant-on Light; Uniform Beam 7W MR16 LED Lamp - Universal - 460 Lumens - Warm White (3000K) - 95 CRI - 40000 Hours - GU5.3 (Bi-Pin) - 12V Philips - 470179 - 7MR16 EXPERTCOLOR F25 930 D | 3000 | 95 | 460 | 65.7143 | 40000 | 7 | 1 | 16.83 | 16.83 | 19.7759 | 2020Q2 | https://shop.regencylighting.com/lamps/led/mr/7mr16-expertcolor-f25-930-d-47017-9.html | Regency Lighting | 2020 | Yes
LED Lighting | Reflector | Philips | True |  | MR16 | GU5.3 (Bi-Pin) | GU5.3 (Bi-Pin) | Home / Light Bulbs / LED / LED MR / Philips - 470187 - 7MR16 EXPERTCOLOR F25 940 D Easy to Replace/Retro-Fit- iPerfect Fiti in Most Current Halogen Fixtures; Wide Patented Spectrum Spec 7W MR16 LED Lamp - Universal - 460 Lumens - Cool White (4000K) - 95 CRI - 40000 Hours - GU5.3 (Bi-Pin) - 12V Philips - 470187 - 7MR16 EXPERTCOLOR F25 940 D | 4000 | 95 | 460 | 65.7143 | 40000 | 7 | 1 | 16.83 | 16.83 | 19.7759 | 2020Q2 | https://shop.regencylighting.com/lamps/led/mr/7mr16-expertcolor-f25-940-d-47018-7.html | Regency Lighting | 2020 | Yes
LED Lighting | Reflector | Philips | True |  | MR16 | GU5.3 (Bi-Pin) | GU5.3 (Bi-Pin) | Home / Light Bulbs / LED / LED MR / Philips - 470203 - 7MR16 EXPERTCOLOR F35 930 D Contains No Mercury; Instant-on Light; Uniform Beam 7W MR16 LED Lamp - Universal - 460 Lumens - Warm White (3000K) - 95 CRI - 40000 Hours - GU5.3 (Bi-Pin) - 12V Philips - 470203 - 7MR16 EXPERTCOLOR F35 930 D | 3000 | 95 | 460 | 65.7143 | 40000 | 7 | 1 | 16.83 | 16.83 | 19.7759 | 2020Q2 | https://shop.regencylighting.com/lamps/led/mr/7mr16-expertcolor-f35-930-d-47020-3.html | Regency Lighting | 2020 | Yes
LED Lighting | Reflector | Philips | True |  | MR16 | GU5.3 (Bi-Pin) | GU5.3 (Bi-Pin) | Home / Light Bulbs / LED / LED MR / Philips - 470211 - 7MR16 EXPERTCOLOR F35 940 D Contains No Mercury; Instant-on Light; Uniform Beam 7W MR16 LED Lamp - Universal - 460 Lumens - Cool White (4000K) - 95 CRI - 40000 Hours - GU5.3 (Bi-Pin) - 12V Philips - 470211 - 7MR16 EXPERTCOLOR F35 940 D | 4000 | 95 | 460 | 65.7143 | 40000 | 7 | 1 | 16.83 | 16.83 | 19.7759 | 2020Q2 | https://shop.regencylighting.com/lamps/led/mr/7mr16-expertcolor-f35-940-d-47021-1.html | Regency Lighting | 2020 | Yes
LED Lighting | Reflector | Philips | True |  | MR16 | GU5.3 (Bi-Pin) | GU5.3 (Bi-Pin) | Home / Light Bulbs / LED / LED MR / Philips - 461558 - 7MR16/LED/F25/827/DIM AF2 Candle Power 2400 cd, Energy Star Rated. Not Affected by Epact. 7W MR16 LED Lamp - Universal - 500 Lumens - Warm White (2700K) - 80 CRI - 40000 Hours - GU5.3 (Bi-Pin) - 12V Philips - 461558 - 7MR16/LED/F25/827/DIM AF2 | 2700 | 80 | 500 | 71.4286 | 40000 | 7 | 10 | 225 | 22.5 | 26.4384 | 2020Q2 | https://shop.regencylighting.com/lamps/led/mr/7mr16-led-f25-827-dim-af2-46155-8.html | Regency Lighting | 2020 | Yes
LED Lighting | Reflector | Philips | True |  | MR16 | GU5.3 (Bi-Pin) | GU5.3 (Bi-Pin) | Home / Light Bulbs / LED / LED MR / Philips - 531814 - 7MR16/LED/F25/827/DIM AF2 MRX16 LED Bulb 7W MR16 LED Lamp - Universal - 500 Lumens - Warm White (2700K) - 80 CRI - GU5.3 (Bi-Pin) - 12V Philips - 531814 - 7MR16/LED/F25/827/DIM AF2 | 2700 | 80 | 500 | 71.4286 |  | 7 | 1 | 17.31 | 17.31 | 20.3399 | 2020Q2 | https://shop.regencylighting.com/lamps/led/mr/7mr16-led-f25-827-dim-af2-53181-4.html | Regency Lighting | 2020 | Yes
LED Lighting | Reflector | Philips | True |  | MR16 | GU5.3 (Bi-Pin) | GU5.3 (Bi-Pin) | Home / Light Bulbs / LED / LED MR / Philips - 461566 - 7MR16/LED/F25/830/DIM AF2 10/1 Candle Power 2500 cd, Energy Star Rated. Not Affected by Epact. 7W MR16 LED Lamp - Universal - 500 Lumens - Warm White (3000K) - 90 CRI - 40000 Hours - GU5.3 (Bi-Pin) - 12V Philips - 461566 - 7MR16/LED/F25/830/DIM AF2 10/1 | 3000 | 90 | 500 | 71.4286 | 40000 | 7 | 10 | 173.1 | 17.31 | 20.3399 | 2020Q2 | https://shop.regencylighting.com/lamps/led/mr/7mr16-led-f25-830-dim-af2-10-1-46156-6.html | Regency Lighting | 2020 | Yes
LED Lighting | Reflector | Philips | True |  | MR16 | GU5.3 (Bi-Pin) | GU5.3 (Bi-Pin) | Home / Light Bulbs / LED / LED MR / Philips - 531863 - 7MR16/LED/F35/827/DIM AF2 10/1 MRX16 LED Bulb 7W MR16 LED Lamp - Universal - 500 Lumens - Warm White (2700K) - 80 CRI - 25000 Hours - GU5.3 (Bi-Pin) - 12V Philips - 531863 - 7MR16/LED/F35/827/DIM AF2 10/1 | 2700 | 80 | 500 | 71.4286 | 25000 | 7 | 1 | 17.31 | 17.31 | 20.3399 | 2020Q2 | https://shop.regencylighting.com/lamps/led/mr/7mr16-led-f35-827-dim-af2-10-1-53186-3.html | Regency Lighting | 2020 | Yes
LED Lighting | Reflector | Philips | True |  | MR16 | GU5.3 (Bi-Pin) | GU5.3 (Bi-Pin) | Home / Light Bulbs / LED / LED MR / Philips - 461590 - 7MR16/LED/F35/830/DIM AF2 10/1 Candle Power 1350 cd, Energy Star Rated. Not Affected by Epact. 7W MR16 LED Lamp - Universal - 500 Lumens - Warm White (3000K) - 90 CRI - 40000 Hours - GU5.3 (Bi-Pin) - 12V Philips - 461590 - 7MR16/LED/F35/830/DIM AF2 10/1 | 3000 | 90 | 500 | 71.4286 | 40000 | 7 | 10 | 173.1 | 17.31 | 20.3399 | 2020Q2 | https://shop.regencylighting.com/lamps/led/mr/7mr16-led-f35-830-dim-af2-10-1-46159-0.html | Regency Lighting | 2020 | Yes
LED Lighting | Reflector | Philips | True |  | MR16 | GU5.3 (Bi-Pin) | GU5.3 (Bi-Pin) | Home / Light Bulbs / LED / LED MR / Philips - 461608 - 7MR16/LED/F35/840/DIM AF2 Candle Power 1400 cd, Energy Star Rated. Not Affected by Epact. 7W MR16 LED Lamp - Universal - 530 Lumens - Cool White (4000K) - 90 CRI - 40000 Hours - GU5.3 (Bi-Pin) - 12V Philips - 461608 - 7MR16/LED/F35/840/DIM AF2 | 4000 | 90 | 530 | 75.7143 | 40000 | 7 | 10 | 173.1 | 17.31 | 20.3399 | 2020Q2 | https://shop.regencylighting.com/lamps/led/mr/7mr16-led-f35-840-dim-af2-46160-8.html | Regency Lighting | 2020 | Yes
LED Lighting | Reflector | Philips | True |  | MR16 | GU5.3 (Bi-Pin) | GU5.3 (Bi-Pin) | Home / Light Bulbs / LED / LED MR / Philips - 461525 - 7MR16/LED/S15/827/DIM AF2 Candle Power 3500 cd, Energy Star Rated. Not Affected by Epact. 7W MR16 LED Lamp - Universal - 500 Lumens - Warm White (2700K) - 80 CRI - 40000 Hours - GU5.3 (Bi-Pin) - 12V Philips - 461525 - 7MR16/LED/S15/827/DIM AF2 | 2700 | 80 | 500 | 71.4286 | 40000 | 7 | 1 | 17.31 | 17.31 | 20.3399 | 2020Q2 | https://shop.regencylighting.com/lamps/led/mr/7mr16-led-s15-827-dim-af2-46152-5.html | Regency Lighting | 2020 | Yes
LED Lighting | Reflector | Maxlite | True |  | MR16 | GU5.3 (Bi-Pin) | GU5.3 (Bi-Pin) | Home / Light Bulbs / LED / LED MR / Maxlite - 14099070 - 7MR16D27FL MR-16 LED Lamp 7W MR16 LED Lamp - Universal - 500 Lumens - Warm White (2700K) - 82 CRI - 25000 Hours - GU5.3 (Bi-Pin) - 12V Maxlite - 14099070 - 7MR16D27FL | 2700 | 82 | 500 | 71.4286 | 25000 | 7 | 1 | 4.96 | 4.96 | 5.8282 | 2020Q2 | https://shop.regencylighting.com/lamps/led/mr/7mr16d27fl-mxt.html | Regency Lighting | 2020 | Yes
LED Lighting | Reflector | Philips | True |  | MR16 | GU5.3 (Bi-Pin) | GU5.3 (Bi-Pin) | Home / Light Bulbs / LED / LED MR / Philips - 433623 - 7MRX16/F25 2700 DIM AF HO MRX16 LED Bulb 7W MR16 LED Lamp - Universal - 500 Lumens - Warm White (2700K) - 80 CRI - 40000 Hours - GU5.3 (Bi-Pin) - 12V Philips - 433623 - 7MRX16/F25 2700 DIM AF HO | 2700 | 80 | 500 | 71.4286 | 40000 | 7 | 1 | 17.31 | 17.31 | 20.3399 | 2020Q2 | https://shop.regencylighting.com/lamps/led/mr/7mrx16-f25-2700-dim-af-ho-43362-3.html | Regency Lighting | 2020 | Yes
LED Lighting | Reflector | Philips | True |  | MR16 | GU5.3 (Bi-Pin) | GU5.3 (Bi-Pin) | Home / Light Bulbs / LED / LED MR / Philips - 533182 - 8.5MR16/LED/827/F35/DIM Black Housing 8.5W MR16 LED Lamp - Universal - 600 Lumens - Warm White (2700K) - 80 CRI - 25000 Hours - GU5.3 (Bi-Pin) - 12V Philips - 533182 - 8.5MR16/LED/827/F35/DIM | 2700 | 80 | 600 | 70.5882 | 25000 | 8.5 | 10 | 163.5 | 16.35 | 19.2119 | 2020Q2 | https://shop.regencylighting.com/lamps/led/mr/8-5mr16-led-827-f35-dim-53318-2.html | Regency Lighting | 2020 | Yes
LED Lighting | Reflector | Philips | True |  | MR16 | GU5.3 (Bi-Pin) | GU5.3 (Bi-Pin) | Home / Light Bulbs / LED / LED MR / Philips - 533174 - 8.5MR16/LED/830/F25/DIM Dimmable 8.5W MR16 LED Lamp - Universal - 620 Lumens - Warm White (3000K) - 80 CRI - 25000 Hours - GU5.3 (Bi-Pin) - 12V Philips - 533174 - 8.5MR16/LED/830/F25/DIM | 3000 | 80 | 620 | 72.9412 | 25000 | 8.5 | 1 | 16.35 | 16.35 | 19.2119 | 2020Q2 | https://shop.regencylighting.com/lamps/led/mr/8-5mr16-led-830-f25-dim-53317-4.html | Regency Lighting | 2020 | Yes
LED Lighting | Reflector | Philips | True |  | MR16 | GU5.3 (Bi-Pin) | GU5.3 (Bi-Pin) | Home / Light Bulbs / LED / LED MR / Philips - 533190 - 8.5MR16/LED/830/F35/DIM 12V Black Housing 8.5W MR16 LED Lamp - Universal - 620 Lumens - Warm White (3000K) - 80 CRI - 25000 Hours - GU5.3 (Bi-Pin) - 12V Philips - 533190 - 8.5MR16/LED/830/F35/DIM 12V | 3000 | 80 | 620 | 72.9412 | 25000 | 8.5 | 10 | 163.5 | 16.35 | 19.2119 | 2020Q2 | https://shop.regencylighting.com/lamps/led/mr/8-5mr16-led-830-f35-dim-12v-53319-0.html | Regency Lighting | 2020 | Yes
LED Lighting | Reflector | Philips | True |  | MR16 | GU5.3 (Bi-Pin) | GU5.3 (Bi-Pin) | Home / Light Bulbs / LED / LED MR / Philips - 533331 - 8.5MR16/LED/840/F35/DIM Black Housing 8.5W MR16 LED Lamp - Universal - 660 Lumens - Cool White (4000K) - 80 CRI - 25000 Hours - GU5.3 (Bi-Pin) - 12V Philips - 533331 - 8.5MR16/LED/840/F35/DIM | 4000 | 80 | 660 | 77.6471 | 25000 | 8.5 | 40 | 654 | 16.35 | 19.2119 | 2020Q2 | https://shop.regencylighting.com/lamps/led/mr/8-5mr16-led-840-f35-dim-53333-1.html | Regency Lighting | 2020 | Yes
LED Lighting | Reflector | Green Creative | True |  | MR16 | GU5.3 (Bi-Pin) | GU5.3 (Bi-Pin) | Home / Light Bulbs / LED / LED MR / Green Creative - 98029 - 8.5MR16DIM/930SP15/R Suitable for Totally Enclosed Fixtures 8.5W MR16 LED Lamp - Universal - 580 Lumens - Warm White (3000K) - 92 CRI - 25000 Hours - GU5.3 (Bi-Pin) - 12V Green Creative - 98029 - 8.5MR16DIM/930SP15/R | 3000 | 92 | 580 | 68.2353 | 25000 | 8.5 | 1 | 25.44 | 25.44 | 29.893 | 2020Q2 | https://shop.regencylighting.com/lamps/led/mr/8-5mr16dim-930sp15-r-grc.html | Regency Lighting | 2020 | Yes
LED Lighting | Reflector | Philips | True |  | MR16 | GU5.3 (Bi-Pin) | GU5.3 (Bi-Pin) | Home / Light Bulbs / LED / LED MR / Philips - 457523 - 8.5MRX16/F25 4000 DIM AF 10/1 Candle Power 3350 cd, Energy Star Rated. Not Affected by Epact. 8.5W MR16 LED Lamp - Universal - 690 Lumens - Cool White (4000K) - 80 CRI - 25000 Hours - GU5.3 (Bi-Pin) - 12V Philips - 457523 - 8.5MRX16/F25 4000 DIM AF 10/1 | 4000 | 80 | 690 | 81.1765 | 25000 | 8.5 | 10 | 230.8 | 23.08 | 27.1199 | 2020Q2 | https://shop.regencylighting.com/lamps/led/mr/8-5mrx16-f25-4000-dim-af-10-1-45752-3.html | Regency Lighting | 2020 | Yes
LED Lighting | Reflector | Philips | True |  | MR16 | GU5.3 (Bi-Pin) | GU5.3 (Bi-Pin) | Home / Light Bulbs / LED / LED MR / Philips - 531673 - 8.5MRX16/F35 4000 DIM AF 10/1 MRX16 LED Bulb 8.5W MR16 LED Lamp - Universal - 670 Lumens - Cool White (4000K) - 80 CRI - 25000 Hours - GU5.3 (Bi-Pin) - 12V Philips - 531673 - 8.5MRX16/F35 4000 DIM AF 10/1 | 4000 | 80 | 670 | 78.8235 | 25000 | 8.5 | 1 | 23.08 | 23.08 | 27.1199 | 2020Q2 | https://shop.regencylighting.com/lamps/led/mr/8-5mrx16-f35-4000-dim-af-10-1-53167-3.html | Regency Lighting | 2020 | Yes
LED Lighting | Reflector | Satco | True |  | MR16 | GU5.3 (Bi-Pin) | GU5.3 (Bi-Pin) | Home / Light Bulbs / LED / LED MR / Satco - S8635 - 8MR16/LED/15/27K/90CRI/12V Approved for Enclosed Fixtures; Damp Location Rated; Silver Back 8W MR16 LED Lamp - Universal - 490 Lumens - Warm White (2700K) - 90 CRI - 25000 Hours - GU5.3 (Bi-Pin) - 12V - Clear Satco - S8635 - 8MR16/LED/15/27K/90CRI/12V | 2700 | 90 | 490 | 61.25 | 25000 | 8 | 1 | 11.04 | 11.04 | 12.9724 | 2020Q2 | https://shop.regencylighting.com/lamps/led/mr/8mr16-led-15-27k-90cri-12v-s8635.html | Regency Lighting | 2020 | Yes
LED Lighting | Reflector | Satco | True |  | MR16 | GU5.3 (Bi-Pin) | GU5.3 (Bi-Pin) | Home / Light Bulbs / LED / LED MR / Satco - S8636 - 8MR16/LED/15/30K/90CRI/12V Approved for Enclosed Fixtures; Damp Location Rated 8W MR16 LED Lamp - Universal - 490 Lumens - Warm White (3000K) - 90 CRI - 25000 Hours - GU5.3 (Bi-Pin) - 12V Satco - S8636 - 8MR16/LED/15/30K/90CRI/12V | 3000 | 90 | 490 | 61.25 | 25000 | 8 | 1 | 13.16 | 13.16 | 15.4635 | 2020Q2 | https://shop.regencylighting.com/lamps/led/mr/8mr16-led-15-30k-90cri-12v-s8636.html | Regency Lighting | 2020 | Yes
LED Lighting | Reflector | Satco | True |  | MR16 | GU5.3 (Bi-Pin) | GU5.3 (Bi-Pin) | Home / Light Bulbs / LED / LED MR / Satco - S8637 - 8MR16/LED/15/35K/90CRI/12V Approved for Enclosed Fixtures; Damp Location Rated; Silver Back 8W MR16 LED Lamp - Universal - 490 Lumens - Neutral White (3500K) - 90 CRI - 25000 Hours - GU5.3 (Bi-Pin) - 12V - Clear Satco - S8637 - 8MR16/LED/15/35K/90CRI/12V | 3500 | 90 | 490 | 61.25 | 25000 | 8 | 1 | 10.44 | 10.44 | 12.2674 | 2020Q2 | https://shop.regencylighting.com/lamps/led/mr/8mr16-led-15-35k-90cri-12v-s8637.html | Regency Lighting | 2020 | Yes
LED Lighting | Reflector | Satco | True |  | MR16 | GU5.3 (Bi-Pin) | GU5.3 (Bi-Pin) | Home / Light Bulbs / LED / LED MR / Satco - S8638 - 8MR16/LED/15/40K/90CRI/12V Approved for Enclosed Fixtures; Damp Location Rated 8W MR16 LED Lamp - Universal - 490 Lumens - Cool White (4000K) - 90 CRI - 25000 Hours - GU5.3 (Bi-Pin) - 12V Satco - S8638 - 8MR16/LED/15/40K/90CRI/12V | 4000 | 90 | 490 | 61.25 | 25000 | 8 | 1 | 10.44 | 10.44 | 12.2674 | 2020Q2 | https://shop.regencylighting.com/lamps/led/mr/8mr16-led-15-40k-90cri-12v-s8638.html | Regency Lighting | 2020 | Yes
LED Lighting | Reflector | Norman | False |  | MR16 | GX5.3 (Mini Bi-Pin) | GX5.3 (Mini Bi-Pin) | Home / Light Bulbs / LED / LED MR / Norman - LED-5MR16-24V-3 Direct Replacement for 50MR16 24 Volt Halogen; Suitable for Damp Locations 5W MR16 LED Lamp - Universal - 420 Lumens - Warm White (3000K) - 25000 hrs. - GX5.3 (Mini Bi-Pin) - 24V Norman - LED-5MR16-24V-3 | 3000 |  | 420 | 84 | 25000 | 5 | 1 | 13.21 | 13.21 | 15.5223 | 2020Q2 | https://shop.regencylighting.com/lamps/led/mr/led-5mr16-24v-3-nmn.html | Regency Lighting | 2020 | Yes
LED Lighting | Reflector | TCP | False |  | PAR30 | E26 (Medium) | E26 (Medium) | Home / Light Bulbs / LED / LED MR / TCP - LED12BR3030K Indoor/Outdoor; Rated for Enclosed Fixtures; Damp Location 12W BR30 LED Lamp - Universal - 875 Lumens - Warm White (3000K) - 80 CRI - 25000 Hours - E26 (Medium) - 120 to 130V TCP - LED12BR3030K | 3000 | 80 | 875 | 72.9167 | 25000 | 12 | 1 | 8.51 | 8.51 | 9.9996 | 2020Q2 | https://shop.regencylighting.com/lamps/led/mr/led12br3030k-tcp.html | Regency Lighting | 2020 | Yes
LED Lighting | Reflector | TCP | True |  | MR16 | GU5.3 (Bi-Pin) | GU5.3 (Bi-Pin) | Home / Light Bulbs / LED / LED MR / TCP - LED512VMR1627KNFL Damp Location 5W MR16 LED Lamp - Universal - 350 Lumens - Warm White (2700K) - 82 CRI - 25000 Hours - GU5.3 (Bi-Pin) - 12V - White TCP - LED512VMR1627KNFL | 2700 | 82 | 350 | 70 | 25000 | 5 | 1 | 6.87 | 6.87 | 8.0725 | 2020Q2 | https://shop.regencylighting.com/lamps/led/mr/led512vmr1627knfl-tcp.html | Regency Lighting | 2020 | Yes
LED Lighting | Reflector | TCP | True |  | MR16 | GU5.3 (Bi-Pin) | GU5.3 (Bi-Pin) | Home / Light Bulbs / LED / LED MR / TCP - LED512VMR1630KNFL Damp Location 5W MR16 LED Lamp - Universal - 350 Lumens - Warm White (3000K) - 82 CRI - 25000 Hours - GU5.3 (Bi-Pin) - 12V TCP - LED512VMR1630KNFL | 3000 | 82 | 350 | 70 | 25000 | 5 | 1 | 6.87 | 6.87 | 8.0725 | 2020Q2 | https://shop.regencylighting.com/lamps/led/mr/led512vmr1630knfl-tcp.html | Regency Lighting | 2020 | Yes
LED Lighting | Reflector | Sylvania | False |  | MR16 | GU5.3 (Bi-Pin) | GU5.3 (Bi-Pin) | Home / Light Bulbs / LED / LED MR / Sylvania - 79129 - LED5MR16830FL3510YVBL UV and IR Free; Mercury and Lead Free 5W MR16 LED Lamp - Universal - 350 Lumens - Warm White (3000K) - 81 CRI - 11000 Hours - GU5.3 (Bi-Pin) - 12V Sylvania - 79129 - LED5MR16830FL3510YVBL | 3000 | 81 | 350 | 70 | 11000 | 5 | 18 | 57.24 | 3.18 | 3.7366 | 2020Q2 | https://shop.regencylighting.com/lamps/led/mr/led5mr16830fl3510yvbl-79129.html | Regency Lighting | 2020 | Yes
LED Lighting | Reflector | TCP | True |  | MR16 | GU5.3 (Bi-Pin) | GU5.3 (Bi-Pin) | Home / Light Bulbs / LED / LED MR / TCP - LED712VMR16827KFL Damp Location 7W MR16 LED Lamp - Universal - 500 Lumens - Warm White (2700K) - 80 CRI - 25000 Hours - GU5.3 (Bi-Pin) - 12V - White TCP - LED712VMR16827KFL | 2700 | 80 | 500 | 71.4286 | 25000 | 7 | 1 | 16.98 | 16.98 | 19.9522 | 2020Q2 | https://shop.regencylighting.com/lamps/led/mr/led712vmr16827kfl-tcp.html | Regency Lighting | 2020 | Yes
LED Lighting | Reflector | TCP | True |  | MR16 | GU5.3 (Bi-Pin) | GU5.3 (Bi-Pin) | Home / Light Bulbs / LED / LED MR / TCP - LED712VMR16827KNFL Damp Location 7W MR16 LED Lamp - Universal - 500 Lumens - Warm White (2700K) - 80 CRI - 25000 Hours - GU5.3 (Bi-Pin) - 12V - White TCP - LED712VMR16827KNFL | 2700 | 80 | 500 | 71.4286 | 25000 | 7 | 1 | 16.98 | 16.98 | 19.9522 | 2020Q2 | https://shop.regencylighting.com/lamps/led/mr/led712vmr16827knfl-tcp.html | Regency Lighting | 2020 | Yes
LED Lighting | Reflector | TCP | True |  | MR16 | GU5.3 (Bi-Pin) | GU5.3 (Bi-Pin) | Home / Light Bulbs / LED / LED MR / TCP - LED712VMR16927KFL Damp Location 7W MR16 LED Lamp - Universal - 425 Lumens - Warm White (2700K) - 90 CRI - 25000 Hours - GU5.3 (Bi-Pin) - 12V - White TCP - LED712VMR16927KFL | 2700 | 90 | 425 | 60.7143 | 25000 | 7 | 48 | 905.28 | 18.86 | 22.1612 | 2020Q2 | https://shop.regencylighting.com/lamps/led/mr/led712vmr16927kfl-tcp.html | Regency Lighting | 2020 | Yes
LED Lighting | Reflector | TCP | True |  | MR16 | GU5.3 (Bi-Pin) | GU5.3 (Bi-Pin) | Home / Light Bulbs / LED / LED MR / TCP - LED712VMR16927KNFL Damp Location 7W MR16 LED Lamp - Universal - 425 Lumens - Warm White (2700K) - 90 CRI - 25000 Hours - GU5.3 (Bi-Pin) - 12V - White TCP - LED712VMR16927KNFL | 2700 | 90 | 425 | 60.7143 | 25000 | 7 | 1 | 18.86 | 18.86 | 22.1612 | 2020Q2 | https://shop.regencylighting.com/lamps/led/mr/led712vmr16927knfl-tcp.html | Regency Lighting | 2020 | Yes
LED Lighting | Reflector | TCP | True |  | MR16 | GU10 (Bi-Pin / Twist & Lock) | GU10 (Bi-Pin / Twist & Lock) | Home / Light Bulbs / LED / LED MR / TCP - LED7GU10MR1627KFL Damp Location 7W MR16 LED Lamp - Universal - 350 Lumens - Warm White (2700K) - 82 CRI - 25000 Hours - GU10 (Bi-Pin / Twist & Lock) - 120 to 130V - White TCP - LED7GU10MR1627KFL | 2700 | 82 | 350 | 50 | 25000 | 7 | 12 | 119.88 | 9.99 | 11.7386 | 2020Q2 | https://shop.regencylighting.com/lamps/led/mr/led7gu10mr1627kfl-tcp.html | Regency Lighting | 2020 | Yes
LED Lighting | Reflector | TCP | True |  | MR16 | GU10 (Bi-Pin / Twist & Lock) | GU10 (Bi-Pin / Twist & Lock) | Home / Light Bulbs / LED / LED MR / TCP - LED7MR16GU1027KFL Damp Location 7W MR16 LED Lamp - Universal - 500 Lumens - Warm White (2700K) - 82 CRI - 25000 Hours - GU10 (Bi-Pin / Twist & Lock) - 120 to 130V - White TCP - LED7MR16GU1027KFL | 2700 | 82 | 500 | 71.4286 | 25000 | 7 | 48 | 208.32 | 4.34 | 5.0997 | 2020Q2 | https://shop.regencylighting.com/lamps/led/mr/led7mr16gu1027kfl-tcp.html | Regency Lighting | 2020 | Yes
LED Lighting | Reflector | TCP | True |  | MR16 | GU10 (Bi-Pin / Twist & Lock) | GU10 (Bi-Pin / Twist & Lock) | Home / Light Bulbs / LED / LED MR / TCP - LED7MR16GU1027KNFL Damp Location 7W MR16 LED Lamp - Universal - 500 Lumens - Warm White (2700K) - 82 CRI - 25000 Hours - GU10 (Bi-Pin / Twist & Lock) - 120 to 130V - White TCP - LED7MR16GU1027KNFL | 2700 | 82 | 500 | 71.4286 | 25000 | 7 | 48 | 208.32 | 4.34 | 5.0997 | 2020Q2 | https://shop.regencylighting.com/lamps/led/mr/led7mr16gu1027knfl-tcp.html | Regency Lighting | 2020 | Yes
LED Lighting | Reflector | TCP | True |  | MR16 | GU10 (Bi-Pin / Twist & Lock) | GU10 (Bi-Pin / Twist & Lock) | Home / Light Bulbs / LED / LED MR / TCP - LED7MR16GU1030KFL Damp Location 7W MR16 LED Lamp - Universal - 525 Lumens - Warm White (3000K) - 82 CRI - 25000 Hours - GU10 (Bi-Pin / Twist & Lock) - 120 to 130V - White TCP - LED7MR16GU1030KFL | 3000 | 82 | 525 | 75 | 25000 | 7 | 12 | 52.08 | 4.34 | 5.0997 | 2020Q2 | https://shop.regencylighting.com/lamps/led/mr/led7mr16gu1030kfl-tcp.html | Regency Lighting | 2020 | Yes
LED Lighting | Reflector | TCP | True |  | MR16 | GU10 (Bi-Pin / Twist & Lock) | GU10 (Bi-Pin / Twist & Lock) | Home / Light Bulbs / LED / LED MR / TCP - LED7MR16GU1030KNFL Damp Location 7W MR16 LED Lamp - Universal - 525 Lumens - Warm White (3000K) - 82 CRI - 25000 Hours - GU10 (Bi-Pin / Twist & Lock) - 120 to 130V - White TCP - LED7MR16GU1030KNFL | 3000 | 82 | 525 | 75 | 25000 | 7 | 12 | 52.08 | 4.34 | 5.0997 | 2020Q2 | https://shop.regencylighting.com/lamps/led/mr/led7mr16gu1030knfl-tcp.html | Regency Lighting | 2020 | Yes
LED Lighting | Reflector | TCP | True |  | MR16 | GU10 (Bi-Pin / Twist & Lock) | GU10 (Bi-Pin / Twist & Lock) | Home / Light Bulbs / LED / LED MR / TCP - LED7MR16GU1041KFL Damp Location 7W MR16 LED Lamp - Universal - 550 Lumens - Cool White (4100K) - 82 CRI - 25000 Hours - GU10 (Bi-Pin / Twist & Lock) - 120 to 130V - White TCP - LED7MR16GU1041KFL | 4100 | 82 | 550 | 78.5714 | 25000 | 7 | 12 | 52.08 | 4.34 | 5.0997 | 2020Q2 | https://shop.regencylighting.com/lamps/led/mr/led7mr16gu1041kfl-tcp.html | Regency Lighting | 2020 | Yes
LED Lighting | Reflector | Soraa | True |  | MR16 | GU5.3 (Bi-Pin) | GU5.3 (Bi-Pin) | Home / Light Bulbs / LED / LED MR / Soraa - 00921 - SM16-07-10D-830-03 Suitable for Damp Locations; Suitable for Use in Enclosed Fixtures (see list of qualified enclosed fixtures at www.soraa.com/resources); Compatible with Soraa SNAP System Accessories 7.5W MR16 LED Lamp - Universal - 500 Lumens - Warm White (3000K) - 85 CRI - 35000 hrs. - GU5.3 (Bi-Pin) - 12V Soraa - 00921 - SM16-07-10D-830-03 | 3000 | 85 | 500 | 66.6667 | 35000 | 7.5 | 1 | 20.97 | 20.97 | 24.6406 | 2020Q2 | https://shop.regencylighting.com/lamps/led/mr/sm16-07-10d-830-03-00921.html | Regency Lighting | 2020 | Yes
LED Lighting | Reflector | Soraa | True |  | MR16 | GU5.3 (Bi-Pin) | GU5.3 (Bi-Pin) | Home / Light Bulbs / LED / LED MR / Soraa - 00919 - SM16-07-10D-927-03 Energy Efficiency and Long Life; Highly Compatible; To Safely Turn Down in High Temperature Environments to Protect LED and Components 7.5W MR16 LED Lamp - Universal - 390 Lumens - Warm White (2700K) - 95 CRI - 35000 Hours - GU5.3 (Bi-Pin) - 12V Soraa - 00919 - SM16-07-10D-927-03 | 2700 | 95 | 390 | 52 | 35000 | 7.5 | 10 | 244.8 | 24.48 | 28.7649 | 2020Q2 | https://shop.regencylighting.com/lamps/led/mr/sm16-07-10d-927-03-00919.html | Regency Lighting | 2020 | Yes
LED Lighting | Reflector | Soraa | True |  | MR16 | GU5.3 (Bi-Pin) | GU5.3 (Bi-Pin) | Home / Light Bulbs / LED / LED MR / Soraa - 00933 - SM16-07-25D-830-03 Energy Efficiency and Long Life; Highly Compatible; To Safely Turn Down in High Temperature Environments to Protect LED and Components 7.5W MR16 LED Lamp - Universal - 525 Lumens - Warm White (3000K) - 95 CRI - 35000 Hours - GU5.3 (Bi-Pin) - 12V Soraa - 00933 - SM16-07-25D-830-03 | 3000 | 95 | 525 | 70 | 35000 | 7.5 | 10 | 174.6 | 17.46 | 20.5162 | 2020Q2 | https://shop.regencylighting.com/lamps/led/mr/sm16-07-25d-830-03-00933.html | Regency Lighting | 2020 | Yes
LED Lighting | Reflector | Soraa | True |  | MR16 | GU5.3 (Bi-Pin) | GU5.3 (Bi-Pin) | Home / Light Bulbs / LED / LED MR / Soraa - 00931 - SM16-07-25D-927-03 Suitable for Fully Enclosed Fixtures; Suitable for Damp Locations 7.5W MR16 LED Lamp - Universal - Warm White (2700K) - GU5.3 (Bi-Pin) - 12V Soraa - 00931 - SM16-07-25D-927-03 | 2700 |  | 410 | 54.6667 | 35000 | 7.5 | 1 | 20.97 | 20.97 | 24.6406 | 2020Q2 | https://shop.regencylighting.com/lamps/led/mr/sm16-07-25d-927-03-00931.html | Regency Lighting | 2020 | Yes
LED Lighting | Reflector | Soraa | True |  | MR16 | GU5.3 (Bi-Pin) | GU5.3 (Bi-Pin) | Home / Light Bulbs / LED / LED MR / Soraa - 00937 - SM16-07-25D-940-03 Suitable for Damp Locations; Suitable for Use in Enclosed Fixtures (see list of qualified enclosed fixtures at www.soraa.com/resources); Title 24 Qualified 7.5W MR16 LED Lamp - Universal - 455 Lumens - Cool White (4000K) - 95 CRI - 35000 hrs. - GU5.3 (Bi-Pin) - 12V Soraa - 00937 - SM16-07-25D-940-03 | 4000 | 95 | 455 | 60.6667 | 35000 | 7.5 | 1 | 20.97 | 20.97 | 24.6406 | 2020Q2 | https://shop.regencylighting.com/lamps/led/mr/sm16-07-25d-940-03-00937.html | Regency Lighting | 2020 | Yes
LED Lighting | Reflector | Soraa | True |  | MR16 | GU5.3 (Bi-Pin) | GU5.3 (Bi-Pin) | Home / Light Bulbs / LED / LED MR / Soraa - 00945 - SM16-07-36D-830-03 Suitable for Fully Enclosed Fixtures; Suitable for Damp Locations 7.5W MR16 LED Lamp - Universal - 525 Lumens - Warm White (3000K) - 85 CRI - 35000 Hours - GU5.3 (Bi-Pin) - 12V Soraa - 00945 - SM16-07-36D-830-03 | 3000 | 85 | 525 | 70 | 35000 | 7.5 | 1 | 18.78 | 18.78 | 22.0672 | 2020Q2 | https://shop.regencylighting.com/lamps/led/mr/sm16-07-36d-830-03-sor.html | Regency Lighting | 2020 | Yes
LED Lighting | Reflector | Soraa | True |  | MR16 | GU5.3 (Bi-Pin) | GU5.3 (Bi-Pin) | Home / Light Bulbs / LED / LED MR / Soraa - 00943 - SM16-07-36D-927-03 Energy Efficiency and Long Life; Highly Compatible; To Safely Turn Down in High Temperature Environments to Protect LED and Components 7.5W MR16 LED Lamp - Universal - 410 Lumens - Warm White (2700K) - 95 CRI - 35000 Hours - GU5.3 (Bi-Pin) - 12V Soraa - 00943 - SM16-07-36D-927-03 | 2700 | 95 | 410 | 54.6667 | 35000 | 7.5 | 100 | 2097 | 20.97 | 24.6406 | 2020Q2 | https://shop.regencylighting.com/lamps/led/mr/sm16-07-36d-927-03-00943.html | Regency Lighting | 2020 | Yes
LED Lighting | Reflector | Soraa | True |  | MR16 | GU5.3 (Bi-Pin) | GU5.3 (Bi-Pin) | Home / Light Bulbs / LED / LED MR / Soraa - 00947 - SM16-07-36D-930-03 Suitable for Fully Enclosed Fixtures; Suitable for Damp Locations 7.5W MR16 LED Lamp - Universal - Warm White (3000K) - GU5.3 (Bi-Pin) - 12V Soraa - 00947 - SM16-07-36D-930-03 | 3000 |  | 435 | 58 | 35000 | 7.5 | 1 | 20.97 | 20.97 | 24.6406 | 2020Q2 | https://shop.regencylighting.com/lamps/led/mr/sm16-07-36d-930-03-00947.html | Regency Lighting | 2020 | Yes
LED Lighting | Reflector | Soraa | True |  | MR16 | GU5.3 (Bi-Pin) | GU5.3 (Bi-Pin) | Home / Light Bulbs / LED / LED MR / Soraa - 00949 - SM16-07-36D-940-03 Suitable for Fully Enclosed Fixtures; Suitable for Damp Locations 7.5W MR16 LED Lamp - Universal - 455 Lumens - Cool White (4000K) - 95 CRI - 35000 Hours - GU5.3 (Bi-Pin) - 12V Soraa - 00949 - SM16-07-36D-940-03 | 4000 | 95 | 455 | 60.6667 | 35000 | 7.5 | 1 | 20.97 | 20.97 | 24.6406 | 2020Q2 | https://shop.regencylighting.com/lamps/led/mr/sm16-07-36d-940-03-00949.html | Regency Lighting | 2020 | Yes
LED Lighting | Reflector | Soraa | True |  | MR16 | GU5.3 (Bi-Pin) | GU5.3 (Bi-Pin) | Home / Light Bulbs / LED / LED MR / Soraa - 08734 - SM16-09-25D-827-H1 Suitable for Damp Locations; Not Suitable for Enclosed, Lensed, Baffled, or Deeply Recessed Fixtures 9W MR16 LED Lamp - Universal - 690 Lumens - Warm White (2700K) - 90 CRI - 35000 hrs. - GU5.3 (Bi-Pin) - 12V Soraa - 08734 - SM16-09-25D-827-H1 | 2700 | 90 | 690 | 76.6667 | 35000 | 9 | 1 | 35.54 | 35.54 | 41.7609 | 2020Q2 | https://shop.regencylighting.com/lamps/led/mr/sm16-09-25d-827-h1-08734.html | Regency Lighting | 2020 | Yes
LED Lighting | Reflector | Soraa | True |  | MR16 | GU5.3 (Bi-Pin) | GU5.3 (Bi-Pin) | Home / Light Bulbs / LED / LED MR / Soraa - 00957 - SM16-09-25D-830-03 Suitable for Damp Locations; Not Suitable for Enclosed, Lensed, Baffled, or Deeply Recessed Fixtures 9W MR16 LED Lamp - Universal - Warm White (3000K) - GU5.3 (Bi-Pin) - 12V Soraa - 00957 - SM16-09-25D-830-03 | 3000 |  | 590 | 65.5556 | 35000 | 9 | 1 | 20.97 | 20.97 | 24.6406 | 2020Q2 | https://shop.regencylighting.com/lamps/led/mr/sm16-09-25d-830-03-00957.html | Regency Lighting | 2020 | Yes
LED Lighting | Reflector | Soraa | True |  | MR16 | GU5.3 (Bi-Pin) | GU5.3 (Bi-Pin) | Home / Light Bulbs / LED / LED MR / Soraa - 00955 - SM16-09-25D-927-03 Suitable for Damp Locations; Not Suitable for Enclosed, Lensed, Baffled, or Deeply Recessed Fixtures 9W MR16 LED Lamp - Universal - 465 Lumens - Warm White (2700K) - 95 CRI - 35000 Hours - GU5.3 (Bi-Pin) - 12V Soraa - 00955 - SM16-09-25D-927-03 | 2700 | 95 | 465 | 51.6667 | 35000 | 9 | 100 | 2448 | 24.48 | 28.7649 | 2020Q2 | https://shop.regencylighting.com/lamps/led/mr/sm16-09-25d-927-03-00955.html | Regency Lighting | 2020 | Yes
LED Lighting | Reflector | Soraa | True |  | MR16 | GU5.3 (Bi-Pin) | GU5.3 (Bi-Pin) | Home / Light Bulbs / LED / LED MR / Soraa - 00959 - SM16-09-25D-930-03 Suitable for Damp Locations; Not Suitable for Enclosed, Lensed, Baffled, or Deeply Recessed Fixtures 9W MR16 LED Lamp - Universal - 490 Lumens - Warm White (3000K) - 95 CRI - 35000 Hours - GU5.3 (Bi-Pin) - 12V Soraa - 00959 - SM16-09-25D-930-03 | 3000 | 95 | 490 | 54.4444 | 35000 | 9 | 100 | 2448 | 24.48 | 28.7649 | 2020Q2 | https://shop.regencylighting.com/lamps/led/mr/sm16-09-25d-930-03-00959.html | Regency Lighting | 2020 | Yes
LED Lighting | Reflector | Soraa | True |  | MR16 | GU5.3 (Bi-Pin) | GU5.3 (Bi-Pin) | Home / Light Bulbs / LED / LED MR / Soraa - 00963 - SM16-09-36D-927-03 Suitable for Damp Locations; Not Suitable for Enclosed, Lensed, Baffled, or Deeply Recessed Fixtures 9W MR16 LED Lamp - Universal - 465 Lumens - Warm White (2700K) - 95 CRI - 35000 Hours - GU5.3 (Bi-Pin) - 12V Soraa - 00963 - SM16-09-36D-927-03 | 2700 | 95 | 465 | 51.6667 | 35000 | 9 | 100 | 2448 | 24.48 | 28.7649 | 2020Q2 | https://shop.regencylighting.com/lamps/led/mr/sm16-09-36d-927-03-00963.html | Regency Lighting | 2020 | Yes
LED Lighting | Reflector | Soraa | True |  | MR16 | GU5.3 (Bi-Pin) | GU5.3 (Bi-Pin) | Home / Light Bulbs / LED / LED MR / Soraa - 00967 - SM16-09-36D-930-03 Suitable for Damp Locations; Not Suitable for Enclosed, Lensed, Baffled, or Deeply Recessed Fixtures 9W MR16 LED Lamp - Universal - 490 Lumens - Warm White (3000K) - 35000 Hours - GU5.3 (Bi-Pin) - 12V Soraa - 00967 - SM16-09-36D-930-03 | 3000 |  | 490 | 54.4444 | 35000 | 9 | 1 | 24.48 | 24.48 | 28.7649 | 2020Q2 | https://shop.regencylighting.com/lamps/led/mr/sm16-09-36d-930-03-00967.html | Regency Lighting | 2020 | Yes
LED Lighting | Reflector | Soraa |  |  | MR16 | GU10 (Bi-Pin / Twist & Lock) | GU10 (Bi-Pin / Twist & Lock) | Home / Light Bulbs / LED / LED MR / Soraa - 01111 - SM16GA-07-10D-927-03 Indoor or Outdoor Use; High CRI 7.5W MR16 LED Lamp - Universal - 390 Lumens - Warm White (2700K) - 95 CRI - 35000 Hours - GU10 (Bi-Pin / Twist & Lock) - 120 to 130V Soraa - 01111 - SM16GA-07-10D-927-03 | 2700 | 95 | 390 | 52 | 35000 | 7.5 | 1 | 26.23 | 26.23 | 30.8213 | 2020Q2 | https://shop.regencylighting.com/lamps/led/mr/sm16ga-07-10d-927-03-01111.html | Regency Lighting | 2020 | Yes
LED Lighting | Reflector | Soraa | True |  |  |  |  | Home / Light Bulbs / LED / LED MR / Soraa - 01123 - SM16GA-07-25D-927-03 LED MR16 Lamp, Vivid 2700K, 7.5 Watts, CRI 95, 25 Degree, GU10 Base Item: 01123 7.5W MR16 LED Lamp - 410 Lumens - Warm White (2700K) - 95 CRI Soraa - 01123 - SM16GA-07-25D-927-03 | 2700 | 95 | 410 | 54.6667 | 35000 | 7.5 | 1 | 22.72 | 22.72 | 26.6969 | 2020Q2 | https://shop.regencylighting.com/lamps/led/mr/sm16ga-07-25d-927-03-01123.html | Regency Lighting | 2020 | Yes
LED Lighting | Reflector | Soraa | True |  | MR16 |  |  | Home / Light Bulbs / LED / LED MR / Soraa - 01135 - SM16GA-07-36D-927-03 Vivid 95 CRI, 7.5 watt MR16 LED lamp, 120 volt, base: GU10, 2700K, 36 degree beam angle, 410 lumens 7.5W MR16 LED Lamp - 410 Lumens - Warm White (2700K) - 95 CRI Soraa - 01135 - SM16GA-07-36D-927-03 | 2700 | 95 | 410 | 54.6667 | 35000 | 7.5 | 1 | 22.72 | 22.72 | 26.6969 | 2020Q2 | https://shop.regencylighting.com/lamps/led/mr/sm16ga-07-36d-927-03-01135.html | Regency Lighting | 2020 | Yes
LED Lighting | Reflector | Soraa | True |  | MR16 |  |  | Home / Light Bulbs / LED / LED MR / Soraa - 01573 -SM16GA-07-60D-927-03 60-Degree Beam Angle - 7.5 Watt - 120 Volt - GU10 Base - 95 CRI - Dimmable - 2700K Warm White 7.5W MR16 LED Lamp - 410 Lumens - Warm White (2700K) - 95 CRI Soraa - 01573 -SM16GA-07-60D-927-03 | 2700 | 95 | 420 | 84 | 35000 | 5 | 1 | 22.72 | 22.72 | 26.6969 | 2020Q2 | https://shop.regencylighting.com/lamps/led/mr/sm16ga-07-60d-927-03-01573.html | Regency Lighting | 2020 | Yes
LED Lighting | Reflector | Soraa | True |  | MR16 | GU10 (Bi-Pin / Twist & Lock) | GU10 (Bi-Pin / Twist & Lock) | Home / Light Bulbs / LED / LED MR / Soraa - 08758 - SM16GA-09-25D-827-H1 Suitable for Damp Locations; Not Suitable for Enclosed, Lensed, Baffled, or Deeply Recessed Fixtures 9W MR16 LED Lamp - Universal - 690 Lumens - Warm White (2700K) - 90 CRI - 35000 hrs. - GU10 (Bi-Pin / Twist & Lock) - 120 to 130V Soraa - 08758 - SM16GA-09-25D-827-H1 | 2700 | 90 | 690 | 76.6667 | 35000 | 9 | 1 | 20.67 | 20.67 | 24.288 | 2020Q2 | https://shop.regencylighting.com/lamps/led/mr/sm16ga-09-25d-827-h1-08758.html | Regency Lighting | 2020 | Yes
LED Lighting | Reflector | Maxlite | True |  | PAR30 | E26 (Medium) | E26 (Medium) | Home / Light Bulbs / LED / LED PAR / Maxlite - 10P30DLED27FL Solid Aluminum Body; Environmentally Friendly; Compatible with Building Control 10W PAR30 LED Lamp - Universal - 750 Lumens - Warm White (2700K) - 80 CRI - 25000 Hours - E26 (Medium) - 120 to 130V Maxlite - 10P30DLED27FL | 2700 | 80 | 750 | 75 | 25000 | 10 | 12 | 93.48 | 7.79 | 9.1536 | 2020Q2 | https://shop.regencylighting.com/lamps/led/par/10p30dled27fl-mxt.html | Regency Lighting | 2020 | Yes
LED Lighting | Reflector | Maxlite | True |  | PAR30 | E26 (Medium) | E26 (Medium) | Home / Light Bulbs / LED / LED PAR / Maxlite - 10P30DLED40FL Solid Aluminum Body; Environmentally Friendly; Compatible with Building Control 10W PAR30 LED Lamp - Universal - 750 Lumens - Cool White (4000K) - 80 CRI - 25000 Hours - E26 (Medium) - 120 to 130V Maxlite - 10P30DLED40FL | 4000 | 80 | 750 | 75 | 25000 | 10 | 12 | 88.2 | 7.35 | 8.6365 | 2020Q2 | https://shop.regencylighting.com/lamps/led/par/10p30dled40fl-mxt.html | Regency Lighting | 2020 | Yes
LED Lighting | Reflector | Maxlite | True |  | PAR30LN | E26 (Medium) | E26 (Medium) | Home / Light Bulbs / LED / LED PAR / Maxlite - 102271 - 10P30LNDLED40FL Solid Aluminum Body acts as a Heat Sink; 25000 To 50000 Hour Life; Environmentally Friendly; Compatible with Building Controls; Uniform Color Consistency; Dimmable 10W PAR30 Long Neck LED Lamp - Universal - 750 Lumens - Cool White (4000K) - 80 CRI - 25000 Hours - E26 (Medium) - 120 to 130V Maxlite - 102271 - 10P30LNDLED40FL | 4000 | 80 | 750 | 75 | 25000 | 10 | 12 | 93.48 | 7.79 | 9.1536 | 2020Q2 | https://shop.regencylighting.com/lamps/led/par/10p30lndled40fl-mxt.html | Regency Lighting | 2020 | Yes
LED Lighting | Reflector | Maxlite | True |  | PAR30LN | E26 (Medium) | E26 (Medium) | Home / Light Bulbs / LED / LED PAR / Maxlite - 102289 - 10P30LNDLED40NF Solid Aluminum Body acts as a Heat Sink; 25000 To 50000 Hour Life; Environmentally Friendly; Compatible with Building Controls; Uniform Color Consistency; Dimmable 10W PAR30 Long Neck LED Lamp - Universal - 750 Lumens - Cool White (4000K) - 80 CRI - 25000 Hours - E26 (Medium) - 120 to 130V Maxlite - 102289 - 10P30LNDLED40NF | 4000 | 80 | 750 | 75 | 25000 | 10 | 1 | 7.79 | 7.79 | 9.1536 | 2020Q2 | https://shop.regencylighting.com/lamps/led/par/10p30lndled40nf-mxt.html | Regency Lighting | 2020 | Yes
LED Lighting | Reflector | Maxlite | False | Daylighting/Photocell, | PAR30LN | E26 (Medium) | E26 (Medium) | Home / Light Bulbs / LED / LED PAR / Maxlite - 102649 - 10P30NDV50FL Non-Dimming Value Series; Not Rated for Enclosed Rated; Damp Location Rated 10W PAR30 LED Lamp - Universal - 750 Lumens - Daylight (5000K) - 82 CRI - 11000 hrs. - E26 (Medium) - 120 to 130V Maxlite - 102649 - 10P30NDV50FL | 5000 | 82 | 750 | 75 | 11000 | 10 | 1 | 4.32 | 4.32 | 5.0762 | 2020Q2 | https://shop.regencylighting.com/lamps/led/par/10p30ndv50fl-mxt.html | Regency Lighting | 2020 | Yes
LED Lighting | Reflector | Philips | True |  | PAR30LN | E26 (Medium) | E26 (Medium) | Home / Light Bulbs / LED / LED PAR / Philips - 529701 - 10PAR30L/LED/827/F25/DIM/ULW PAR30L LED Spout Lamp 10W PAR30 Long Neck LED Lamp - Universal - 800 Lumens - Warm White (2700K) - 80 CRI - 25000 Hours - E26 (Medium) - 120 to 130V Philips - 529701 - 10PAR30L/LED/827/F25/DIM/ULW | 2700 | 80 | 800 | 80 | 25000 | 10 | 1 | 12.02 | 12.02 | 14.124 | 2020Q2 | https://shop.regencylighting.com/lamps/led/par/10par30l-led-827-f25-dim-ulw-52970-1.html | Regency Lighting | 2020 | Yes
LED Lighting | Reflector | Philips | True |  | PAR30 | E26 (Medium) | E26 (Medium) | Home / Light Bulbs / LED / LED PAR / Philips - 529792 - 10PAR30S/LED/827/F40/DIM/ULW PAR30S LED Spout Lamp 10W PAR30 LED Lamp - Universal - 800 Lumens - Warm White (2700K) - 80 CRI - 25000 Hours - E26 (Medium) - 120 to 130V Philips - 529792 - 10PAR30S/LED/827/F40/DIM/ULW | 2700 | 80 | 800 | 80 | 25000 | 10 | 1 | 12.02 | 12.02 | 14.124 | 2020Q2 | https://shop.regencylighting.com/lamps/led/par/10par30s-led-827-f40-dim-ulw-52979-2.html | Regency Lighting | 2020 | Yes
LED Lighting | Reflector | Philips | True |  | PAR30LN | E26 (Medium) | E26 (Medium) | Home / Light Bulbs / LED / LED PAR / Philips - 535419 - 11.3PAR30L/PER/930/F25/DIM/120 PAR30 Longneck LED Lamp 11.3W PAR30 Long Neck LED Lamp - Universal - 850 Lumens - Warm White (3000K) - 90 CRI - 25000 Hours - E26 (Medium) - 120 to 130V Philips - 535419 - 11.3PAR30L/PER/930/F25/DIM/120 | 3000 | 90 | 850 | 75.2212 | 25000 | 11.3 | 6 | 137.94 | 22.99 | 27.0141 | 2020Q2 | https://shop.regencylighting.com/lamps/led/par/11-3par30l-per-930-f25-dim-120-53541-9.html | Regency Lighting | 2020 | Yes
LED Lighting | Reflector | Philips | True |  | PAR30LN | E26 (Medium) | E26 (Medium) | Home / Light Bulbs / LED / LED PAR / Philips - 467829 - 12PAR30L/AMB/F25/830/DIM ULW Energy Star Rated:Yes, Minimum starting temperature:-4.00 F 12W PAR30 Long Neck LED Lamp - Universal - 850 Lumens - Warm White (3000K) - 80 CRI - 25000 Hours - E26 (Medium) - 120 to 130V Philips - 467829 - 12PAR30L/AMB/F25/830/DIM ULW | 3000 | 80 | 850 | 70.8333 | 25000 | 12 | 6 | 103.32 | 17.22 | 20.2342 | 2020Q2 | https://shop.regencylighting.com/lamps/led/par/12par30l-amb-f25-830-dim-ulw-46782-9.html | Regency Lighting | 2020 | Yes
LED Lighting | Reflector | Philips | True |  | PAR30LN | E26 (Medium) | E26 (Medium) | Home / Light Bulbs / LED / LED PAR / Philips - 467837 - 12PAR30L/AMB/F25/840/DIM ULW Energy Star Rated:Yes, Minimum starting temperature:-4.00 F 12W PAR30 Long Neck LED Lamp - Universal - 850 Lumens - Cool White (4000K) - 80 CRI - 25000 Hours - E26 (Medium) - 120 to 130V Philips - 467837 - 12PAR30L/AMB/F25/840/DIM ULW | 4000 | 80 | 850 | 70.8333 | 25000 | 12 | 6 | 103.32 | 17.22 | 20.2342 | 2020Q2 | https://shop.regencylighting.com/lamps/led/par/12par30l-amb-f25-840-dim-ulw-46783-7.html | Regency Lighting | 2020 | Yes
LED Lighting | Reflector | Philips | True |  | PAR30LN | E26 (Medium) | E26 (Medium) | Home / Light Bulbs / LED / LED PAR / Philips - 467845 - 12PAR30L/AMB/F40/827/DIM ULW Energy Star Rated:Yes, Minimum starting temperature:-4.00 F 12W PAR30 Long Neck LED Lamp - Universal - 850 Lumens - Warm White (2700K) - 80 CRI - 25000 Hours - E26 (Medium) - 120 to 130V Philips - 467845 - 12PAR30L/AMB/F40/827/DIM ULW | 2700 | 80 | 850 | 70.8333 | 25000 | 12 | 6 | 103.32 | 17.22 | 20.2342 | 2020Q2 | https://shop.regencylighting.com/lamps/led/par/12par30l-amb-f40-827-dim-ulw-46784-5.html | Regency Lighting | 2020 | Yes
LED Lighting | Reflector | Philips | True |  | PAR30LN | E26 (Medium) | E26 (Medium) | Home / Light Bulbs / LED / LED PAR / Philips - 467852 - 12PAR30L/AMB/F40/830/DIM ULW Energy Star Rated:Yes, Minimum starting temperature:-4.00 F 12W PAR30 Long Neck LED Lamp - Universal - 850 Lumens - Warm White (3000K) - 80 CRI - 25000 Hours - E26 (Medium) - 120 to 130V Philips - 467852 - 12PAR30L/AMB/F40/830/DIM ULW | 3000 | 80 | 850 | 70.8333 | 25000 | 12 | 6 | 103.32 | 17.22 | 20.2342 | 2020Q2 | https://shop.regencylighting.com/lamps/led/par/12par30l-amb-f40-830-dim-ulw-46785-2.html | Regency Lighting | 2020 | Yes
LED Lighting | Reflector | Philips | True |  | PAR30LN | E26 (Medium) | E26 (Medium) | Home / Light Bulbs / LED / LED PAR / Philips - 471037 - 12PAR30L/EC RETAIL/S10/930/DIM Superior Lighting Aesthetics; Optimal Thermal Efficiency in a Sleek, Lightweight Design 12W PAR30 Long Neck LED Lamp - Universal - 880 Lumens - Warm White (3000K) - 90 CRI - 40000 Hours - E26 (Medium) - 120 to 130V Philips - 471037 - 12PAR30L/EC RETAIL/S10/930/DIM | 3000 | 90 | 880 | 73.3333 | 40000 | 12 | 1 | 23.08 | 23.08 | 27.1199 | 2020Q2 | https://shop.regencylighting.com/lamps/led/par/12par30l-ec-retail-s10-930-dim-47103-7.html | Regency Lighting | 2020 | Yes
LED Lighting | Reflector | Philips | True |  | PAR30LN | E26 (Medium) | E26 (Medium) | Home / Light Bulbs / LED / LED PAR / Philips - 470970 - 12PAR30L/EXPERTCOLOR/F25/940 Superior Lighting Aesthetics; Optimal Thermal Efficiency in a Sleek, Lightweight Design 12W PAR30 Long Neck LED Lamp - Universal - 950 Lumens - Cool White (4000K) - 95 CRI - 40000 Hours - E26 (Medium) - 120 to 130V Philips - 470970 - 12PAR30L/EXPERTCOLOR/F25/940 | 4000 | 95 | 950 | 79.1667 | 40000 | 12 | 6 | 132.72 | 22.12 | 25.9919 | 2020Q2 | https://shop.regencylighting.com/lamps/led/par/12par30l-expertcolor-f25-940-47097-0.html | Regency Lighting | 2020 | Yes
LED Lighting | Reflector | Philips | True |  | PAR30LN | E26 (Medium) | E26 (Medium) | Home / Light Bulbs / LED / LED PAR / Philips - 470962 - 12PAR30L/EXPERTCOLOR/F40/927 AirFlux Technology Provide Superior Lighting Aesthetics; Optimal Thermal Efficiency in a Sleek, Lightweight Design 12W PAR30 Long Neck LED Lamp - Universal - 850 Lumens - Warm White (2700K) - 95 CRI - 40000 Hours - E26 (Medium) - 120 to 130V Philips - 470962 - 12PAR30L/EXPERTCOLOR/F40/927 | 2700 | 95 | 850 | 70.8333 | 40000 | 12 | 1 | 22.12 | 22.12 | 25.9919 | 2020Q2 | https://shop.regencylighting.com/lamps/led/par/12par30l-expertcolor-f40-927-47096-2.html | Regency Lighting | 2020 | Yes
LED Lighting | Reflector | Philips | True |  | PAR30LN | E26 (Medium) | E26 (Medium) | Home / Light Bulbs / LED / LED PAR / Philips - 470988 - 12PAR30L/EXPERTCOLOR/F40/940 Superior Lighting Aesthetics; Optimal Thermal Efficiency in a Sleek, Lightweight Design 12W PAR30 Long Neck LED Lamp - Universal - 950 Lumens - Cool White (4000K) - 95 CRI - 40000 Hours - E26 (Medium) - 120 to 130V Philips - 470988 - 12PAR30L/EXPERTCOLOR/F40/940 | 4000 | 95 | 950 | 79.1667 | 40000 | 12 | 1 | 22.12 | 22.12 | 25.9919 | 2020Q2 | https://shop.regencylighting.com/lamps/led/par/12par30l-expertcolor-f40-940-47098-8.html | Regency Lighting | 2020 | Yes
LED Lighting | Reflector | Philips | True |  | PAR30 Long Neck | E26 (Medium) | E26 (Medium) | Home / Light Bulbs / LED / LED PAR / Philips - 471045 - 12PAR30L/EXPERTCOLOR RETAIL Expertcolor PAR30 Longneck LED Lamp 12W PAR30 Long Neck LED Lamp - Universal - 880 Lumens - Neutral White (3000K) - 90 CRI - 40000 Hours - E26 (Medium) - 120V Philips - 471045 - 12PAR30L/EXPERTCOLOR RETAIL | 3000 | 90 | 880 | 73.3333 | 25000 | 12 | 6 | 138.48 | 23.08 | 27.1199 | 2020Q2 | https://shop.regencylighting.com/lamps/led/par/12par30l-expertcolor-retail-47104-5.html | Regency Lighting | 2020 | Yes
LED Lighting | Reflector | Philips | True |  | PAR30 | E26 (Medium) | E26 (Medium) | Home / Light Bulbs / LED / LED PAR / Philips - 467894 - 12PAR30S/AMB/F25/840/DIM ULW Energy Star Rated:Yes, Minimum starting temperature:-4.00 F 12W PAR30 LED Lamp - Universal - 850 Lumens - Cool White (4000K) - 80 CRI - 25000 Hours - E26 (Medium) - 120 to 130V Philips - 467894 - 12PAR30S/AMB/F25/840/DIM ULW | 4000 | 80 | 850 | 70.8333 | 25000 | 12 | 6 | 103.32 | 17.22 | 20.2342 | 2020Q2 | https://shop.regencylighting.com/lamps/led/par/12par30s-amb-f25-840-dim-ulw-46789-4.html | Regency Lighting | 2020 | Yes
LED Lighting | Reflector | Philips | True |  | PAR30 | E26 (Medium) | E26 (Medium) | Home / Light Bulbs / LED / LED PAR / Philips - 467902 - 12PAR30S/AMB/F40/827/DIM Energy Star Rated:Yes, Minimum starting temperature:-4.00 F 12W PAR30 LED Lamp - Universal - 850 Lumens - Warm White (2700K) - 80 CRI - 25000 Hours - E26 (Medium) - 120 to 130V Philips - 467902 - 12PAR30S/AMB/F40/827/DIM | 2700 | 80 | 850 | 70.8333 | 25000 | 12 | 6 | 103.32 | 17.22 | 20.2342 | 2020Q2 | https://shop.regencylighting.com/lamps/led/par/12par30s-amb-f40-827-dim-46790-2.html | Regency Lighting | 2020 | Yes
LED Lighting | Reflector | Philips | True |  | PAR30 | E26 (Medium) | E26 (Medium) | Home / Light Bulbs / LED / LED PAR / Philips - 467910 - 12PAR30S/AMB/F40/830/DIM ULW Energy Star Rated:Yes, Minimum starting temperature:-4.00 F 12W PAR30 LED Lamp - Universal - 850 Lumens - Warm White (3000K) - 80 CRI - 25000 Hours - E26 (Medium) - 120 to 130V Philips - 467910 - 12PAR30S/AMB/F40/830/DIM ULW | 3000 | 80 | 850 | 70.8333 | 25000 | 12 | 6 | 103.32 | 17.22 | 20.2342 | 2020Q2 | https://shop.regencylighting.com/lamps/led/par/12par30s-amb-f40-830-dim-ulw-46791-0.html | Regency Lighting | 2020 | Yes
LED Lighting | Reflector | Philips | True |  | PAR30 | E26 (Medium) | E26 (Medium) | Home / Light Bulbs / LED / LED PAR / Philips - 470906 - 12PAR30S/EXPERTCOLOR/F25/927 Superior Lighting Aesthetics; Optimal Thermal Efficiency in a Sleek, Lightweight Design 12W PAR30 LED Lamp - Universal - 850 Lumens - Warm White (2700K) - 95 CRI - 40000 Hours - E26 (Medium) - 120 to 130V Philips - 470906 - 12PAR30S/EXPERTCOLOR/F25/927 | 2700 | 95 | 850 | 70.8333 | 40000 | 12 | 6 | 132.72 | 22.12 | 25.9919 | 2020Q2 | https://shop.regencylighting.com/lamps/led/par/12par30s-expertcolor-f25-927-47090-6.html | Regency Lighting | 2020 | Yes
LED Lighting | Reflector | Philips | True |  | PAR30 | E26 (Medium) | E26 (Medium) | Home / Light Bulbs / LED / LED PAR / Philips - 470930 - 12PAR30S/EXPERTCOLOR/F25/940 Superior Lighting Aesthetics; Optimal Thermal Efficiency in a Sleek, Lightweight Design 12W PAR30 LED Lamp - Universal - 950 Lumens - Cool White (4000K) - 95 CRI - 40000 Hours - E26 (Medium) - 120 to 130V Philips - 470930 - 12PAR30S/EXPERTCOLOR/F25/940 | 4000 | 95 | 950 | 79.1667 | 40000 | 12 | 1 | 22.12 | 22.12 | 25.9919 | 2020Q2 | https://shop.regencylighting.com/lamps/led/par/12par30s-expertcolor-f25-940-47093-0.html | Regency Lighting | 2020 | Yes
LED Lighting | Reflector | Philips | True |  | PAR30 | E26 (Medium) | E26 (Medium) | Home / Light Bulbs / LED / LED PAR / Philips - 470914 - 12PAR30S/EXPERTCOLOR/F40 Superior Lighting Aesthetics; Optimal Thermal Efficiency in a Sleek, Lightweight Design 12W PAR30 LED Lamp - Universal - 850 Lumens - Warm White (2700K) - 95 CRI - 40000 Hours - E26 (Medium) - 120 to 130V Philips - 470914 - 12PAR30S/EXPERTCOLOR/F40 | 2700 | 95 | 850 | 70.8333 | 40000 | 12 | 1 | 17.31 | 17.31 | 20.3399 | 2020Q2 | https://shop.regencylighting.com/lamps/led/par/12par30s-expertcolor-f40-47091-4.html | Regency Lighting | 2020 | Yes
LED Lighting | Reflector | Philips | True |  | PAR30 | E26 (Medium) | E26 (Medium) | Home / Light Bulbs / LED / LED PAR / Philips - 470948 - 12PAR30S/EXPERTCOLOR/F40/940 Superior Lighting Aesthetics; Optimal Thermal Efficiency in a Sleek, Lightweight Design 12W PAR30 LED Lamp - Universal - 950 Lumens - Cool White (4000K) - 95 CRI - 40000 Hours - E26 (Medium) - 120 to 130V Philips - 470948 - 12PAR30S/EXPERTCOLOR/F40/940 | 4000 | 95 | 950 | 79.1667 | 40000 | 12 | 1 | 22.12 | 22.12 | 25.9919 | 2020Q2 | https://shop.regencylighting.com/lamps/led/par/12par30s-expertcolor-f40-940-47094-8.html | Regency Lighting | 2020 | Yes
LED Lighting | Reflector | Philips | True |  | PAR30 | E26 (Medium) | E26 (Medium) | Home / Light Bulbs / LED / LED PAR / Philips - 471060 - 12PAR30S/EXPERTCOLOR RETAIL Superior Lighting Aesthetics; Optimal Thermal Efficiency in a Sleek, Lightweight Design 12W PAR30 LED Lamp - Universal - 880 Lumens - Neutral White (3000K) - 90 CRI - 40000 Hours - E26 (Medium) - 120V Philips - 471060 - 12PAR30S/EXPERTCOLOR RETAIL | 3000 | 90 | 880 | 73.3333 | 40000 | 12 | 6 | 138.48 | 23.08 | 27.1199 | 2020Q2 | https://shop.regencylighting.com/lamps/led/par/12par30s-expertcolor-retail-47106-0.html | Regency Lighting | 2020 | Yes
LED Lighting | Reflector | Philips | True |  | PAR30 | E26 (Medium) | E26 (Medium) | Home / Light Bulbs / LED / LED PAR / Philips - 471078 - 12PAR30S/EXPERTCOLOR RETAIL Expertcolor PAR30 Shortneck LED Lamp 12W PAR30 LED Lamp - Universal - 880 Lumens - Neutral White (3000K) - 90 CRI - 40000 Hours - E26 (Medium) - 120V Philips - 471078 - 12PAR30S/EXPERTCOLOR RETAIL | 3000 | 90 | 880 | 73.3333 | 25000 | 12 | 6 | 138.48 | 23.08 | 27.1199 | 2020Q2 | https://shop.regencylighting.com/lamps/led/par/12par30s-expertcolor-retail-47107-8.html | Regency Lighting | 2020 | Yes
LED Lighting | Reflector | Philips | True |  | PAR30 | E26 (Medium) | E26 (Medium) | Home / Light Bulbs / LED / LED PAR / Philips - 471086 - 12PAR30S/EXPERTCOLOR RETAIL Superior Lighting Aesthetics; Optimal Thermal Efficiency in a Sleek, Lightweight Design 12W PAR30 LED Lamp - Universal - 880 Lumens - Warm White (3000K) - 90 CRI - 40000 Hours - E26 (Medium) - 120 to 130V Philips - 471086 - 12PAR30S/EXPERTCOLOR RETAIL | 3000 | 90 | 880 | 73.3333 | 40000 | 12 | 6 | 138.48 | 23.08 | 27.1199 | 2020Q2 | https://shop.regencylighting.com/lamps/led/par/12par30s-expertcolor-retail-47108-6.html | Regency Lighting | 2020 | Yes
LED Lighting | Reflector | Philips | True |  | PAR30 | E26 (Medium) | E26 (Medium) | Home / Light Bulbs / LED / LED PAR / Philips - 471094 - 12PAR30S/EXPERTCOLOR RETAIL Superior Lighting Aesthetics; Optimal Thermal Efficiency in a Sleek, Lightweight Design 12W PAR30 LED Lamp - Universal - 880 Lumens - Warm White (3000K) - 90 CRI - 40000 Hours - E26 (Medium) - 120 to 130V Philips - 471094 - 12PAR30S/EXPERTCOLOR RETAIL | 3000 | 90 | 880 | 73.3333 | 40000 | 12 | 1 | 24.04 | 24.04 | 28.2479 | 2020Q2 | https://shop.regencylighting.com/lamps/led/par/12par30s-expertcolor-retail-47109-4.html | Regency Lighting | 2020 | Yes
LED Lighting | Reflector | Philips | True |  | PAR30 | E26 (Medium) | E26 (Medium) | Home / Light Bulbs / LED / LED PAR / Philips - 470898 - 12PAR30S/EXPERTCOLOR/S10/927/D Superior Lighting Aesthetics; Optimal Thermal Efficiency in a Sleek, Lightweight Design 12W PAR30 LED Lamp - Universal - 850 Lumens - Warm White (2700K) - 95 CRI - 40000 Hours - E26 (Medium) - 120 to 130V Philips - 470898 - 12PAR30S/EXPERTCOLOR/S10/927/D | 2700 | 95 | 850 | 70.8333 | 40000 | 12 | 1 | 22.12 | 22.12 | 25.9919 | 2020Q2 | https://shop.regencylighting.com/lamps/led/par/12par30s-expertcolor-s10-927-d-47089-8.html | Regency Lighting | 2020 | Yes
LED Lighting | Reflector | Philips | True |  | PAR38 | E26 (Medium) | E26 (Medium) | Home / Light Bulbs / LED / LED PAR / Philips - 529628 - 12PAR38/LED/827/F25/DIM/ULW/120V PAR38 LED Lamp 12W PAR38 LED Lamp - 850 Lumens - Warm White (2700K) - 80 CRI - 25000 Hours - 120 to 130V Philips - 529628 - 12PAR38/LED/827/F25/DIM/ULW/120V | 2700 | 80 | 850 | 70.8333 | 25000 | 12 | 6 | 77.94 | 12.99 | 15.2638 | 2020Q2 | https://shop.regencylighting.com/lamps/led/par/12par38-led-827-f25-dim-ulw-120v-52962.html | Regency Lighting | 2020 | Yes
LED Lighting | Reflector | Philips | True |  | PAR38 | E26 (Medium) | E26 (Medium) | Home / Light Bulbs / LED / LED PAR / Philips - 529677 - 12PAR38/LED/830/F40/DIM/ULW PAR38 LED Lamp 12W PAR38 LED Lamp - Universal - 900 Lumens - Warm White (3000K) - 80 CRI - 25000 Hours - E26 (Medium) - 120 to 130V Philips - 529677 - 12PAR38/LED/830/F40/DIM/ULW | 3000 | 80 | 900 | 75 | 25000 | 12 | 6 | 77.94 | 12.99 | 15.2638 | 2020Q2 | https://shop.regencylighting.com/lamps/led/par/12par38-led-830-f40-dim-ulw-52967-7.html | Regency Lighting | 2020 | Yes
LED Lighting | Reflector | Philips | True | Daylighting/Photocell, | PAR38 | E26 (Medium) | E26 (Medium) | Home / Light Bulbs / LED / LED PAR / Philips - 529651 - 12PAR38/LED/850/F25/DIM/ULW Enclosed Fixture Rated; Energy Star Certified 12W PAR38 LED Lamp - Universal - 900 Lumens - Daylight (5000K) - 80 CRI - 25000 Hours - E26 (Medium) - 120 to 130V Philips - 529651 - 12PAR38/LED/850/F25/DIM/ULW | 5000 | 80 | 900 | 75 | 25000 | 12 | 1 | 12.99 | 12.99 | 15.2638 | 2020Q2 | https://shop.regencylighting.com/lamps/led/par/12par38-led-850-f25-dim-ulw-52965-1.html | Regency Lighting | 2020 | Yes
LED Lighting | Reflector | Philips | True |  | PAR38 | E26 (Medium) | E26 (Medium) | Home / Light Bulbs / LED / LED PAR / Philips - 467761 - 13.5PAR38/AMB/F25/830/DIM ULW Energy Star Rated:Yes, Minimum starting temperature:-4.00 F 13.5W PAR38 LED Lamp - Universal - 950 Lumens - Warm White (3000K) - 80 CRI - 25000 Hours - E26 (Medium) - 120 to 130V Philips - 467761 - 13.5PAR38/AMB/F25/830/DIM ULW | 3000 | 80 | 950 | 70.3704 | 25000 | 13.5 | 6 | 109.62 | 18.27 | 21.468 | 2020Q2 | https://shop.regencylighting.com/lamps/led/par/13-5par38-amb-f25-830-dim-ulw-46776-1.html | Regency Lighting | 2020 | Yes
LED Lighting | Reflector | Philips | True |  | PAR38 | E26 (Medium) | E26 (Medium) | Home / Light Bulbs / LED / LED PAR / Philips - 531210 - 13.5PAR38/AMB/F25/830/DIM ULW PAR38 LED Lamp 13.5W PAR38 LED Lamp - Universal - 950 Lumens - Warm White (3000K) - 80 CRI - 25000 Hours - E26 (Medium) - 120 to 130V Philips - 531210 - 13.5PAR38/AMB/F25/830/DIM ULW | 3000 | 80 | 950 | 70.3704 | 25000 | 13.5 | 1 | 18.27 | 18.27 | 21.468 | 2020Q2 | https://shop.regencylighting.com/lamps/led/par/13-5par38-amb-f25-830-dim-ulw-53121-0.html | Regency Lighting | 2020 | Yes
LED Lighting | Reflector | Philips | True |  | PAR38 | E26 (Medium) | E26 (Medium) | Home / Light Bulbs / LED / LED PAR / Philips - 467779 - 13.5PAR38/AMB/F25/840/DIM ULW Energy Star Rated:Yes, Minimum starting temperature:-4.00 F 13.5W PAR38 LED Lamp - Universal - 950 Lumens - Cool White (4000K) - 80 CRI - 25000 Hours - E26 (Medium) - 120 to 130V Philips - 467779 - 13.5PAR38/AMB/F25/840/DIM ULW | 4000 | 80 | 950 | 70.3704 | 25000 | 13.5 | 6 | 109.62 | 18.27 | 21.468 | 2020Q2 | https://shop.regencylighting.com/lamps/led/par/13-5par38-amb-f25-840-dim-ulw-46777-9.html | Regency Lighting | 2020 | Yes
LED Lighting | Reflector | Philips | True |  | PAR38 | E26 (Medium) | E26 (Medium) | Home / Light Bulbs / LED / LED PAR / Philips - 531236 - 13.5PAR38/PER/830/F40/DIM/ULW PAR38 LED Lamp 13.5W PAR38 LED Lamp - Universal - 950 Lumens - Warm White (3000K) - 80 CRI - 25000 Hours - E26 (Medium) - 120 to 130V Philips - 531236 - 13.5PAR38/PER/830/F40/DIM/ULW | 3000 | 80 | 950 | 70.3704 | 25000 | 13.5 | 1 | 18.27 | 18.27 | 21.468 | 2020Q2 | https://shop.regencylighting.com/lamps/led/par/13-5par38-per-830-f40-dim-ulw-53123-6.html | Regency Lighting | 2020 | Yes
LED Lighting | Reflector | Maxlite | False |  | PAR30 | E26 (Medium) | E26 (Medium) | Home / Light Bulbs / LED / LED PAR / Maxlite - 74686 - 13P30LNLED230FL 25000 Hour Life at L70 Standards; High Output Chip-On-Board LED; Non Dimmable 13W PAR30 LED Lamp - Universal - 1000 Lumens - Warm White (3000K) - 82 CRI - 25000 Hours - E26 (Medium) - 277V Maxlite - 74686 - 13P30LNLED230FL | 3000 | 82 | 1000 | 76.9231 | 25000 | 13 | 1 | 19.02 | 19.02 | 22.3492 | 2020Q2 | https://shop.regencylighting.com/lamps/led/par/13p30lnled230fl-mxt.html | Regency Lighting | 2020 | Yes
LED Lighting | Reflector | Maxlite | False |  | PAR30 | E26 (Medium) | E26 (Medium) | Home / Light Bulbs / LED / LED PAR / Maxlite - 74645 - 13P30LNLED240FL 25000 Hour Life at L70 Standards; High Output Chip-On-Board LED; Non Dimmable 13W PAR30 LED Lamp - Universal - 1200 Lumens - Cool White (4000K) - 82 CRI - 25000 Hours - E26 (Medium) - 277V Maxlite - 74645 - 13P30LNLED240FL | 4000 | 82 | 1200 | 92.3077 | 25000 | 13 | 1 | 19.02 | 19.02 | 22.3492 | 2020Q2 | https://shop.regencylighting.com/lamps/led/par/13p30lnled240fl-mxt.html | Regency Lighting | 2020 | Yes
LED Lighting | Reflector | Maxlite | True |  | PAR38 | E26 (Medium) | E26 (Medium) | Home / Light Bulbs / LED / LED PAR / Maxlite - 102180 - 13P38DLED27FL Solid Aluminum Body acts as a Heat Sink; 25000 To 50000 Hour Life; Environmentally Friendly; Compatible with Building Controls; Uniform Color Consistency; Dimmable 13W PAR38 LED Lamp - Universal - 950 Lumens - Warm White (2700K) - 82 CRI - 25000 Hours - E26 (Medium) - 120 to 130V Maxlite - 102180 - 13P38DLED27FL | 2700 | 82 | 950 | 73.0769 | 25000 | 13 | 1 | 10.71 | 10.71 | 12.5847 | 2020Q2 | https://shop.regencylighting.com/lamps/led/par/13p38dled27fl-mxt.html | Regency Lighting | 2020 | Yes
LED Lighting | Reflector | Maxlite | True |  | PAR38 | E26 (Medium) | E26 (Medium) | Home / Light Bulbs / LED / LED PAR / Maxlite - 102291 - 13P38DLED30NF Solid Aluminum Body acts as a Heat Sink; 25000 To 50000 Hour Life; Environmentally Friendly; Compatible with Building Controls; Uniform Color Consistency; Dimmable 13W PAR38 LED Lamp - Universal - 950 Lumens - Warm White (3000K) - 82 CRI - 5000 Hours - E26 (Medium) - 120 to 130V Maxlite - 102291 - 13P38DLED30NF | 3000 | 82 | 950 | 73.0769 | 5000 | 13 | 1 | 10.71 | 10.71 | 12.5847 | 2020Q2 | https://shop.regencylighting.com/lamps/led/par/13p38dled30nf-mxt.html | Regency Lighting | 2020 | Yes
LED Lighting | Reflector | Maxlite | False | Daylighting/Photocell, | PAR38 | E26 (Medium) | E26 (Medium) | Home / Light Bulbs / LED / LED PAR / Maxlite - 102651 - 13P38NDV50FL Non-Dimming Value Series; Not Rated for Enclosed Rated; Damp Location Rated 13W PAR38 LED Lamp - Universal - 1000 Lumens - Daylight (5000K) - 82 CRI - 11000 hrs. - E26 (Medium) - 120 to 130V Maxlite - 102651 - 13P38NDV50FL | 5000 | 82 | 1000 | 76.9231 | 11000 | 13 | 1 | 7.35 | 7.35 | 8.6365 | 2020Q2 | https://shop.regencylighting.com/lamps/led/par/13p38ndv50fl-mxt.html | Regency Lighting | 2020 | Yes
LED Lighting | Reflector | Philips | True |  | PAR38 | E26 (Medium) | E26 (Medium) | Home / Light Bulbs / LED / LED PAR / Philips - 430033 - 13PAR38/S15 2700 DIM AF SO 6/1 PAR38 LED Bulb 13W PAR38 LED Lamp - Universal - 900 Lumens - Warm White (2700K) - 83 CRI - 25000 Hours - E26 (Medium) - 120 to 130V Philips - 430033 - 13PAR38/S15 2700 DIM AF SO 6/1 | 2700 | 83 | 900 | 69.2308 | 25000 | 13 | 1 | 43.2 | 43.2 | 50.7617 | 2020Q2 | https://shop.regencylighting.com/lamps/led/par/13par38-s15-2700-dim-af-so-6-1-43003-3.html | Regency Lighting | 2020 | Yes
LED Lighting | Reflector | Philips | True |  | PAR38 | E26 (Medium) | E26 (Medium) | Home / Light Bulbs / LED / LED PAR / Philips - 474676 - 14PAR38/AMB/835/F25/GL/DIM/FB PAR38 LED Spout Lamp 14W PAR38 LED Lamp - Universal - 1200 Lumens - Neutral White (3500K) - 80 CRI - 25000 Hours - E26 (Medium) - 120 to 130V Philips - 474676 - 14PAR38/AMB/835/F25/GL/DIM/FB | 3500 | 80 | 1200 | 85.7143 | 25000 | 14 | 1 | 13.95 | 13.95 | 16.3918 | 2020Q2 | https://shop.regencylighting.com/lamps/led/par/14par38-amb-835-f25-gl-dim-fb-47467-6.html | Regency Lighting | 2020 | Yes
LED Lighting | Reflector | Philips | True |  | PAr38 | E26 (Medium) | E26 (Medium) | Home / Light Bulbs / LED / LED PAR / Philips - 529529 - 14PAR38/LED/830/F25/DIM/ULW PAR38 LED Lamp 14W PAR38 LED Lamp - Universal - 1200 Lumens - Warm White (3000K) - 80 CRI - 25000 Hours - E26 (Medium) - 120 to 130V Philips - 529529 - 14PAR38/LED/830/F25/DIM/ULW | 3000 | 80 | 1200 | 85.7143 | 25000 | 14 | 6 | 83.7 | 13.95 | 16.3918 | 2020Q2 | https://shop.regencylighting.com/lamps/led/par/14par38-led-830-f25-dim-ulw-52952-9.html | Regency Lighting | 2020 | Yes
LED Lighting | Reflector | Philips | True |  | PAR38 | E26 (Medium) | E26 (Medium) | Home / Light Bulbs / LED / LED PAR / Philips - 474684 - 14PAR38/LED/835/F40/GL/DIM FB PAR38 LED Spout Lamp 14W PAR38 LED Lamp - Universal - 1200 Lumens - Neutral White (3500K) - 80 CRI - 25000 Hours - E26 (Medium) - 120 to 130V Philips - 474684 - 14PAR38/LED/835/F40/GL/DIM FB | 3500 | 80 | 1200 | 85.7143 | 25000 | 14 | 1 | 13.95 | 13.95 | 16.3918 | 2020Q2 | https://shop.regencylighting.com/lamps/led/par/14par38-led-835-f40-gl-dim-fb-47468-4.html | Regency Lighting | 2020 | Yes
LED Lighting | Reflector | Green Creative | True |  | PAR38 | E26 (Medium) | E26 (Medium) | Home / Light Bulbs / LED / LED PAR / Green Creative - 57809 - 14PAR38DIM/830FL40 57809 Wet Location Rated 14W PAR38 LED Lamp - Universal - 1050 Lumens - Warm White (3000K) - 80 CRI - 25000 Hours - E26 (Medium) - 120 to 130V Green Creative - 57809 - 14PAR38DIM/830FL40 57809 | 3000 | 80 | 1050 | 75 | 25000 | 14 | 1 | 15.76 | 15.76 | 18.5186 | 2020Q2 | https://shop.regencylighting.com/lamps/led/par/14par38dim-830fl40-57809-gcr.html | Regency Lighting | 2020 | Yes
LED Lighting | Reflector | Philips | True |  | PAR38 | E26 (Medium) | E26 (Medium) | Home / Light Bulbs / LED / LED PAR / Philips - 467696 - 16PAR38/AMB/F25/827/DIM ULW Energy Star Rated:Yes, Minimum starting temperature:-4.00 F 16W PAR38 LED Lamp - Universal - 1200 Lumens - Warm White (2700K) - 80 CRI - 25000 Hours - E26 (Medium) - 120 to 130V Philips - 467696 - 16PAR38/AMB/F25/827/DIM ULW | 2700 | 80 | 1200 | 75 | 25000 | 16 | 6 | 114.84 | 19.14 | 22.4902 | 2020Q2 | https://shop.regencylighting.com/lamps/led/par/16par38-amb-f25-827-dim-ulw-46769-6.html | Regency Lighting | 2020 | Yes
LED Lighting | Reflector | Philips | True |  | PAR38 | E26 (Medium) | E26 (Medium) | Home / Light Bulbs / LED / LED PAR / Philips - 531200 - 16PAR38/AMB/F25/830/DIM ULW/G PAR38 LED Bulb 16W PAR38 LED Lamp - Universal - 1200 Lumens - Warm White (3000K) - 80 CRI - 25000 Hours - E26 (Medium) - 120 to 130V Philips - 531200 - 16PAR38/AMB/F25/830/DIM ULW/G | 3000 | 80 | 1200 | 75 | 25000 | 16 | 1 | 19.14 | 19.14 | 22.4902 | 2020Q2 | https://shop.regencylighting.com/lamps/led/par/16par38-amb-f25-830-dim-ulw-g-53120-0.html | Regency Lighting | 2020 | Yes
LED Lighting | Reflector | Philips | True |  | PAR38 | E26 (Medium) | E26 (Medium) | Home / Light Bulbs / LED / LED PAR / Philips - 467712 - 16PAR38/AMB/F25/840/DIM ULW Energy Star Rated:Yes, Minimum starting temperature:-4.00 F 16W PAR38 LED Lamp - Universal - 1200 Lumens - Cool White (4000K) - 80 CRI - 25000 Hours - E26 (Medium) - 120 to 130V Philips - 467712 - 16PAR38/AMB/F25/840/DIM ULW | 4000 | 80 | 1200 | 75 | 25000 | 16 | 6 | 114.84 | 19.14 | 22.4902 | 2020Q2 | https://shop.regencylighting.com/lamps/led/par/16par38-amb-f25-840-dim-ulw-46771-2.html | Regency Lighting | 2020 | Yes
LED Lighting | Reflector | Philips | True | Daylighting/Photocell, | PAR38 | E26 (Medium) | E26 (Medium) | Home / Light Bulbs / LED / LED PAR / Philips - 468181 - 16PAR38/AMB/F25/850/DIM ULW Energy Star Rated:Yes, Minimum starting temperature:-4.00 F 16W PAR38 LED Lamp - Universal - 1200 Lumens - Daylight (5000K) - 80 CRI - 25000 Hours - E26 (Medium) - 120 to 130V Philips - 468181 - 16PAR38/AMB/F25/850/DIM ULW | 5000 | 80 | 1200 | 75 | 25000 | 16 | 1 | 19.14 | 19.14 | 22.4902 | 2020Q2 | https://shop.regencylighting.com/lamps/led/par/16par38-amb-f25-850-dim-ulw-46818-1.html | Regency Lighting | 2020 | Yes
LED Lighting | Reflector | Philips | True |  | PAR38 | E26 (Medium) | E26 (Medium) | Home / Light Bulbs / LED / LED PAR / Philips - 467720 - 16PAR38/AMB/F40/827/DIM ULW Energy Star Rated:Yes, Minimum starting temperature:-4.00 F 16W PAR38 LED Lamp - Universal - 1200 Lumens - Warm White (2700K) - 80 CRI - 25000 Hours - E26 (Medium) - 120 to 130V Philips - 467720 - 16PAR38/AMB/F40/827/DIM ULW | 2700 | 80 | 1200 | 75 | 25000 | 16 | 1 | 19.14 | 19.14 | 22.4902 | 2020Q2 | https://shop.regencylighting.com/lamps/led/par/16par38-amb-f40-827-dim-ulw-46772-0.html | Regency Lighting | 2020 | Yes
LED Lighting | Reflector | Philips | True |  | PAR38 | E26 (Medium) | E26 (Medium) | Home / Light Bulbs / LED / LED PAR / Philips - 531228 - 16PAR38/PER/830/F40/DIM/ULW/G PAR38 LED Bulb 16W PAR38 LED Lamp - Universal - 1200 Lumens - Warm White (3000K) - 80 CRI - 25000 Hours - E26 (Medium) - 120 to 130V Philips - 531228 - 16PAR38/PER/830/F40/DIM/ULW/G | 3000 | 80 | 1200 | 75 | 25000 | 16 | 1 | 19.14 | 19.14 | 22.4902 | 2020Q2 | https://shop.regencylighting.com/lamps/led/par/16par38-per-830-f40-dim-ulw-g-53122-8.html | Regency Lighting | 2020 | Yes
LED Lighting | Reflector | Maxlite | True |  | PAR38 | E26 (Medium) | E26 (Medium) | Home / Light Bulbs / LED / LED PAR / Maxlite - 73654 - 17P38DLED27FL Energy Star Rated 17W PAR38 LED Lamp - Universal - 1300 Lumens - Warm White (2700K) - 80 CRI - 25000 Hours - E26 (Medium) - 120 to 130V Maxlite - 73654 - 17P38DLED27FL | 2700 | 80 | 1300 | 76.4706 | 25000 | 17 | 1 | 21.13 | 21.13 | 24.8286 | 2020Q2 | https://shop.regencylighting.com/lamps/led/par/17p38dled27fl-mxt.html | Regency Lighting | 2020 | Yes
LED Lighting | Reflector | Maxlite | True | Daylighting/Photocell, | PAR38 | E26 (Medium) | E26 (Medium) | Home / Light Bulbs / LED / LED PAR / Maxlite - 73696 - 17P38DLED50FL Dry, Damp, Wet Location 17W PAR38 LED Lamp - Universal - 1300 Lumens - Daylight (5000K) - 80 CRI - 25000 Hours - E26 (Medium) - 120 to 130V Maxlite - 73696 - 17P38DLED50FL | 5000 | 80 | 1300 | 76.4706 | 25000 | 17 | 1 | 14.81 | 14.81 | 17.4023 | 2020Q2 | https://shop.regencylighting.com/lamps/led/par/17p38dled50fl-mxt.html | Regency Lighting | 2020 | Yes
LED Lighting | Reflector | Maxlite | False |  | PAR38 | E26 (Medium) | E26 (Medium) | Home / Light Bulbs / LED / LED PAR / Maxlite - 74687 - 17P38LED230FL 25000 Hour Life at L70 Standards; High Output Chip-On-Board LED; Non Dimmable 17W PAR38 LED Lamp - Universal - 1700 Lumens - Warm White (3000K) - 82 CRI - 25000 Hours - E26 (Medium) - 277V Maxlite - 74687 - 17P38LED230FL | 3000 | 82 | 1700 | 100 | 25000 | 17 | 6 | 194.52 | 32.42 | 38.0948 | 2020Q2 | https://shop.regencylighting.com/lamps/led/par/17p38led230fl-mxt.html | Regency Lighting | 2020 | Yes
LED Lighting | Reflector | Maxlite | False |  | PAR38 | E26 (Medium) | E26 (Medium) | Home / Light Bulbs / LED / LED PAR / Maxlite - 74692 - 17P38LED240FL 25000 Hour Life at L70 Standards; High Output Chip-On-Board LED; Non Dimmable 17W PAR38 LED Lamp - Universal - 1800 Lumens - Cool White (4000K) - 82 CRI - 25000 Hours - E26 (Medium) - 277V Maxlite - 74692 - 17P38LED240FL | 4000 | 82 | 1800 | 105.8824 | 25000 | 17 | 6 | 194.52 | 32.42 | 38.0948 | 2020Q2 | https://shop.regencylighting.com/lamps/led/par/17p38led240fl-mxt.html | Regency Lighting | 2020 | Yes
LED Lighting | Reflector | Philips | True |  | PAR38 | E26 (Medium) | E26 (Medium) | Home / Light Bulbs / LED / LED PAR / Philips - 470831 - 17PAR38/EXPERTCOLOR/F25/927 AirFlux Technology Provide Superior Lighting Aesthetics; Optimal Thermal Efficiency in a Sleek, Lightweight Design 17W PAR38 LED Lamp - Universal - 1150 Lumens - Warm White (2700K) - 95 CRI - 40000 Hours - E26 (Medium) - 120 to 130V Philips - 470831 - 17PAR38/EXPERTCOLOR/F25/927 | 2700 | 95 | 1150 | 67.6471 | 40000 | 17 | 6 | 141.36 | 23.56 | 27.6839 | 2020Q2 | https://shop.regencylighting.com/lamps/led/par/17par38-expertcolor-f25-927-47083-1.html | Regency Lighting | 2020 | Yes
LED Lighting | Reflector | Philips | True |  | PAR38 | E26 (Medium) | E26 (Medium) | Home / Light Bulbs / LED / LED PAR / Philips - 470864 - 17PAR38/EXPERTCOLOR/F25/927/DI AirFlux Technology Provide Superior Lighting Aesthetics; Optimal Thermal Efficiency in a Sleek, Lightweight Design 17W PAR38 LED Lamp - Universal - 1150 Lumens - Warm White (2700K) - 95 CRI - 40000 Hours - E26 (Medium) - 120 to 130V Philips - 470864 - 17PAR38/EXPERTCOLOR/F25/927/DI | 2700 | 95 | 1150 | 67.6471 | 40000 | 17 | 1 | 21.06 | 21.06 | 24.7463 | 2020Q2 | https://shop.regencylighting.com/lamps/led/par/17par38-expertcolor-f25-927-di-47086-4.html | Regency Lighting | 2020 | Yes
LED Lighting | Reflector | Philips | True |  | PAR38 | E26 (Medium) | E26 (Medium) | Home / Light Bulbs / LED / LED PAR / Philips - 471003 - 17PAR38/EXPERTCOLOR/F25/930 AirFlux Technology Provide Superior Lighting Aesthetics; Optimal Thermal Efficiency in a Sleek, Lightweight Design 17W PAR38 LED Lamp - Universal - 1200 Lumens - Warm White (3000K) - 90 CRI - 40000 Hours - E26 (Medium) - 120 to 130V Philips - 471003 - 17PAR38/EXPERTCOLOR/F25/930 | 3000 | 90 | 1200 | 70.5882 | 40000 | 17 | 1 | 25 | 25 | 29.376 | 2020Q2 | https://shop.regencylighting.com/lamps/led/par/17par38-expertcolor-f25-930-47100-3.html | Regency Lighting | 2020 | Yes
LED Lighting | Reflector | Philips | True |  | PAR38 | E26 (Medium) | E26 (Medium) | Home / Light Bulbs / LED / LED PAR / Philips - 470872 - 17PAR38/EXPERTCOLOR/F25/940 AirFlux Technology Provide Superior Lighting Aesthetics; Optimal Thermal Efficiency in a Sleek, Lightweight Design 17W PAR38 LED Lamp - Universal - 1300 Lumens - Cool White (4000K) - 95 CRI - 40000 Hours - E26 (Medium) - 120 to 130V Philips - 470872 - 17PAR38/EXPERTCOLOR/F25/940 | 4000 | 95 | 1300 | 76.4706 | 40000 | 17 | 6 | 141.36 | 23.56 | 27.6839 | 2020Q2 | https://shop.regencylighting.com/lamps/led/par/17par38-expertcolor-f25-940-47087-2.html | Regency Lighting | 2020 | Yes
LED Lighting | Reflector | Philips | True |  | PAR38 | E26 (Medium) | E26 (Medium) | Home / Light Bulbs / LED / LED PAR / Philips - 470849 - 17PAR38/EXPERTCOLOR/F40/927 AirFlux Technology Provide Superior Lighting Aesthetics; Optimal Thermal Efficiency in a Sleek, Lightweight Design 17W PAR38 LED Lamp - Universal - 1150 Lumens - Warm White (2700K) - 95 CRI - 40000 Hours - E26 (Medium) - 120 to 130V Philips - 470849 - 17PAR38/EXPERTCOLOR/F40/927 | 2700 | 95 | 1150 | 67.6471 | 40000 | 17 | 1 | 23.56 | 23.56 | 27.6839 | 2020Q2 | https://shop.regencylighting.com/lamps/led/par/17par38-expertcolor-f40-927-47084-9.html | Regency Lighting | 2020 | Yes
LED Lighting | Reflector | Philips | True |  | PAR38 | E26 (Medium) | E26 (Medium) | Home / Light Bulbs / LED / LED PAR / Philips - 471011 - 17PAR38/EXPERTCOLOR/F40/930 AirFlux Technology Provide Superior Lighting Aesthetics; Optimal Thermal Efficiency in a Sleek, Lightweight Design 17W PAR38 LED Lamp - Universal - 1200 Lumens - Warm White (3000K) - 90 CRI - 40000 Hours - E26 (Medium) - 120 to 130V Philips - 471011 - 17PAR38/EXPERTCOLOR/F40/930 | 3000 | 90 | 1200 | 70.5882 | 40000 | 17 | 6 | 150 | 25 | 29.376 | 2020Q2 | https://shop.regencylighting.com/lamps/led/par/17par38-expertcolor-f40-930-47101-1.html | Regency Lighting | 2020 | Yes
LED Lighting | Reflector | Philips | True |  | PAR38 | E26 (Medium) | E26 (Medium) | Home / Light Bulbs / LED / LED PAR / Philips - 470880 - 17PAR38/EXPERTCOLOR/F40/940/DIM AirFlux Technology Provide Superior Lighting Aesthetics; Optimal Thermal Efficiency in a Sleek, Lightweight Design 17W PAR38 LED Lamp - Universal - 1300 Lumens - Cool White (4000K) - 95 CRI - 40000 Hours - E26 (Medium) - 120 to 130V Philips - 470880 - 17PAR38/EXPERTCOLOR/F40/940/DIM | 4000 | 95 | 1300 | 76.4706 | 40000 | 17 | 6 | 141.36 | 23.56 | 27.6839 | 2020Q2 | https://shop.regencylighting.com/lamps/led/par/17par38-expertcolor-f40-940-dim-47088-0.html | Regency Lighting | 2020 | Yes
LED Lighting | Reflector | Philips | True |  | PAR38 | E26 (Medium) | E26 (Medium) | Home / Light Bulbs / LED / LED PAR / Philips - 471029 - 17PAR38/EXPERTCOLOR RETAIL/F25 AirFlux Technology Provide Superior Lighting Aesthetics; Optimal Thermal Efficiency in a Sleek, Lightweight Design 17W PAR38 LED Lamp - Universal - 1200 Lumens - Warm White (3000K) - 90 CRI - 40000 Hours - E26 (Medium) - 120 to 130V Philips - 471029 - 17PAR38/EXPERTCOLOR RETAIL/F25 | 3000 | 90 | 1200 | 70.5882 | 40000 | 17 | 6 | 150 | 25 | 29.376 | 2020Q2 | https://shop.regencylighting.com/lamps/led/par/17par38-expertcolor-retail-f25-47102-9.html | Regency Lighting | 2020 | Yes
LED Lighting | Reflector | Philips | True |  | PAR38 | E26 (Medium) | E26 (Medium) | Home / Light Bulbs / LED / LED PAR / Philips - 470823 - 17PAR38/EXPERTCOLOR/S8/927/DIM AirFlux Technology Provide Superior Lighting Aesthetics; Optimal Thermal Efficiency in a Sleek, Lightweight Design 17W PAR38 LED Lamp - Universal - 1150 Lumens - Warm White (2700K) - 95 CRI - 40000 Hours - E26 (Medium) - 120 to 130V Philips - 470823 - 17PAR38/EXPERTCOLOR/S8/927/DIM | 2700 | 95 | 1150 | 67.6471 | 40000 | 17 | 6 | 141.36 | 23.56 | 27.6839 | 2020Q2 | https://shop.regencylighting.com/lamps/led/par/17par38-expertcolor-s8-927-dim-47082-3.html | Regency Lighting | 2020 | Yes
LED Lighting | Reflector | Philips | True |  | PAR38 | E26 (Medium) | E26 (Medium) | Home / Light Bulbs / LED / LED PAR / Philips - 470996 - 17PAR38/EXPERTCOLOR/S8/930/DIM AirFlux Technology Provide Superior Lighting Aesthetics; Optimal Thermal Efficiency in a Sleek, Lightweight Design 17W PAR38 LED Lamp - Universal - 1200 Lumens - Warm White (3000K) - 90 CRI - 40000 Hours - E26 (Medium) - 120 to 130V Philips - 470996 - 17PAR38/EXPERTCOLOR/S8/930/DIM | 3000 | 90 | 1200 | 70.5882 | 40000 | 17 | 6 | 150 | 25 | 29.376 | 2020Q2 | https://shop.regencylighting.com/lamps/led/par/17par38-expertcolor-s8-930-dim-47099-6.html | Regency Lighting | 2020 | Yes
LED Lighting | Reflector | Satco | True |  | PAR38 | E26 (Medium) | E26 (Medium) | Home / Light Bulbs / LED / LED PAR / Satco - S9094 - 17PAR38/LED/40/3000K/120V PAR38 LED Lamp 17W PAR38 LED Lamp - Universal - 1200 Lumens - Warm White (3000K) - 80 CRI - 25000 Hours - E26 (Medium) - 120 to 130V Satco - S9094 - 17PAR38/LED/40/3000K/120V | 3000 | 80 | 1200 | 70.5882 | 25000 | 17 | 1 | 20.97 | 20.97 | 24.6406 | 2020Q2 | https://shop.regencylighting.com/lamps/led/par/17par38-led-40-3000k-120v-s9094.html | Regency Lighting | 2020 | Yes
LED Lighting | Reflector | Green Creative | False |  | PAR38 | E26 (Medium) | E26 (Medium) | Home / Light Bulbs / LED / LED PAR / Green Creative - 19PAR38HO/830NF25/277V Energy Star; Replaces 250W Halogen & 39W CMH; High 10000+ Candela Output; Exceptional Efficacy 93 LPW in Warm White; Even Beam Distribution 19W PAR38 LED Lamp - Universal - 1775 Lumens - Warm White (3000K) - 80 CRI - 40000 Hours - E26 (Medium) - 120 to 277V (Universal) Green Creative - 19PAR38HO/830NF25/277V | 3000 | 80 | 1775 | 93.4211 | 40000 | 19 | 1 | 21.9 | 21.9 | 25.7333 | 2020Q2 | https://shop.regencylighting.com/lamps/led/par/19par38ho-830nf25-277v-grc.html | Regency Lighting | 2020 | Yes
LED Lighting | Reflector | Philips | False |  | PAR38 | E26 (Medium) | E26 (Medium) | Home / Light Bulbs / LED / LED PAR / Philips - 460527 - 32PAR38/LED/830/F25/ND 120V Candle Power 8000 cd, Energy Star Rated. Not Affected by Epact. 32W PAR38 LED Lamp - Universal - 2800 Lumens - Warm White (3000K) - 80 CRI - 25000 Hours - E26 (Medium) - 120 to 130V - Clear Philips - 460527 - 32PAR38/LED/830/F25/ND 120V | 3000 | 80 | 2800 | 87.5 | 25000 | 32 | 6 | 219.24 | 36.54 | 42.9359 | 2020Q2 | https://shop.regencylighting.com/lamps/led/par/32par38-led-830-f25-nd-120v-46052-7.html | Regency Lighting | 2020 | Yes
LED Lighting | Reflector | Philips | False |  | PAR38 | E26 (Medium) | E26 (Medium) | Home / Light Bulbs / LED / LED PAR / Philips - 460519 - 32PAR38/LED/830/S15/ND 120V Candle Power30000 cd, Energy Star Rated. Not Affected by Epact. 32W PAR38 LED Lamp - Universal - 2800 Lumens - Warm White (3000K) - 80 CRI - 25000 Hours - E26 (Medium) - 120 to 130V - Clear Philips - 460519 - 32PAR38/LED/830/S15/ND 120V | 3000 | 80 | 2800 | 87.5 | 25000 | 32 | 1 | 36.54 | 36.54 | 42.9359 | 2020Q2 | https://shop.regencylighting.com/lamps/led/par/32par38-led-830-s15-nd-120v-46051-9.html | Regency Lighting | 2020 | Yes
LED Lighting | Reflector | Philips | True |  | PAR38 | E26 (Medium) | E26 (Medium) | Home / Light Bulbs / LED / LED PAR / Philips - 549345 - 33PAR38/PER/830/F25/DIM/120V TrueForce, High Lumen; Perfect Transition from CDM Lamps to LED 33W PAR38 LED Lamp - Universal - 3000 Lumens - Warm White (3000K) - 80 CRI - 5000 Hours - E26 (Medium) - 120 to 130V Philips - 549345 - 33PAR38/PER/830/F25/DIM/120V | 3000 | 80 | 3000 | 90.9091 | 25000 | 33 | 6 | 236.58 | 39.43 | 46.3318 | 2020Q2 | https://shop.regencylighting.com/lamps/led/par/33par38-per-830-f25-dim-120v-53461-0.html | Regency Lighting | 2020 | Yes
LED Lighting | Reflector | Philips | True |  | PAR16 | GU10 (Bi-Pin / Twist & Lock) | GU10 (Bi-Pin / Twist & Lock) | Home / Light Bulbs / LED / LED PAR / Philips - 468140 - 4.5GU10/LEDCLA/F35/830/DIM Energy Star Rated; Minimum starting temperature:-4.00 F 4.5W PAR16 LED Lamp - Universal - 400 Lumens - Warm White (3000K) - 80 CRI - 25000 Hours - GU10 (Bi-Pin / Twist & Lock) - 120 to 130V - Clear Philips - 468140 - 4.5GU10/LEDCLA/F35/830/DIM | 3000 | 80 | 400 | 88.8889 | 25000 | 4.5 | 10 | 76 | 7.6 | 8.9303 | 2020Q2 | https://shop.regencylighting.com/lamps/led/par/4-5gu10-ledcla-f35-830-dim-46814-0.html | Regency Lighting | 2020 | Yes
LED Lighting | Reflector | Satco | True |  | PAR16 | E26 (Medium) | E26 (Medium) | Home / Light Bulbs / LED / LED PAR / Satco - S9386 - 4.5PAR16/LED/40/3000K/120V Direct Replacement For 45W; Halogen PAR16 Lamps; Dimmable; Damp Location; Approved For Enclosed Fixtures; Long Life - 25000 Hour; High Efficiency / Environmentally Friendly; No UV or IR Radiation; 3 Year Warranty 4.5W PAR16 LED Lamp - Universal - 370 Lumens - Warm White (3000K) - 80 CRI - 25000 Hours - E26 (Medium) - 120 to 130V - White Satco - S9386 - 4.5PAR16/LED/40/3000K/120V | 3000 | 80 | 370 | 82.2222 | 25000 | 4.5 | 48 | 417.12 | 8.69 | 10.2111 | 2020Q2 | https://shop.regencylighting.com/lamps/led/par/4-5par16-led-40-3000k-120v-s9386.html | Regency Lighting | 2020 | Yes
LED Lighting | Reflector | Philips | True |  | PAR16 | E26 (Medium) | E26 (Medium) | Home / Light Bulbs / LED / LED PAR / Philips - 470047 - 5.5PAR16/AMB/F40/830/E26 Energy Star Certified 5.5W PAR16 LED Lamp - Universal - 400 Lumens - Warm White (3000K) - 80 CRI - 25000 Hours - E26 (Medium) - 120 to 130V - Amber Philips - 470047 - 5.5PAR16/AMB/F40/830/E26 | 3000 | 80 | 400 | 72.7273 | 25000 | 5.5 | 1 | 9.62 | 9.62 | 11.3039 | 2020Q2 | https://shop.regencylighting.com/lamps/led/par/5-5par16-amb-f40-830-e26-47004-7.html | Regency Lighting | 2020 | Yes
LED Lighting | Reflector | Philips | True |  | PAR20 | E26 (Medium) | E26 (Medium) | Home / Light Bulbs / LED / LED PAR / Philips - 463695 - 6PAR20/LED/840/F35/DIM SO 120V Candle Power 1080 cd, Energy Star Rated. Not Affected by Epact. 6W PAR20 LED Lamp - Universal - 520 Lumens - Cool White (4000K) - 80 CRI - 25000 Hours - E26 (Medium) - 120 to 130V Philips - 463695 - 6PAR20/LED/840/F35/DIM SO 120V | 4000 | 80 | 520 | 86.6667 | 25000 | 6 | 1 | 17.31 | 17.31 | 20.3399 | 2020Q2 | https://shop.regencylighting.com/lamps/led/par/6par20-led-840-f35-dim-so-120v-46369-5.html | Regency Lighting | 2020 | Yes
LED Lighting | Reflector | Maxlite | False |  | PAR20 | E26 (Medium) | E26 (Medium) | Home / Light Bulbs / LED / LED PAR / Maxlite - 102646 - 7P20NDV30FL Instant On; Not for Use in Enclosed Fixtures 7W PAR20 LED Lamp - Universal - 425 Lumens - Warm White (3000K) - 82 CRI - 11000 Hours - E26 (Medium) - 120 to 130V - White Maxlite - 102646 - 7P20NDV30FL | 3000 | 82 | 425 | 60.7143 | 11000 | 7 | 1 | 3.68 | 3.68 | 4.3241 | 2020Q2 | https://shop.regencylighting.com/lamps/led/par/7p20ndv30fl-mxt.html | Regency Lighting | 2020 | Yes
LED Lighting | Reflector | Philips | True |  | PAR20 | E26 (Medium) | E26 (Medium) | Home / Light Bulbs / LED / LED PAR / Philips - 471136 - 7PAR20/LED/827-822/F40/GL/DIM Superior Lighting Aesthetics; Optimal Thermal Efficiency in a Sleek, Lightweight Design 7W PAR20 LED Lamp - Universal - 500 Lumens - Warm White (2200 to 2700K) - 80 CRI - 25000 Hours - E26 (Medium) - 120 to 130V Philips - 471136 - 7PAR20/LED/827-822/F40/GL/DIM | 2200 | 80 | 500 | 71.4286 | 25000 | 7 | 6 | 72.12 | 12.02 | 14.124 | 2020Q2 | https://shop.regencylighting.com/lamps/led/par/7par20-led-827-822-f40-gl-dim-47113-6.html | Regency Lighting | 2020 | Yes
LED Lighting | Reflector | Philips | True |  | PAR20 | E26 (Medium) | E26 (Medium) | Home / Light Bulbs / LED / LED PAR / Philips - 471102 - 7PAR20/LED/F25/827-822/E26/GL PAR20 LED Spout Lamp 7W PAR20 LED Lamp - Universal - 500 Lumens - Warm White (3000K) - 80 CRI - 25000 Hours - E26 (Medium) - 120 to 130V Philips - 471102 - 7PAR20/LED/F25/827-822/E26/GL | 3000 | 80 | 500 | 71.4286 | 25000 | 7 | 1 | 12.02 | 12.02 | 14.124 | 2020Q2 | https://shop.regencylighting.com/lamps/led/par/7par20-led-f25-827-822-e26-gl-47110-2.html | Regency Lighting | 2020 | Yes
LED Lighting | Reflector | Philips | True |  | PAR20 | E26 (Medium) | E26 (Medium) | Home / Light Bulbs / LED / LED PAR / Philips - 471110 - 7PAR20/LED/F25/830/E26/GL/DIM Superior Lighting Aesthetics; Optimal Thermal Efficiency in a Sleek, Lightweight Design 7W PAR20 LED Lamp - Universal - 500 Lumens - Warm White (3000K) - 80 CRI - 25000 Hours - E26 (Medium) - 120 to 130V Philips - 471110 - 7PAR20/LED/F25/830/E26/GL/DIM | 3000 | 80 | 500 | 71.4286 | 25000 | 7 | 6 | 69.24 | 11.54 | 13.5599 | 2020Q2 | https://shop.regencylighting.com/lamps/led/par/7par20-led-f25-830-e26-gl-dim-47111-0.html | Regency Lighting | 2020 | Yes
LED Lighting | Reflector | Philips | True |  | PAR20 | E26 (Medium) | E26 (Medium) | Home / Light Bulbs / LED / LED PAR / Philips - 471144 - 7PAR20/LED/F40/830/E26/GL/DIM PAR20 LED Spout Lamp 7W PAR20 LED Lamp - Universal - 500 Lumens - Warm White (3000K) - 80 CRI - 25000 Hours - E26 (Medium) - 120 to 130V Philips - 471144 - 7PAR20/LED/F40/830/E26/GL/DIM | 3000 | 80 | 500 | 71.4286 | 25000 | 7 | 1 | 11.54 | 11.54 | 13.5599 | 2020Q2 | https://shop.regencylighting.com/lamps/led/par/7par20-led-f40-830-e26-gl-dim-47114-4.html | Regency Lighting | 2020 | Yes
LED Lighting | Reflector | Philips | True |  | PAR20 | E26 (Medium) | E26 (Medium) | Home / Light Bulbs / LED / LED PAR / Philips - 471151 - 7PAR20/LED/F40/840/E26/GL/DIM Superior Lighting Aesthetics; Optimal Thermal Efficiency in a Sleek, Lightweight Design 7W PAR20 LED Lamp - Universal - 500 Lumens - Cool White (4000K) - 80 CRI - 25000 Hours - E26 (Medium) - 120 to 130V Philips - 471151 - 7PAR20/LED/F40/840/E26/GL/DIM | 4000 | 80 | 500 | 71.4286 | 25000 | 7 | 1 | 11.54 | 11.54 | 13.5599 | 2020Q2 | https://shop.regencylighting.com/lamps/led/par/7par20-led-f40-840-e26-gl-dim-47115-1.html | Regency Lighting | 2020 | Yes
LED Lighting | Reflector | Dabmar |  |  | PAR20 | E26 (Medium) | E26 (Medium) | Home / Light Bulbs / LED / LED PAR / Dabmar - DL-PAR20-LED-7W-30K PAR20 LED Lamp 7W PAR20 LED Lamp - Universal - 540 Lumens - Warm White (3000K) - 25000 Hours - E26 (Medium) - 120 to 277V (Universal) Dabmar - DL-PAR20-LED-7W-30K | 3000 |  | 540 | 77.1429 | 25000 | 7 | 1 | 50.95 | 50.95 | 59.8682 | 2020Q2 | https://shop.regencylighting.com/lamps/led/par/dl-par20-led-7w-30k-dab.html | Regency Lighting | 2020 | Yes
LED Lighting | Reflector | Eco-Story | True |  | PAR30 | GU24 (Bi-Pin / Twist & Lock) | GU24 (Bi-Pin / Twist & Lock) | Home / Light Bulbs / LED / LED PAR / Eco-Story - ECO-PAR-30-GU-24-WW-30-DM GU24 Base PAR30 LED Lamp 8W GU24 Base PAR30 LED Lamp - Universal - 600 Lumens - Warm White (2700K) - 80 CRI - 40000 Hours - GU24 (Bi-Pin / Twist & Lock) - 120 to 130V Eco-Story - ECO-PAR-30-GU-24-WW-30-DM | 2700 | 80 | 600 | 75 | 40000 | 8 | 1 | 43.21 | 43.21 | 50.7734 | 2020Q2 | https://shop.regencylighting.com/lamps/led/par/eco-par-30-gu-24-ww-30-dm-eco.html | Regency Lighting | 2020 | Yes
LED Lighting | Reflector | Eco-Story | True |  | PAR38 | GU24 (Bi-Pin / Twist & Lock) | GU24 (Bi-Pin / Twist & Lock) | Home / Light Bulbs / LED / LED PAR / Eco-Story - ECO-PAR38C-17-GU24-27K-25D GU24 Base PAR38 LED Lamp 17W GU24 Base PAR38 LED Lamp - Universal - 1100 Lumens - Warm White (2700K) - 80 CRI - 40000 Hours - GU24 (Bi-Pin / Twist & Lock) - 120 to 130V Eco-Story - ECO-PAR38C-17-GU24-27K-25D | 2700 | 80 | 1100 | 64.7059 | 40000 | 17 | 1 | 61.41 | 61.41 | 72.1591 | 2020Q2 | https://shop.regencylighting.com/lamps/led/par/eco-par38c-17-gu24-27k-25d-eco.html | Regency Lighting | 2020 | Yes
LED Lighting | Reflector | TCP | True |  | PAR38 | E26 (Medium) | E26 (Medium) | Home / Light Bulbs / LED / LED PAR / TCP - L120P38D2530KFL Shatter Resistant; Wet Location Rated; Smooth Outside Housing 13W PAR38 LED Lamp - Universal - 1200 Lumens - Warm White (3000K) - 80 CRI - 25000 Hours - E26 (Medium) - 120 to 130V TCP - L120P38D2530KFL | 3000 | 80 | 1200 | 92.3077 | 25000 | 13 | 1 | 14.22 | 14.22 | 16.709 | 2020Q2 | https://shop.regencylighting.com/lamps/led/par/l120p38d2530kfl-tcp.html | Regency Lighting | 2020 | Yes
LED Lighting | Reflector | TCP | True |  | PAR38 | E26 (Medium) | E26 (Medium) | Home / Light Bulbs / LED / LED PAR / TCP - L120P38D2530KNFL Shatter Resistant; Wet Location Rated; Smooth Outside Housing 13W PAR38 LED Lamp - Universal - 1200 Lumens - Warm White (3000K) - 80 CRI - 25000 Hours - E26 (Medium) - 120 to 130V TCP - L120P38D2530KNFL | 3000 | 80 | 1200 | 92.3077 | 25000 | 13 | 12 | 170.64 | 14.22 | 16.709 | 2020Q2 | https://shop.regencylighting.com/lamps/led/par/l120p38d2530knfl-tcp.html | Regency Lighting | 2020 | Yes
LED Lighting | Reflector | TCP | True |  | PAR20 | E26 (Medium) | E26 (Medium) | Home / Light Bulbs / LED / LED PAR / TCP - LED10P20D27KFL95 Damp Location 10W PAR20 LED Lamp - Universal - 500 Lumens - Warm White (2700K) - 90 CRI - 25000 Hours - E26 (Medium) - 120 to 130V - White TCP - LED10P20D27KFL95 | 2700 | 90 | 500 | 50 | 25000 | 10 | 1 | 17.2 | 17.2 | 20.2107 | 2020Q2 | https://shop.regencylighting.com/lamps/led/par/led10p20d27kfl95-tcp.html | Regency Lighting | 2020 | Yes
LED Lighting | Reflector | TCP | True |  | PAR20 | E26 (Medium) | E26 (Medium) | Home / Light Bulbs / LED / LED PAR / TCP - LED10P20D27KNFL Damp Location 10W PAR20 LED Lamp - Universal - 600 Lumens - Warm White (2700K) - 82 CRI - 25000 Hours - E26 (Medium) - 120 to 130V - White TCP - LED10P20D27KNFL | 2700 | 82 | 600 | 60 | 25000 | 10 | 48 | 698.4 | 14.55 | 17.0968 | 2020Q2 | https://shop.regencylighting.com/lamps/led/par/led10p20d27knfl-tcp.html | Regency Lighting | 2020 | Yes
LED Lighting | Reflector | TCP | True |  | PAR30 | E26 (Medium) | E26 (Medium) | Home / Light Bulbs / LED / LED PAR / TCP - LED10P30SD27KNFL Damp Location 10W PAR30 LED Lamp - Universal - 700 Lumens - Warm White (2700K) - 82 CRI - 25000 Hours - E26 (Medium) - 120 to 130V - White TCP - LED10P30SD27KNFL | 2700 | 82 | 700 | 70 | 25000 | 10 | 12 | 201.6 | 16.8 | 19.7406 | 2020Q2 | https://shop.regencylighting.com/lamps/led/par/led10p30sd27knfl-tcp.html | Regency Lighting | 2020 | Yes
LED Lighting | Reflector | TCP | True |  | PAR30 | E26 (Medium) | E26 (Medium) | Home / Light Bulbs / LED / LED PAR / TCP - LED10P30SD30KFL Damp Location 10W PAR30 LED Lamp - Universal - 725 Lumens - Warm White (3000K) - 82 CRI - 25000 Hours - E26 (Medium) - 120 to 130V - White TCP - LED10P30SD30KFL | 3000 | 82 | 725 | 72.5 | 25000 | 10 | 12 | 201.6 | 16.8 | 19.7406 | 2020Q2 | https://shop.regencylighting.com/lamps/led/par/led10p30sd30kfl-tcp.html | Regency Lighting | 2020 | Yes
LED Lighting | Reflector | TCP | True |  | PAR30 | E26 (Medium) | E26 (Medium) | Home / Light Bulbs / LED / LED PAR / TCP - LED10P30SD41KNFL Damp Location 10W PAR30 LED Lamp - Universal - 700 Lumens - Cool White (4100K) - 82 CRI - 25000 Hours - E26 (Medium) - 120 to 130V - white TCP - LED10P30SD41KNFL | 4100 | 82 | 700 | 70 | 25000 | 10 | 1 | 16.8 | 16.8 | 19.7406 | 2020Q2 | https://shop.regencylighting.com/lamps/led/par/led10p30sd41knfl-tcp.html | Regency Lighting | 2020 | Yes
LED Lighting | Reflector | TCP | False |  | PAR30 | E26 (Medium) | E26 (Medium) | Home / Light Bulbs / LED / LED PAR / TCP - LED10P30SV27KFL Damp Location 10W PAR30 Short Neck LED Lamp - Universal - 600 Lumens - Warm White (2700K) - 82 CRI - 25000 Hours - E26 (Medium) - 120 to 130V TCP - LED10P30SV27KFL | 2700 | 82 | 600 | 60 | 25000 | 10 | 1 | 14.07 | 14.07 | 16.5328 | 2020Q2 | https://shop.regencylighting.com/lamps/led/par/led10p30sv27kfl-tcp.html | Regency Lighting | 2020 | Yes
LED Lighting | Reflector | Sylvania | True | Daylighting/Photocell, | PAR30LN | E26 (Medium) | E26 (Medium) | Home / Light Bulbs / LED / LED PAR / Sylvania - 74603 - LED11PAR30LNDIM850FL4013YGLWRP PAR30LN LED Lamp 11W PAR30 Long Neck LED Lamp - Universal - 850 Lumens - Daylight (5000K) - 82 CRI - 15000 Hours - E26 (Medium) - 120 to 130V Sylvania - 74603 - LED11PAR30LNDIM850FL4013YGLWRP | 5000 | 82 | 850 | 77.2727 | 15000 | 11 | 1 | 16.54 | 16.54 | 19.4351 | 2020Q2 | https://shop.regencylighting.com/lamps/led/par/led11par30lndim850fl4013yglwrp-74603.html | Regency Lighting | 2020 | Yes
LED Lighting | Reflector | Sylvania | True |  | PAR38 | E26 (Medium) | E26 (Medium) | Home / Light Bulbs / LED / LED PAR / Sylvania - 79259 - LED11PAR38/DIM/830/FL30/G2/RP Indoor/Outdoor Damp Rated; Energy Star Rated 11W PAR38 LED Lamp - Universal - 850 Lumens - Warm White (3000K) - 82 CRI - 25000 Hours - E26 (Medium) - 120 to 130V Sylvania - 79259 - LED11PAR38/DIM/830/FL30/G2/RP | 3000 | 82 | 850 | 77.2727 | 25000 | 11 | 1 | 22.59 | 22.59 | 26.5441 | 2020Q2 | https://shop.regencylighting.com/lamps/led/par/led11par38-dim-830-fl30-g2-rp-79259.html | Regency Lighting | 2020 | Yes
LED Lighting | Reflector | TCP | True | Daylighting/Photocell, | PAR30 | E26 (Medium) | E26 (Medium) | Home / Light Bulbs / LED / LED PAR / TCP - LED12E26P30S50KFL PAR30 LED Lamp 12W PAR30 Short LED Light Bulb - Universal - 650 Lumens - Daylight (5000K) - 80 CRI - 25000 Hours - E26 (Medium) - 120 to 130V TCP - LED12E26P30S50KFL | 5000 | 80 | 650 | 54.1667 | 25000 | 12 | 1 | 49.06 | 49.06 | 57.6474 | 2020Q2 | https://shop.regencylighting.com/lamps/led/par/led12e26p30s50kfl-tcp.html | Regency Lighting | 2020 | Yes
LED Lighting | Reflector | TCP | False |  | PAR30LN | E26 (Medium) | E26 (Medium) | Home / Light Bulbs / LED / LED PAR / TCP - LED12P3035KFL Shatter Resistant; UL Approved for Damp Locations 12W PAR30 Long Neck LED Lamp - Universal - 850 Lumens - Neutral White (3500K) - 82 CRI - 25000 hrs. - E26 (Medium) - 120 to 130V - White TCP - LED12P3035KFL | 3500 | 82 | 850 | 70.8333 | 25000 | 12 | 1 | 24.84 | 24.84 | 29.188 | 2020Q2 | https://shop.regencylighting.com/lamps/led/par/led12p3035kfl-tcp.html | Regency Lighting | 2020 | Yes
LED Lighting | Reflector | TCP | False |  | PAR30LN | E26 (Medium) | E26 (Medium) | Home / Light Bulbs / LED / LED PAR / TCP - LED12P3041KFL Damp Location; Energy Star Certified 12W PAR30 Long Neck LED Lamp - Universal - 875 Lumens - Cool White (4100K) - 82 CRI - 25000 Hours - E26 (Medium) - 120 to 130V TCP - LED12P3041KFL | 4100 | 82 | 875 | 72.9167 | 25000 | 12 | 1 | 24.84 | 24.84 | 29.188 | 2020Q2 | https://shop.regencylighting.com/lamps/led/par/led12p3041kfl-tcp.html | Regency Lighting | 2020 | Yes
LED Lighting | Reflector | TCP | True |  | PAR30 | E26 (Medium) | E26 (Medium) | Home / Light Bulbs / LED / LED PAR / TCP - LED12P30SD27KFL Damp Location 12W PAR30 LED Lamp - Universal - 850 Lumens - Warm White (2700K) - 82 CRI - 25000 Hours - E26 (Medium) - 120 to 130V - White TCP - LED12P30SD27KFL | 2700 | 82 | 850 | 70.8333 | 25000 | 12 | 12 | 207.12 | 17.26 | 20.2812 | 2020Q2 | https://shop.regencylighting.com/lamps/led/par/led12p30sd27kfl-tcp.html | Regency Lighting | 2020 | Yes
LED Lighting | Reflector | TCP | True |  | PAR30 | E26 (Medium) | E26 (Medium) | Home / Light Bulbs / LED / LED PAR / TCP - LED12P30SD27KNFL Damp Location 12W PAR30 LED Lamp - Universal - 850 Lumens - Warm White (2700K) - 82 CRI - 25000 Hours - E26 (Medium) - 120 to 130V - White TCP - LED12P30SD27KNFL | 2700 | 82 | 850 | 70.8333 | 25000 | 12 | 12 | 207.12 | 17.26 | 20.2812 | 2020Q2 | https://shop.regencylighting.com/lamps/led/par/led12p30sd27knfl-tcp.html | Regency Lighting | 2020 | Yes
LED Lighting | Reflector | TCP | True |  | PAR30 | E26 (Medium) | E26 (Medium) | Home / Light Bulbs / LED / LED PAR / TCP - LED12P30SD30KFL Damp Location 12W PAR30 LED Lamp - Universal - 875 Lumens - Warm White (3000K) - 82 CRI - 25000 Hours - E26 (Medium) - 120 to 130V - White TCP - LED12P30SD30KFL | 3000 | 82 | 875 | 72.9167 | 25000 | 12 | 12 | 207.12 | 17.26 | 20.2812 | 2020Q2 | https://shop.regencylighting.com/lamps/led/par/led12p30sd30kfl-tcp.html | Regency Lighting | 2020 | Yes
LED Lighting | Reflector | TCP | True |  | PAR30 | E26 (Medium) | E26 (Medium) | Home / Light Bulbs / LED / LED PAR / TCP - LED12P30SD30KNFL PAR30 LED Dimmable PAR Lamp 12W PAR30 LED Dimmable PAR Lamp - Universal - 875 Lumens - Warm White (3000K) - 82 CRI - 25000 Hours - E26 (Medium) - 120 to 130V TCP - LED12P30SD30KNFL | 3000 | 82 | 875 | 72.9167 | 25000 | 12 | 1 | 17.26 | 17.26 | 20.2812 | 2020Q2 | https://shop.regencylighting.com/lamps/led/par/led12p30sd30knfl-tcp.html | Regency Lighting | 2020 | Yes
LED Lighting | Reflector | TCP | True |  | PAR30 | E26 (Medium) | E26 (Medium) | Home / Light Bulbs / LED / LED PAR / TCP - LED12P30SD30KNFL95 Damp Location 12W PAR30 LED Lamp - Universal - 750 Lumens - Warm White (3000K) - 90 CRI - 25000 Hours - E26 (Medium) - 120 to 130V - White TCP - LED12P30SD30KNFL95 | 3000 | 90 | 750 | 62.5 | 25000 | 12 | 12 | 231.12 | 19.26 | 22.6312 | 2020Q2 | https://shop.regencylighting.com/lamps/led/par/led12p30sd30knfl95-tcp.html | Regency Lighting | 2020 | Yes
LED Lighting | Reflector | TCP | True |  | PAR30 | E26 (Medium) | E26 (Medium) | Home / Light Bulbs / LED / LED PAR / TCP - LED12P30SD30KSP PAR30 LED Dimmable PAR Lamp 12W PAR30 LED Dimmable PAR Lamp - Universal - 850 Lumens - Warm White (3000K) - 82 CRI - 25000 Hours - E26 (Medium) - 120 to 130V TCP - LED12P30SD30KSP | 3000 | 82 | 850 | 70.8333 | 25000 | 12 | 1 | 17.26 | 17.26 | 20.2812 | 2020Q2 | https://shop.regencylighting.com/lamps/led/par/led12p30sd30ksp-tcp.html | Regency Lighting | 2020 | Yes
LED Lighting | Reflector | TCP | True |  | PAR30 | E26 (Medium) | E26 (Medium) | Home / Light Bulbs / LED / LED PAR / TCP - LED12P30SD30KSP95 Damp Location 12W PAR30 LED Lamp - Universal - 693 Lumens - Warm White (3000K) - 90 CRI - 25000 Hours - E26 (Medium) - 120 to 130V - White TCP - LED12P30SD30KSP95 | 3000 | 90 | 693 | 57.75 | 25000 | 12 | 1 | 19.26 | 19.26 | 22.6312 | 2020Q2 | https://shop.regencylighting.com/lamps/led/par/led12p30sd30ksp95-tcp.html | Regency Lighting | 2020 | Yes
LED Lighting | Reflector | TCP | True |  | PAR30 | E26 (Medium) | E26 (Medium) | Home / Light Bulbs / LED / LED PAR / TCP - LED12P30SD30KSPB Approved for Use in Damp Locations; Black Housing; Energy Star Qualified 12W PAR30 Long Neck LED Lamp - Universal - 875 Lumens - Warm White (3000K) - 80 CRI - 25000 hrs. - E26 (Medium) - 120 to 130V - Black TCP - LED12P30SD30KSPB | 3000 | 80 | 875 | 72.9167 | 25000 | 12 | 1 | 19.26 | 19.26 | 22.6312 | 2020Q2 | https://shop.regencylighting.com/lamps/led/par/led12p30sd30kspb-tcp.html | Regency Lighting | 2020 | Yes
LED Lighting | Reflector | TCP | True |  | PAR30 | E26 (Medium) | E26 (Medium) | Home / Light Bulbs / LED / LED PAR / TCP - LED12P30SD35KFL Shatter Resistant; UL Approved for Damp Locations 12W PAR30 LED Lamp - Universal - 675 Lumens - Neutral White (3500K) - 82 CRI - 25000 hrs. - E26 (Medium) - 120 to 130V - White TCP - LED12P30SD35KFL | 3500 | 82 | 675 | 56.25 | 25000 | 12 | 1 | 17.26 | 17.26 | 20.2812 | 2020Q2 | https://shop.regencylighting.com/lamps/led/par/led12p30sd35kfl-tcp.html | Regency Lighting | 2020 | Yes
LED Lighting | Reflector | TCP | True |  | PAR30 | E26 (Medium) | E26 (Medium) | Home / Light Bulbs / LED / LED PAR / TCP - LED12P30SD35KNFL Damp Location 12W PAR30 LED Lamp - Universal - 900 Lumens - Neutral White (3500K) - 82 CRI - 25000 Hours - E26 (Medium) - 120 to 130V - White TCP - LED12P30SD35KNFL | 3500 | 82 | 900 | 75 | 25000 | 12 | 12 | 207.12 | 17.26 | 20.2812 | 2020Q2 | https://shop.regencylighting.com/lamps/led/par/led12p30sd35knfl-tcp.html | Regency Lighting | 2020 | Yes
LED Lighting | Reflector | TCP | True |  | PAR30 | E26 (Medium) | E26 (Medium) | Home / Light Bulbs / LED / LED PAR / TCP - LED12P30SD41KFL Damp Location 12W PAR30 LED Lamp - Universal - 925 Lumens - Cool White (4100K) - 82 CRI - 25000 Hours - E26 (Medium) - 120 to 130V - White TCP - LED12P30SD41KFL | 4100 | 82 | 925 | 77.0833 | 25000 | 12 | 12 | 207.12 | 17.26 | 20.2812 | 2020Q2 | https://shop.regencylighting.com/lamps/led/par/led12p30sd41kfl-tcp.html | Regency Lighting | 2020 | Yes
LED Lighting | Reflector | TCP | True | Daylighting/Photocell, | PAR30 | E26 (Medium) | E26 (Medium) | Home / Light Bulbs / LED / LED PAR / TCP - LED12P30SD50KFL Damp Location 12W PAR30 LED Dimmable PAR Lamp - Universal - 850 Lumens - Daylight (5000K) - 80 CRI - 25000 Hours - E26 (Medium) - 120 to 130V TCP - LED12P30SD50KFL | 5000 | 80 | 850 | 70.8333 | 25000 | 12 | 1 | 17.26 | 17.26 | 20.2812 | 2020Q2 | https://shop.regencylighting.com/lamps/led/par/led12p30sd50kfl-tcp.html | Regency Lighting | 2020 | Yes
LED Lighting | Reflector | TCP | True | Daylighting/Photocell, | PAR30 | E26 (Medium) | E26 (Medium) | Home / Light Bulbs / LED / LED PAR / TCP - LED12P30SD50KNFL Damp Location Rated 12W PAR30 LED Lamp - Universal - 875 Lumens - Daylight (5000K) - 82 CRI - 25000 Hours - E26 (Medium) - 120 to 130V TCP - LED12P30SD50KNFL | 5000 | 82 | 875 | 72.9167 | 25000 | 12 | 1 | 17.26 | 17.26 | 20.2812 | 2020Q2 | https://shop.regencylighting.com/lamps/led/par/led12p30sd50knfl-tcp.html | Regency Lighting | 2020 | Yes
LED Lighting | Reflector | Sylvania | True |  | PAR30LN | E26 (Medium) | E26 (Medium) | Home / Light Bulbs / LED / LED PAR / Sylvania - 78228 - LED13PAR30LNDIM830FL40GL1W Indoor/Outdoor Wet Rated; Energy Star Rated 13W PAR30 Long Neck LED Lamp - Universal - 825 Lumens - Warm White (3000K) - 82 CRI - 25000 Hours - E26 (Medium) - 120 to 130V Sylvania - 78228 - LED13PAR30LNDIM830FL40GL1W | 3000 | 82 | 825 | 63.4615 | 25000 | 13 | 6 | 1748.58 | 291.43 | 342.4415 | 2020Q2 | https://shop.regencylighting.com/lamps/led/par/led13par30lndim830fl40gl1w-78228.html | Regency Lighting | 2020 | No
LED Lighting | Reflector | Sylvania | False |  | PAR38 | E26 (Medium) | E26 (Medium) | Home / Light Bulbs / LED / LED PAR / Sylvania - 79276 - LED13PAR38830FL4510YVRP2 Indoor/Outdoor Damp Rated 13W PAR38 LED Lamp - Universal - 1050 Lumens - Warm White (3000K) - 82 CRI - 11000 Hours - E26 (Medium) - 120 to 130V Sylvania - 79276 - LED13PAR38830FL4510YVRP2 | 3000 | 82 | 1050 | 80.7692 | 11000 | 13 | 12 | 114.36 | 9.53 | 11.1981 | 2020Q2 | https://shop.regencylighting.com/lamps/led/par/led13par38830fl4510yvrp2-79276.html | Regency Lighting | 2020 | Yes
LED Lighting | Reflector | Sylvania | False | Daylighting/Photocell, | PAR38 | E26 (Medium) | E26 (Medium) | Home / Light Bulbs / LED / LED PAR / Sylvania - 79736 - LED13PAR38850FL4510YVRP2 Universal Input 13W PAR38 LED Lamp - Universal - 1200 Lumens - Daylight (5000K) - 82 CRI - 11000 Hours - E26 (Medium) - 120 to 130V Sylvania - 79736 - LED13PAR38850FL4510YVRP2 | 5000 | 82 | 1200 | 92.3077 | 11000 | 13 | 6 | 57.18 | 9.53 | 11.1981 | 2020Q2 | https://shop.regencylighting.com/lamps/led/par/led13par38850fl4510yvrp2-79736.html | Regency Lighting | 2020 | Yes
LED Lighting | Reflector | TCP | True |  | PAR38 | E26 (Medium) | E26 (Medium) | Home / Light Bulbs / LED / LED PAR / TCP - LED14E26P3827KFL PAR38 Flood LED Bulb 14W PAR38 LED Lamp - Universal - 850 Lumens - Warm White (2700K) - 85 CRI - 25000 Hours - E26 (Medium) - 120 to 130V TCP - LED14E26P3827KFL | 2700 | 85 | 850 | 60.7143 | 25000 | 14 | 1 | 42 | 42 | 49.3516 | 2020Q2 | https://shop.regencylighting.com/lamps/led/par/led14e26p3827kfl-tcp.html | Regency Lighting | 2020 | Yes
LED Lighting | Reflector | TCP | True |  | PAR30LN | E26 (Medium) | E26 (Medium) | Home / Light Bulbs / LED / LED PAR / TCP - LED14P30D27KFL Damp Location 14W PAR30 Long Neck LED Lamp - Universal - 1050 Lumens - Warm White (2700K) - 82 CRI - 25000 Hours - E26 (Medium) - 120 to 130V - White TCP - LED14P30D27KFL | 2700 | 82 | 1050 | 75 | 25000 | 14 | 12 | 217.68 | 18.14 | 21.3152 | 2020Q2 | https://shop.regencylighting.com/lamps/led/par/led14p30d27kfl-tcp.html | Regency Lighting | 2020 | Yes
LED Lighting | Reflector | TCP | True |  | PAR30LN | E26 (Medium) | E26 (Medium) | Home / Light Bulbs / LED / LED PAR / TCP - LED14P30D27KFL95 Damp Location 14W PAR30 Long Neck LED Lamp - Universal - 850 Lumens - Warm White (2700K) - 90 CRI - 25000 Hours - E26 (Medium) - 120 to 130V - White TCP - LED14P30D27KFL95 | 2700 | 90 | 850 | 60.7143 | 25000 | 14 | 1 | 20.14 | 20.14 | 23.6653 | 2020Q2 | https://shop.regencylighting.com/lamps/led/par/led14p30d27kfl95-tcp.html | Regency Lighting | 2020 | Yes
LED Lighting | Reflector | TCP | True |  | PAR30LN | E26 (Medium) | E26 (Medium) | Home / Light Bulbs / LED / LED PAR / TCP - LED14P30D27KFLB Black Housing; Damp Location Rated 14W PAR30 Long Neck LED Lamp - Universal - 1050 Lumens - Warm White (2700K) - 82 CRI - 25000 Hours - E26 (Medium) - 120 to 130V TCP - LED14P30D27KFLB | 2700 | 82 | 1050 | 75 | 25000 | 14 | 1 | 20.14 | 20.14 | 23.6653 | 2020Q2 | https://shop.regencylighting.com/lamps/led/par/led14p30d27kflb-tcp.html | Regency Lighting | 2020 | Yes
LED Lighting | Reflector | TCP | True |  | PAR30LN | E26 (Medium) | E26 (Medium) | Home / Light Bulbs / LED / LED PAR / TCP - LED14P30D27KNFL Damp Location 14W PAR30 Long Neck LED Lamp - Universal - 1050 Lumens - Warm White (2700K) - 82 CRI - 25000 Hours - E26 (Medium) - 120 to 130V - White TCP - LED14P30D27KNFL | 2700 | 82 | 1050 | 75 | 25000 | 14 | 12 | 217.68 | 18.14 | 21.3152 | 2020Q2 | https://shop.regencylighting.com/lamps/led/par/led14p30d27knfl-tcp.html | Regency Lighting | 2020 | Yes
LED Lighting | Reflector | TCP | True |  | PAR30LN | E26 (Medium) | E26 (Medium) | Home / Light Bulbs / LED / LED PAR / TCP - LED14P30D27KSP Damp Location 14W PAR30 Long Neck LED Lamp - Universal - 1050 Lumens - Warm White (2700K) - 82 CRI - 25000 Hours - E26 (Medium) - 120 to 130V - White TCP - LED14P30D27KSP | 2700 | 82 | 1050 | 75 | 25000 | 14 | 1 | 18.14 | 18.14 | 21.3152 | 2020Q2 | https://shop.regencylighting.com/lamps/led/par/led14p30d27ksp-tcp.html | Regency Lighting | 2020 | Yes
LED Lighting | Reflector | TCP | True |  | PAR30LN | E26 (Medium) | E26 (Medium) | Home / Light Bulbs / LED / LED PAR / TCP - LED14P30D30KFL Damp Location 14W PAR30 Long Neck LED Lamp - Universal - 1100 Lumens - Warm White (3000K) - 82 CRI - 25000 Hours - E26 (Medium) - 120 to 130V - White TCP - LED14P30D30KFL | 3000 | 82 | 1100 | 78.5714 | 25000 | 14 | 12 | 217.68 | 18.14 | 21.3152 | 2020Q2 | https://shop.regencylighting.com/lamps/led/par/led14p30d30kfl-tcp.html | Regency Lighting | 2020 | Yes
LED Lighting | Reflector | TCP | True |  | PAR30LN | E26 (Medium) | E26 (Medium) | Home / Light Bulbs / LED / LED PAR / TCP - LED14P30D30KFL95 Damp Location; Energy Star Certified 14W PAR30 Long Neck LED Lamp - Universal - 1000 Lumens - Warm White (3000K) - 90 CRI - 25000 Hours - E26 (Medium) - 120 to 130V TCP - LED14P30D30KFL95 | 3000 | 90 | 1000 | 71.4286 | 25000 | 14 | 1 | 22.2 | 22.2 | 26.0859 | 2020Q2 | https://shop.regencylighting.com/lamps/led/par/led14p30d30kfl95-tcp.html | Regency Lighting | 2020 | Yes
LED Lighting | Reflector | TCP | True |  | PAR30LN | E26 (Medium) | E26 (Medium) | Home / Light Bulbs / LED / LED PAR / TCP - LED14P30D30KNFL Damp Location 14W PAR30 Long Neck LED Lamp - Universal - 1100 Lumens - Warm White (3000K) - 82 CRI - 25000 Hours - E26 (Medium) - 120 to 130V - White TCP - LED14P30D30KNFL | 3000 | 82 | 1100 | 78.5714 | 25000 | 14 | 12 | 217.68 | 18.14 | 21.3152 | 2020Q2 | https://shop.regencylighting.com/lamps/led/par/led14p30d30knfl-tcp.html | Regency Lighting | 2020 | Yes
LED Lighting | Reflector | TCP | True |  | PAR30LN | E26 (Medium) | E26 (Medium) | Home / Light Bulbs / LED / LED PAR / TCP - LED14P30D30KSP Damp Location; Energy Star Certified 14W PAR30 Long Neck LED Lamp - Universal - 1100 Lumens - Warm White (3000K) - 80 CRI - 25000 Hours - E26 (Medium) - 120 to 130V TCP - LED14P30D30KSP | 3000 | 80 | 1100 | 78.5714 | 25000 | 14 | 1 | 18.14 | 18.14 | 21.3152 | 2020Q2 | https://shop.regencylighting.com/lamps/led/par/led14p30d30ksp-tcp.html | Regency Lighting | 2020 | Yes
LED Lighting | Reflector | TCP | True |  | PAR30LN | E26 (Medium) | E26 (Medium) | Home / Light Bulbs / LED / LED PAR / TCP - LED14P30D35KFL Damp Location 14W PAR30 Long Neck LED Lamp - Universal - 1125 Lumens - Neutral White (3500K) - 82 CRI - 25000 Hours - E26 (Medium) - 120 to 130V TCP - LED14P30D35KFL | 3500 | 82 | 1125 | 80.3571 | 25000 | 14 | 1 | 18.14 | 18.14 | 21.3152 | 2020Q2 | https://shop.regencylighting.com/lamps/led/par/led14p30d35kfl-tcp.html | Regency Lighting | 2020 | Yes
LED Lighting | Reflector | TCP | True |  | PAR30LN | E26 (Medium) | E26 (Medium) | Home / Light Bulbs / LED / LED PAR / TCP - LED14P30D35KNFL Shatter Resistant; Damp Location Rated; Smooth Outside Housing 14W PAR30 Long Neck LED Lamp - Universal - 1125 Lumens - Neutral White (3500K) - 82 CRI - 25000 Hours - E26 (Medium) - 120 to 130V TCP - LED14P30D35KNFL | 3500 | 82 | 1125 | 80.3571 | 25000 | 14 | 1 | 16.88 | 16.88 | 19.8347 | 2020Q2 | https://shop.regencylighting.com/lamps/led/par/led14p30d35knfl-tcp.html | Regency Lighting | 2020 | Yes
LED Lighting | Reflector | TCP | True |  | PAR30LN | E26 (Medium) | E26 (Medium) | Home / Light Bulbs / LED / LED PAR / TCP - LED14P30D41KFL Damp Location 14W PAR30 Long Neck LED Lamp - Universal - 1150 Lumens - Cool White (4100K) - 82 CRI - 25000 Hours - E26 (Medium) - 120 to 130V - White TCP - LED14P30D41KFL | 4100 | 82 | 1150 | 82.1429 | 25000 | 14 | 12 | 217.68 | 18.14 | 21.3152 | 2020Q2 | https://shop.regencylighting.com/lamps/led/par/led14p30d41kfl-tcp.html | Regency Lighting | 2020 | Yes
LED Lighting | Reflector | TCP | True |  | PAR30LN | E26 (Medium) | E26 (Medium) | Home / Light Bulbs / LED / LED PAR / TCP - LED14P30D41KNFL Damp Location 14W PAR30 Long Neck LED Lamp - Universal - 1150 Lumens - Cool White (4100K) - 82 CRI - 25000 Hours - E26 (Medium) - 120 to 130V TCP - LED14P30D41KNFL | 4100 | 82 | 1150 | 82.1429 | 25000 | 14 | 1 | 18.14 | 18.14 | 21.3152 | 2020Q2 | https://shop.regencylighting.com/lamps/led/par/led14p30d41knfl-tcp.html | Regency Lighting | 2020 | Yes
LED Lighting | Reflector | TCP | True |  | PAR30LN | E26 (Medium) | E26 (Medium) | Home / Light Bulbs / LED / LED PAR / TCP - LED14P30D41KNFLB Black Housing; Damp Location Rated; Energy Star Certified 14W PAR30 Long Neck LED Lamp - Universal - 1150 Lumens - Cool White (4100K) - 80 CRI - 25000 Hours - E26 (Medium) - 120 to 130V TCP - LED14P30D41KNFLB | 4100 | 80 | 1150 | 82.1429 | 25000 | 14 | 1 | 19 | 19 | 22.3257 | 2020Q2 | https://shop.regencylighting.com/lamps/led/par/led14p30d41knflb-tcp.html | Regency Lighting | 2020 | Yes
LED Lighting | Reflector | TCP | True | Daylighting/Photocell, | PAR30LN | E26 (Medium) | E26 (Medium) | Home / Light Bulbs / LED / LED PAR / TCP - LED14P30D50KFL Damp Location 14W PAR30 Long Neck LED Lamp - Universal - 1150 Lumens - Daylight (5000K) - 82 CRI - 25000 Hours - E26 (Medium) - 120 to 130V TCP - LED14P30D50KFL | 5000 | 82 | 1150 | 82.1429 | 25000 | 14 | 1 | 18.14 | 18.14 | 21.3152 | 2020Q2 | https://shop.regencylighting.com/lamps/led/par/led14p30d50kfl-tcp.html | Regency Lighting | 2020 | Yes
LED Lighting | Reflector | TCP | True |  | PAR38 | E26 (Medium) | E26 (Medium) | Home / Light Bulbs / LED / LED PAR / TCP - LED14P38D30KWFL Damp Location 14W PAR38 LED Lamp - Universal - 1200 Lumens - Warm White (3000K) - 82 CRI - 25000 Hours - E26 (Medium) - 120 to 130V - White TCP - LED14P38D30KWFL | 3000 | 82 | 1200 | 85.7143 | 25000 | 14 | 1 | 17.12 | 17.12 | 20.1167 | 2020Q2 | https://shop.regencylighting.com/lamps/led/par/led14p38d30kwfl-tcp.html | Regency Lighting | 2020 | Yes
LED Lighting | Reflector | Sylvania | True |  | PAR38 | E26 (Medium) | E26 (Medium) | Home / Light Bulbs / LED / LED PAR / Sylvania - 74036 - LED14PAR38/DIM/830/SP12/GL1/W Glass PAR38 LED Lamp 14W PAR38 LED Lamp - Universal - 1050 Lumens - Warm White (3000K) - 82 CRI - 25000 Hours - E26 (Medium) - 120 to 130V - Anodized Aluminum Sylvania - 74036 - LED14PAR38/DIM/830/SP12/GL1/W | 3000 | 82 | 1050 | 75 | 25000 | 14 | 6 | 1748.58 | 291.43 | 342.4415 | 2020Q2 | https://shop.regencylighting.com/lamps/led/par/led14par38-dim-830-sp12-gl1-w-74036.html | Regency Lighting | 2020 | No
LED Lighting | Reflector | TCP | True |  | PAR38 | E26 (Medium) | E26 (Medium) | Home / Light Bulbs / LED / LED PAR / TCP - LED15P38DA PAR38 LED Dimmable Lamp 15W PAR38 LED Lamp - Universal - 975 Lumens - Warm White (3000K) - 82 CRI - 25000 Hours - E26 (Medium) - 120 to 130V TCP - LED15P38DA | 3000 | 82 | 975 | 65 | 25000 | 15 | 1 | 20.76 | 20.76 | 24.3938 | 2020Q2 | https://shop.regencylighting.com/lamps/led/par/led15p38da-tcp.html | Regency Lighting | 2020 | Yes
LED Lighting | Reflector | TCP | False |  | PAR38 | E26 (Medium) | E26 (Medium) | Home / Light Bulbs / LED / LED PAR / TCP - LED17P38277V30KFL PAR38 LED Lamp 17W PAR38 LED Lamp - Universal - 1250 Lumens - Warm White (3000K) - 82 CRI - 25000 Hours - E26 (Medium) - 277V TCP - LED17P38277V30KFL | 3000 | 82 | 1250 | 73.5294 | 25000 | 17 | 1 | 27.34 | 27.34 | 32.1256 | 2020Q2 | https://shop.regencylighting.com/lamps/led/par/led17p38277v30kfl-tcp.html | Regency Lighting | 2020 | Yes
LED Lighting | Reflector | TCP | False |  | PAR38 | E26 (Medium) | E26 (Medium) | Home / Light Bulbs / LED / LED PAR / TCP - LED17P38277V41KFL PAR38 LED Lamp 17W PAR38 LED Lamp - Universal - 1300 Lumens - Cool White (4100K) - 82 CRI - 25000 Hours - E26 (Medium) - 277V TCP - LED17P38277V41KFL | 4100 | 82 | 1300 | 76.4706 | 25000 | 17 | 1 | 27.34 | 27.34 | 32.1256 | 2020Q2 | https://shop.regencylighting.com/lamps/led/par/led17p38277v41kfl-tcp.html | Regency Lighting | 2020 | Yes
LED Lighting | Reflector | Sylvania | True |  | PAR38 | E26 (Medium) | E26 (Medium) | Home / Light Bulbs / LED / LED PAR / Sylvania - 74796 - LED25PAR38HODIM830FL40W PAR38 LED Lamp 25W PAR38 LED Lamp - Universal - 2650 Lumens - Warm White (3000K) - 82 CRI - 25000 Hours - E26 (Medium) - 120 to 130V Sylvania - 74796 - LED25PAR38HODIM830FL40W | 3000 | 82 | 2650 | 106 | 25000 | 25 | 1 | 39.19 | 39.19 | 46.0498 | 2020Q2 | https://shop.regencylighting.com/lamps/led/par/led25par38hodim830fl40w-74796.html | Regency Lighting | 2020 | Yes
LED Lighting | Reflector | Sylvania | True |  | PAR38 | E26 (Medium) | E26 (Medium) | Home / Light Bulbs / LED / LED PAR / Sylvania - 79363 - LED26PAR38HO/DIM/830/SP15/W/120 Indoor/Outdoor Wet Rated; Energy Star Rated 26W PAR38 LED Lamp - Universal - 2300 Lumens - Warm White (3000K) - 81 CRI - 25000 Hours - E26 (Medium) - 120 to 130V Sylvania - 79363 - LED26PAR38HO/DIM/830/SP15/W/120 | 3000 | 81 | 2300 | 88.4615 | 25000 | 26 | 6 | 235.14 | 39.19 | 46.0498 | 2020Q2 | https://shop.regencylighting.com/lamps/led/par/led26par38ho-dim-830-sp15-w-120-79363.html | Regency Lighting | 2020 | Yes
LED Lighting | Reflector | Sylvania | True |  | PAR16 | GU10 (Bi-Pin / Twist & Lock) | GU10 (Bi-Pin / Twist & Lock) | Home / Light Bulbs / LED / LED PAR / Sylvania - 78560 - LED5PAR16GU10/830/FL35/10YV/RP Dimmable 4W PAR16 LED Lamp - Universal - 350 Lumens - Warm White (3000K) - 81 CRI - 11000 Hours - GU10 (Bi-Pin / Twist & Lock) - 120 to 130V Sylvania - 78560 - LED5PAR16GU10/830/FL35/10YV/RP | 3000 | 81 | 350 | 87.5 | 11000 | 4 | 18 | 95.58 | 5.31 | 6.2395 | 2020Q2 | https://shop.regencylighting.com/lamps/led/par/led5par16gu10-830-fl35-10yv-rp-78560.html | Regency Lighting | 2020 | Yes
LED Lighting | Reflector | Sylvania | False |  | PAR20 | E26 (Medium) | E26 (Medium) | Home / Light Bulbs / LED / LED PAR / Sylvania - 79279 - LED6PAR20830FL4510YVRP2 Indoor/Outdoor Damp Rated 6W PAR20 LED Lamp - Universal - 425 Lumens - Warm White (3000K) - 82 CRI - 11000 Hours - E26 (Medium) - 120 to 130V Sylvania - 79279 - LED6PAR20830FL4510YVRP2 | 3000 | 82 | 425 | 70.8333 | 11000 | 6 | 12 | 69.96 | 5.83 | 6.8505 | 2020Q2 | https://shop.regencylighting.com/lamps/led/par/led6par20830fl4510yvrp2-79279.html | Regency Lighting | 2020 | Yes
LED Lighting | Reflector | TCP | True |  | PAR16 | E26 (Medium) | E26 (Medium) | Home / Light Bulbs / LED / LED PAR / TCP - LED7P1630KNFL Damp Location 7W PAR16 LED Lamp - Universal - 525 Lumens - Warm White (3000K) - 82 CRI - 25000 Hours - E26 (Medium) - 120 to 130V - White TCP - LED7P1630KNFL | 3000 | 82 | 525 | 75 | 25000 | 7 | 48 | 604.8 | 12.6 | 14.8055 | 2020Q2 | https://shop.regencylighting.com/lamps/led/par/led7p1630knfl-tcp.html | Regency Lighting | 2020 | Yes
LED Lighting | Reflector | TCP | True |  | PAR16 | E26 (Medium) | E26 (Medium) | Home / Light Bulbs / LED / LED PAR / TCP - LED7P1641KNFL PAR16 LED Dimmable Lamp 7W PAR16 LED Lamp - Universal - 550 Lumens - Cool White (4100K) - 82 CRI - 25000 Hours - E26 (Medium) - 120 to 130V TCP - LED7P1641KNFL | 4100 | 82 | 550 | 78.5714 | 25000 | 7 | 1 | 12.6 | 12.6 | 14.8055 | 2020Q2 | https://shop.regencylighting.com/lamps/led/par/led7p1641knfl-tcp.html | Regency Lighting | 2020 | Yes
LED Lighting | Reflector | Sylvania | True |  | PAR20 | E26 (Medium) | E26 (Medium) | Home / Light Bulbs / LED / LED PAR / LEDVANCE - 79068 - LED7PAR20/PRO/930/FL40/P3 Energy Star Certified; Damp Location Rated 7W PAR20 LED Lamp - Universal - 470 Lumens - Warm White (3000K) - 94 CRI - 25000 Hours - E26 (Medium) - 120 to 130V LEDVANCE - 79068 - LED7PAR20/PRO/930/FL40/P3 | 3000 | 94 | 470 | 67.1429 | 25000 | 7 | 1 | 327.86 | 327.86 | 385.2482 | 2020Q2 | https://shop.regencylighting.com/lamps/led/par/led7par20-pro-930-fl40-p3-79068.html | Regency Lighting | 2020 | No
LED Lighting | Reflector | Sylvania | False |  | PAR38 | E26 (Medium) | E26 (Medium) | Home / Light Bulbs / LED / LED PAR / Sylvania - 74771 - LED7PAR38/830/FL30/10YV/GL/RP2 PAR38 LED Lamp 7W PAR38 LED Lamp - Universal - 550 Lumens - Warm White (3000K) - 80 CRI - 11000 Hours - E26 (Medium) - 120 to 130V Sylvania - 74771 - LED7PAR38/830/FL30/10YV/GL/RP2 | 3000 | 80 | 550 | 78.5714 | 11000 | 7 | 1 | 9.13 | 9.13 | 10.7281 | 2020Q2 | https://shop.regencylighting.com/lamps/led/par/led7par38-830-fl30-10yv-gl-rp2-74771.html | Regency Lighting | 2020 | Yes
LED Lighting | Reflector | TCP | True |  | PAR20 | E26 (Medium) | E26 (Medium) | Home / Light Bulbs / LED / LED PAR / TCP - LED8P20D24KFL E26 LED Dimmable Lamp 8W PAR20 LED Lamp - Universal - 500 Lumens - Warm White (2400K) - 82 CRI - 25000 Hours - E26 (Medium) - 120 to 130V TCP - LED8P20D24KFL | 2400 | 82 | 500 | 62.5 | 25000 | 8 | 1 | 11.65 | 11.65 | 13.6892 | 2020Q2 | https://shop.regencylighting.com/lamps/led/par/led8p20d24kfl-tcp.html | Regency Lighting | 2020 | Yes
LED Lighting | Reflector | TCP | False |  | PAR20 | E26 (Medium) | E26 (Medium) | Home / Light Bulbs / LED / LED PAR / TCP - LED8P20V30KFL Damp Location Rated 8W PAR20 LED Lamp - Universal - 515 Lumens - Warm White (3000K) - 82 CRI - 25000 Hours - E26 (Medium) - 120 to 130V TCP - LED8P20V30KFL | 3000 | 82 | 515 | 64.375 | 25000 | 8 | 1 | 3.39 | 3.39 | 3.9834 | 2020Q2 | https://shop.regencylighting.com/lamps/led/par/led8p20v30kfl-tcp.html | Regency Lighting | 2020 | Yes
LED Lighting | Reflector | TCP | True |  | PAR20 | E26 (Medium) | E26 (Medium) | Home / Light Bulbs / LED / LED PAR / TCP - LED9E26P2030KNFL PAR20 LED Lamp 9W PAR20 LED Lamp - Universal - 500 Lumens - Warm White (3000K) - 85 CRI - 50000 Hours - E26 (Medium) - 120 to 130V TCP - LED9E26P2030KNFL | 3000 | 85 | 500 | 55.5556 | 50000 | 9 | 1 | 31.14 | 31.14 | 36.5907 | 2020Q2 | https://shop.regencylighting.com/lamps/led/par/led9e26p2030knfl-tcp.html | Regency Lighting | 2020 | Yes
LED Lighting | Reflector | Sylvania | False |  | PAR30LN | E26 (Medium) | E26 (Medium) | Home / Light Bulbs / LED / LED PAR / Sylvania - 79280 - LED9PAR30LN830FL4510YVRP2 Indoor/Outdoor Damp Rated 9W PAR30 Long Neck LED Lamp - Universal - 650 Lumens - Warm White (3000K) - 80 CRI - 11000 Hours - E26 (Medium) - 120 to 130V Sylvania - 79280 - LED9PAR30LN830FL4510YVRP2 | 3000 | 80 | 650 | 72.2222 | 11000 | 9 | 12 | 88.92 | 7.41 | 8.707 | 2020Q2 | https://shop.regencylighting.com/lamps/led/par/led9par30ln830fl4510yvrp2-79280.html | Regency Lighting | 2020 | Yes
LED Lighting | Reflector | TCP | False |  | PAR38 | E26 (Medium) | E26 (Medium) | Home / Light Bulbs / LED / LED PAR / TCP - LP381430KNDB Damp Location 14W PAR38 LED Lamp - Universal - 1050 Lumens - Warm White (3000K) - 82 CRI - 25000 Hours - E26 (Medium) - 120 to 130V TCP - LP381430KNDB | 3000 | 82 | 1050 | 75 | 25000 | 14 | 1 | 35.96 | 35.96 | 42.2544 | 2020Q2 | https://shop.regencylighting.com/lamps/led/par/lp381430kndb-tcp.html | Regency Lighting | 2020 | Yes
LED Lighting | Reflector | Solais | True |  | PAR38 | E26 (Medium) | E26 (Medium) | Home / Light Bulbs / LED / LED PAR / Solais - LR38/40/30K/2400/BK VioLight Technology; Dry Location Only; Not For Use in Fully Enclosed Fixtures 28W PAR38 LED Lamp - Universal - 2400 Lumens - Warm White (3000K) - 83 CRI - 50000 hrs. - E26 (Medium) - 120 to 130V - Black Solais - LR38/40/30K/2400/BK | 3000 | 83 | 2400 | 85.7143 | 50000 | 28 | 1 | 76.32 | 76.32 | 89.6789 | 2020Q2 | https://shop.regencylighting.com/lamps/led/par/lr38-40-30k-2400-bk-sla.html | Regency Lighting | 2020 | Yes
LED Lighting | Reflector | Solais | True |  | PAR20 | E26 (Medium) | E26 (Medium) | Home / Light Bulbs / LED / LED PAR / Solais - LRP20/25/30H/WH Wet Location Rated; Designed for Use in Track and Recessed Fixtures; Recommended for Use in Open Environment Fixtures 6W PAR20 LED Lamp - Universal - 500 Lumens - Warm White (3000K) - 90 CRI - 50000 Hours - E26 (Medium) - 120 to 130V Solais - LRP20/25/30H/WH | 3000 | 90 | 500 | 83.3333 | 50000 | 6 | 1 | 45.38 | 45.38 | 53.3233 | 2020Q2 | https://shop.regencylighting.com/lamps/led/par/lrp20-25-30h-wh-sla.html | Regency Lighting | 2020 | Yes
LED Lighting | Reflector | Solais | True |  | PAR30 | E26 (Medium) | E26 (Medium) | Home / Light Bulbs / LED / LED PAR / Solais - LRP30/40/27K Wet Location Rated; Open Fixtures Only 8.5W PAR30 LED Lamp - Universal - 600 Lumens - Warm White (2700K) - 90 CRI - 50000 Hours - E26 (Medium) - 120 to 130V - White Solais - LRP30/40/27K | 2700 | 90 | 600 | 70.5882 | 50000 | 8.5 | 1 | 48.87 | 48.87 | 57.4241 | 2020Q2 | https://shop.regencylighting.com/lamps/led/par/lrp30-40-27k-sla.html | Regency Lighting | 2020 | Yes
LED Lighting | Reflector | Cree | True |  | PAR38 | E26 (Medium) | E26 (Medium) | Home / Light Bulbs / LED / LED PAR / Cree - LRP38-10L-27K-25D Damp Location; Energy Star Certified 13.5W PAR38 LED Lamp - Universal - 950 Lumens - Warm White (2700K) - 92 CRI - 50000 Hours - E26 (Medium) - 120 to 130V Cree - LRP38-10L-27K-25D | 2700 | 92 | 950 | 70.3704 | 50000 | 13.5 | 1 | 99.13 | 99.13 | 116.4816 | 2020Q2 | https://shop.regencylighting.com/lamps/led/par/lrp38-10l-27k-25d-cre.html | Regency Lighting | 2020 | No
LED Lighting | Reflector | Cree | True |  | PAR38 | E26 (Medium) | E26 (Medium) | Home / Light Bulbs / LED / LED PAR / Cree - PAR38 120W P1 30K 40FL E26 U1 Energy Star Certified; Suitable for Wet Locations; Suitable for Enclosed Fixtures 16.5W PAR38 LED Lamp - Universal - 1370 Lumens - Warm White (3000K) - 90 CRI - 50000 Hours - E26 (Medium) - 120 to 130V Cree - PAR38 120W P1 30K 40FL E26 U1 | 3000 | 90 | 1370 | 83.0303 | 50000 | 16.5 | 1 | 21.5 | 21.5 | 25.2633 | 2020Q2 | https://shop.regencylighting.com/lamps/led/par/par38-120w-p1-30k-40fl-e26-u1-cre.html | Regency Lighting | 2020 | Yes
LED Lighting | Reflector | Soraa | True |  | PAR30 | E26 (Medium) | E26 (Medium) | Home / Light Bulbs / LED / LED PAR / Soraa - 00823 - SP30S-18-25D-927-03 Suitable for Fully Enclosed Fixtures; Suitable for Damp Locations 18.5W PAR30 LED Lamp - Universal - 930 Lumens - Warm White (2700K) - 95 CRI - 35000 hrs. - E26 (Medium) - 120 to 130V Soraa - 00823 - SP30S-18-25D-927-03 | 2700 | 95 | 930 | 50.2703 | 35000 | 18.5 | 1 | 71.85 | 71.85 | 84.4265 | 2020Q2 | https://shop.regencylighting.com/lamps/led/par/sp30s-18-25d-927-03-00823.html | Regency Lighting | 2020 | Yes
LED Lighting | Reflector | Soraa | True |  | PAR30 | E26 (Medium) | E26 (Medium) | Home / Light Bulbs / LED / LED PAR / Soraa - 00825 - SP30S-18-36D-927-03 Suitable for Fully Enclosed Fixtures; Suitable for Damp Locations 18.5W PAR30 LED Lamp - Universal - 930 Lumens - Warm White (2700K) - 95 CRI - 35000 Hours - E26 (Medium) - 120 to 130V Soraa - 00825 - SP30S-18-36D-927-03 | 2700 | 95 | 930 | 50.2703 | 35000 | 18.5 | 1 | 71.85 | 71.85 | 84.4265 | 2020Q2 | https://shop.regencylighting.com/lamps/led/par/sp30s-18-36d-927-03-00825.html | Regency Lighting | 2020 | Yes
LED Lighting | Reflector | Soraa | True |  | PAR30 | E26 (Medium) | E26 (Medium) | Home / Light Bulbs / LED / LED PAR / Soraa - 00827 - SP30S-18-60D-927-03 Suitable for Fully Enclosed Fixtures; Suitable for Damp Locations 18.5W PAR30 LED Lamp - Universal - 930 Lumens - Warm White (2700K) - 95 CRI - 35000 hrs. - E26 (Medium) - 120 to 130V Soraa - 00827 - SP30S-18-60D-927-03 | 2700 | 95 | 930 | 50.2703 | 35000 | 18.5 | 1 | 71.85 | 71.85 | 84.4265 | 2020Q2 | https://shop.regencylighting.com/lamps/led/par/sp30s-18-60d-927-03-00827.html | Regency Lighting | 2020 | Yes
LED Lighting | Reflector | Soraa | True |  | PAR38 | E26 (Medium) | E26 (Medium) | Home / Light Bulbs / LED / LED PAR / Soraa - 00979 - SP38-18-25D-927-03 Indoor and Outdoor Applications 18.5W PAR38 LED Lamp - Universal - 930 Lumens - Warm White (2700K) - 95 CRI - 35000 Hours - E26 (Medium) - 120 to 130V Soraa - 00979 - SP38-18-25D-927-03 | 2700 | 95 | 930 | 50.2703 | 35000 | 18.5 | 1 | 79.83 | 79.83 | 93.8033 | 2020Q2 | https://shop.regencylighting.com/lamps/led/par/sp38-18-25d-927-03-00979.html | Regency Lighting | 2020 | Yes
LED Lighting | Reflector | Soraa | True |  | PAR38 | E26 (Medium) | E26 (Medium) | Home / Light Bulbs / LED / LED PAR / Soraa - 00981 - SP38-18-36D-927-03 Indoor and Outdoor Applications 18.5W PAR38 LED Lamp - Universal - 930 Lumens - Warm White (2700K) - 95 CRI - 35000 Hours - E26 (Medium) - 120 to 130V Soraa - 00981 - SP38-18-36D-927-03 | 2700 | 95 | 930 | 50.2703 | 35000 | 18.5 | 1 | 79.83 | 79.83 | 93.8033 | 2020Q2 | https://shop.regencylighting.com/lamps/led/par/sp38-18-36d-927-03-00981.html | Regency Lighting | 2020 | Yes
LED Lighting | Reflector | Soraa | True |  | PAR38 | E26 (Medium) | E26 (Medium) | Home / Light Bulbs / LED / LED PAR / Soraa - 00999 - SP38-18-60D-930-03 Indoor and Outdoor Applications 18.5W PAR38 LED Lamp - Universal - 1000 Lumens - Warm White (3000K) - 95 CRI - 35000 hrs. - E26 (Medium) - 120 to 130V Soraa - 00999 - SP38-18-60D-930-03 | 3000 | 95 | 1000 | 54.0541 | 35000 | 18.5 | 1 | 79.83 | 79.83 | 93.8033 | 2020Q2 | https://shop.regencylighting.com/lamps/led/par/sp38-18-60d-930-03-00999.html | Regency Lighting | 2020 | Yes
LED Lighting | Reflector | Cree | True |  | PAR38 | E26 (Medium) | E26 (Medium) | Home / Light Bulbs / LED / Cree - PAR38 120W P1 30K 40FL E26 U1 Energy Star Certified; Suitable for Wet Locations; Suitable for Enclosed Fixtures 16.5W PAR38 LED Lamp - Universal - 1370 Lumens - Warm White (3000K) - 90 CRI - 50000 Hours - E26 (Medium) - 120 to 130V Cree - PAR38 120W P1 30K 40FL E26 U1 | 3000 | 90 | 1370 | 83.0303 | 50000 | 16.5 | 1 | 21.5 | 21.5 | 25.2633 | 2020Q2 | https://shop.regencylighting.com/lamps/led/par38-120w-p1-30k-40fl-e26-u1-cre.html | Regency Lighting | 2020 | Yes
LED Lighting | Reflector | Green Creative | False |  | PAR30 | G24Q and GX24Q (4 Pin) | G24Q and GX24Q (4 Pin) | Home / Light Bulbs / LED / Pin-Base CFL Replacement / Green Creative - 97670 - 11PLVG4/830/DIR 26 Watt CFL Replacement; Plug-and Play; Compatiable with Most Electronic Ballasts; Approved for Damp Locations 11W LED Replacement for Compact Fluorescent Lamp - Vertical - 920 Lumens - Warm White (3000K) - 80 CRI - 40000 Hours - G24Q and GX24Q (4 Pin) Green Creative - 97670 - 11PLVG4/830/DIR | 3000 | 80 | 920 | 83.6364 | 40000 | 11 | 6 | 41.94 | 6.99 | 8.2135 | 2020Q2 | https://shop.regencylighting.com/lamps/led/pin-base-cfl-replacement/11plvg4-830-dir-gcr.html | Regency Lighting | 2020 | Yes
LED Lighting | Decorative | Green Creative | True |  | PL-L/FT_DL (Twin Tube) | 2G11 (4 Pin) | 2G11 (4 Pin) | Home / Light Bulbs / LED / Pin-Base CFL Replacement / Green Creative - 97750 - 14.5PLL/835/DIR Compatible with 36W Electronic Ballasts; Easy to install - Plug & Play Direct; Suitable for Totally Enclosed Fixtures 14.5W LED CFL Replacement - Universal - 1550 Lumens - Neutral White (3500K) - 80 CRI - 50000 hrs. - 2G11 (4 Pin) Green Creative - 97750 - 14.5PLL/835/DIR | 3500 | 80 | 1550 | 106.8966 | 50000 | 14.5 | 1 | 21.2 | 21.2 | 24.9108 | 2020Q2 | https://shop.regencylighting.com/lamps/led/pin-base-cfl-replacement/14-5pll-835-dir-grc.html | Regency Lighting | 2020 | No
LED Lighting | Decorative | Green Creative | True |  | PL-L/FT_DL (Twin Tube) | 2G11 (4 Pin) | 2G11 (4 Pin) | Home / Light Bulbs / LED / Pin-Base CFL Replacement / Green Creative - 98488 - 14.5PLL/835/GL/DIR Compatible with 36W Electronic Ballasts; Easy to install - Plug & Play Direct; Suitable for Totally Enclosed Fixtures; Plastic Film Prevents Glass from Breaking 14.5W LED CFL Replacement - 1950 Lumens - Neutral White (3500K) - 80 CRI - 50000 Hours - 2G11 (4 Pin) Green Creative - 98488 - 14.5PLL/835/GL/DIR | 3500 | 80 | 1950 | 134.4828 | 50000 | 14.5 | 1 | 17.55 | 17.55 | 20.6219 | 2020Q2 | https://shop.regencylighting.com/lamps/led/pin-base-cfl-replacement/14-5pll-835-gl-dir-grc.html | Regency Lighting | 2020 | No
LED Lighting | Decorative | Philips | False |  | PL-L/FT_DL (Twin Tube) | 2G11 (4 Pin) | 2G11 (4 Pin) | Home / Light Bulbs / LED / Pin-Base CFL Replacement / Philips - 532895 - 16.5PL-L/PER/22/830/IF22/P PL LED Tube 16.5W PL-L LED Lamp - 2200 Lumens - Warm White (3000K) - 82 CRI - 50000 hrs. - 2G11 (4 Pin) Philips - 532895 - 16.5PL-L/PER/22/830/IF22/P | 3000 | 82 | 2200 | 133.3333 | 50000 | 16.5 | 1 | 18.27 | 18.27 | 21.468 | 2020Q2 | https://shop.regencylighting.com/lamps/led/pin-base-cfl-replacement/16-5pl-l-per-22-830-if22-p-53289-5.html | Regency Lighting | 2020 | No
LED Lighting | Decorative | Lunera | True |  | PL-L/FT_DL (Twin Tube) | 2G11 (4 Pin) | 2G11 (4 Pin) | Home / Light Bulbs / LED / Pin-Base CFL Replacement / Lunera - HN-PLL-D-22-22W-835-G1 Plug-and-Play Ballast Driven Installation; Delivers up to 2600 Lumens of Usable Light 22W PL-L LED Helen Lamp - Universal - 2600 Lumens - Neutral White (3500K) - 80 CRI - 50000 Hours - 2G11 (4 Pin) - White Lunera - HN-PLL-D-22-22W-835-G1 | 3500 | 80 | 2600 | 118.1818 | 50000 | 22 | 24 | 336.96 | 14.04 | 16.4975 | 2020Q2 | https://shop.regencylighting.com/lamps/led/pin-base-cfl-replacement/hn-pll-d-22-22w-835-g1-lli.html | Regency Lighting | 2020 | No
LED Lighting | Decorative | GE | False |  | PL-L/FT_DL (Twin Tube) | 2G11 (4 Pin) | 2G11 (4 Pin) | Home / Light Bulbs / LED / Pin-Base CFL Replacement / GE - 39075 - LED172G11/840/10 PL-L LED Replacement; Damp Location Rated; Suitable for Enclosed Fixtures; Indoor Only 17W LED Replacement for Compact Fluorescent Lamp - 2200 Lumens - Cool White (4000K) - 80 CRI - 40000 Hours - 2G11 (4 Pin) - White GE - 39075 - LED172G11/840/10 | 4000 | 80 | 2200 | 129.4118 | 40000 | 17 | 1 | 28.12 | 28.12 | 33.0421 | 2020Q2 | https://shop.regencylighting.com/lamps/led/pin-base-cfl-replacement/led172g11-840-10-gem.html | Regency Lighting | 2020 | No
LED Lighting | Decorative | Sylvania | False |  | PL-L/FT_DL (Twin Tube) | 2G11 (4 Pin) | 2G11 (4 Pin) | Home / Light Bulbs / LED / Pin-Base CFL Replacement / Sylvania - 71182 - LED17TT5/DL/FG/841/SUB/G6 Compatible with Instant Start Electronic DL40 Ballasts; Damp Location Rated 17W LED Replacement for Compact Fluorescent Lamp - Universal - 2100 Lumens - Cool White (4100K) - 82 CRI - 50000 Hours - 2G11 (4 Pin) - 120 to 130V - Frost Sylvania - 71182 - LED17TT5/DL/FG/841/SUB/G6 | 4100 | 82 | 2100 | 123.5294 | 50000 | 17 | 10 | 156.2 | 15.62 | 18.3541 | 2020Q2 | https://shop.regencylighting.com/lamps/led/pin-base-cfl-replacement/led17tt5-dl-fg-841-sub-g6-71182.html | Regency Lighting | 2020 | No
LED Lighting | Decorative | Sylvania | False |  | PL-L/FT_DL (Twin Tube) | 2G11 (4 Pin) | 2G11 (4 Pin) | Home / Light Bulbs / LED / Pin-Base CFL Replacement / Sylvania - 71181 - LED17TT5DLFG835SUBG6 Compatible with Instant Start Electronic DL40 Ballasts; Damp Location Rated 17W LED Replacement for Compact Fluorescent Lamp - Universal - 2100 Lumens - Neutral White (3500K) - 82 CRI - 50000 Hours - 2G11 (4 Pin) - 120 to 130V - Frost Sylvania - 71181 - LED17TT5DLFG835SUBG6 | 3500 | 82 | 2100 | 123.5294 | 50000 | 17 | 10 | 156.2 | 15.62 | 18.3541 | 2020Q2 | https://shop.regencylighting.com/lamps/led/pin-base-cfl-replacement/led17tt5dlfg835subg6-71181.html | Regency Lighting | 2020 | No
LED Lighting | Reflector | Philips | True |  | PAR30 | E26 (Medium) | E26 (Medium) | Home / Light Bulbs / LED / LED Reflector / Philips - 473843 - 11BR30/LED/827/DIM 120V BR30 LED Bulb 11W BR30 LED Lamp - 650 Lumens - Warm White (2700K) - 80 CRI - 11000 Hours - E26 (Medium) - 120 to 130V Philips - 473843 - 11BR30/LED/827/DIM 120V | 2700 | 80 | 650 | 59.0909 | 11000 | 11 | 1 | 5.39 | 5.39 | 6.3335 | 2020Q2 | https://shop.regencylighting.com/lamps/led/reflector/11br30-led-827-dim-120v-47384-3.html | Regency Lighting | 2020 | Yes
LED Lighting | Reflector | Satco | True |  | BR40 | E26 (Medium) | E26 (Medium) | Home / Light Bulbs / LED / LED Reflector / Satco - S8580 - 16.5BR40/LED/3000K/1075L/120V Reflector LED Replacement Lamp 16.5W BR40 LED Lamp - 1075 Lumens - Warm White (3000K) - 90 CRI - 25000 Hours - E26 (Medium) - 120 to 130V - Frost Satco - S8580 - 16.5BR40/LED/3000K/1075L/120V | 3000 | 90 | 1075 | 65.1515 | 25000 | 16.5 | 1 | 13.95 | 13.95 | 16.3918 | 2020Q2 | https://shop.regencylighting.com/lamps/led/reflector/16-5br40-led-3000k-1075l-120v-s8580.html | Regency Lighting | 2020 | Yes
LED Lighting | Reflector | Satco | True |  | BR40 | E26 (Medium) | E26 (Medium) | Home / Light Bulbs / LED / LED Reflector / Satco - S8493 - 16.5BR40/LED/4000K/1075L/120V Damp Location Rated 16.5W BR40 LED Lamp - 1075 Lumens - Cool White (4000K) - 90 CRI - 25000 Hours - E26 (Medium) - 120 to 130V - Frost Satco - S8493 - 16.5BR40/LED/4000K/1075L/120V | 4000 | 90 | 1075 | 65.1515 | 25000 | 16.5 | 1 | 10.44 | 10.44 | 12.2674 | 2020Q2 | https://shop.regencylighting.com/lamps/led/reflector/16-5br40-led-4000k-1075l-120v-s8493.html | Regency Lighting | 2020 | Yes
LED Lighting | Reflector | Satco | True | Daylighting/Photocell, | BR40 | E26 (Medium) | E26 (Medium) | Home / Light Bulbs / LED / LED Reflector / Satco - S8597 - 16.5BR40/LED/5000K/1075L/120V Damp Location Rated 16.5W BR40 LED Lamp - Universal - 1075 Lumens - Daylight (5000K) - 90 CRI - 25000 hrs. - E26 (Medium) - 120 to 130V - Frost Satco - S8597 - 16.5BR40/LED/5000K/1075L/120V | 5000 | 90 | 1075 | 65.1515 | 25000 | 16.5 | 1 | 13.95 | 13.95 | 16.3918 | 2020Q2 | https://shop.regencylighting.com/lamps/led/reflector/16-5br40-led-5000k-1075l-120v-s8597.html | Regency Lighting | 2020 | Yes
LED Lighting | Reflector | Maxlite | True |  | BR40 | E26 (Medium) | E26 (Medium) | Home / Light Bulbs / LED / LED Reflector / Maxlite - 77634 - 17BR40DLED30/G2 Environmentally Friendly; Maintained Lumens 17W BR40 LED Lamp - Universal - 1400 Lumens - Warm White (3000K) - 82 CRI - 25000 Hours - E26 (Medium) - 120 to 130V Maxlite - 77634 - 17BR40DLED30/G2 | 3000 | 82 | 1400 | 82.3529 | 25000 | 17 | 12 | 120.36 | 10.03 | 11.7856 | 2020Q2 | https://shop.regencylighting.com/lamps/led/reflector/17br40dled30-g2-mxt.html | Regency Lighting | 2020 | Yes
LED Lighting | Reflector | Maxlite | True |  | BR40 | E26 (Medium) | E26 (Medium) | Home / Light Bulbs / LED / LED Reflector / Maxlite - 14099419 - 17BR40DLED30/G3 Energy Star Certified, Not Rated for Enclosed Fixtures; Damp Location Rated 17W BR40 LED Lamp - 1400 Lumens - Warm White (3000K) - 84 CRI - 25000 hrs. - E26 (Medium) - 120 to 130V Maxlite - 14099419 - 17BR40DLED30/G3 | 3000 | 84 | 1400 | 82.3529 | 25000 | 17 | 1 | 10.84 | 10.84 | 12.7374 | 2020Q2 | https://shop.regencylighting.com/lamps/led/reflector/17br40dled30-g3-mxt.html | Regency Lighting | 2020 | Yes
LED Lighting | Reflector | Maxlite | True |  | BR40 | E26 (Medium) | E26 (Medium) | Home / Light Bulbs / LED / LED Reflector / Maxlite - 14099420 - 17BR40DLED40/G3 BR40 LED BR Lamp 17W BR40 LED Lamp - Universal - 1400 Lumens - Cool White (4000K) - 82 CRI - 25000 Hours - E26 (Medium) - 120 to 130V Maxlite - 14099420 - 17BR40DLED40/G3 | 4000 | 82 | 1400 | 82.3529 | 25000 | 17 | 1 | 10.84 | 10.84 | 12.7374 | 2020Q2 | https://shop.regencylighting.com/lamps/led/reflector/17br40dled40-g3-mxt.html | Regency Lighting | 2020 | Yes
LED Lighting | Reflector | Satco | True |  | PAR20 | E26 (Medium) | E26 (Medium) | Home / Light Bulbs / LED / LED Reflector / Satco - S8577 - 6.5R20/LED/3000K/450L/90CRI Approved for Enclosed Fixtures 6.5W R20 LED Lamp - 450 Lumens - Warm White (3000K) - 90 CRI - 25000 Hours - E26 (Medium) - 120 to 130V - Frost Satco - S8577 - 6.5R20/LED/3000K/450L/90CRI | 3000 | 90 | 450 | 69.2308 | 25000 | 6.5 | 1 | 6.93 | 6.93 | 8.143 | 2020Q2 | https://shop.regencylighting.com/lamps/led/reflector/6-5r20-led-3000k-450l-90cri-s8577.html | Regency Lighting | 2020 | Yes
LED Lighting | Reflector | Satco | True |  | PAR20 | E26 (Medium) | E26 (Medium) | Home / Light Bulbs / LED / LED Reflector / Satco - S8491 - 6.5R20/LED/4000K/450L/90CRI Damp Location Rated 6.5W R20 LED Lamp - 450 Lumens - Cool White (4000K) - 90 CRI - 25000 Hours - E26 (Medium) - 120 to 130V - Frost Satco - S8491 - 6.5R20/LED/4000K/450L/90CRI | 4000 | 90 | 450 | 69.2308 | 25000 | 6.5 | 1 | 4.37 | 4.37 | 5.1349 | 2020Q2 | https://shop.regencylighting.com/lamps/led/reflector/6-5r20-led-4000k-450l-90cri-s8491.html | Regency Lighting | 2020 | Yes
LED Lighting | Reflector | Philips | True |  | PAR20 | E26 (Medium) | E26 (Medium) | Home / Light Bulbs / LED / LED Reflector / Philips - 456979 - 6R20/LED/827-22/DIM 120V Rated for Enclosed Fixtures; Damp Location Rated; Warm Glow 6W R20 LED Lamp - Universal - 450 Lumens - Warm White (2200 to 2700K) - 80 CRI - 25000 Hours - E26 (Medium) - 120 to 130V - Frost Philips - 456979 - 6R20/LED/827-22/DIM 120V | 2200 | 80 | 450 | 75 | 25000 | 6 | 6 | 40.44 | 6.74 | 7.9198 | 2020Q2 | https://shop.regencylighting.com/lamps/led/reflector/6r20-led-827-22-dim-120v-45697-9.html | Regency Lighting | 2020 | Yes
LED Lighting | Reflector | Philips | True |  | PAR30 | E26 (Medium) | E26 (Medium) | Home / Light Bulbs / LED / LED Reflector / Philips - 54590-5 - 7.2BR30/PER/930/P/E26/DIM Traditional Lamp Design LED BR30 7.2W BR30 LED Lamp - Universal - 650 Lumens - Warm White (3000K) - 90 CRI - 15000 hrs. - E26 (Medium) - 120 to 130V - Frost Philips - 54590-5 - 7.2BR30/PER/930/P/E26/DIM | 3000 | 90 | 650 | 90.2778 | 15000 | 7.2 | 1 | 6.35 | 6.35 | 7.4615 | 2020Q2 | https://shop.regencylighting.com/lamps/led/reflector/7-2br30-per-930-p-e26-dim-54590-5.html | Regency Lighting | 2020 | Yes
LED Lighting | Reflector | Philips | True | Daylighting/Photocell, | PAR30 | E26 (Medium) | E26 (Medium) | Home / Light Bulbs / LED / LED Reflector / Philips - 458067 - 8BR30/LED/850/DIM 120V Energy Star Rated; Rated for Enclosed Fixtures; Damp Location Rated; Minimum starting temperature -20.00 F 8W BR30 LED Lamp - Universal - 650 Lumens - Daylight (5000K) - 80 CRI - 25000 Hours - E26 (Medium) - 120 to 130V - Soft White Philips - 458067 - 8BR30/LED/850/DIM 120V | 5000 | 80 | 650 | 81.25 | 25000 | 8 | 6 | 40.44 | 6.74 | 7.9198 | 2020Q2 | https://shop.regencylighting.com/lamps/led/reflector/8br30-led-850-dim-120v-45806-7.html | Regency Lighting | 2020 | Yes
LED Lighting | Reflector | Maxlite | True | Daylighting/Photocell, | PAR30 | E26 (Medium) | E26 (Medium) | Home / Light Bulbs / LED / LED Reflector / Maxlite - 102588 - 8BR30DV50 Dimming Value Series; Damp Location Rated 8W BR30 LED Lamp - 650 Lumens - Daylight (5000K) - 82 CRI - 11000 hrs. - E26 (Medium) - 120 to 130V Maxlite - 102588 - 8BR30DV50 | 5000 | 82 | 650 | 81.25 | 11000 | 8 | 1 | 3.68 | 3.68 | 4.3241 | 2020Q2 | https://shop.regencylighting.com/lamps/led/reflector/8br30dv50-mxt.html | Regency Lighting | 2020 | Yes
LED Lighting | Reflector | Green Creative | True |  | PAR30 | E26 (Medium) | E26 (Medium) | Home / Light Bulbs / LED / LED Reflector / Green Creative - 40772 - 8BR30G4DIM/830 Revolutionary CLOUD Design; Suitable for Totally Enclosed Fixtures; Suitable for Damp Locations 8W BR30 LED Lamp - Universal - 685 Lumens - Warm White (3000K) - 82 CRI - 25000 Hours - E26 (Medium) - 120 to 130V Green Creative - 40772 - 8BR30G4DIM/830 | 3000 | 82 | 685 | 85.625 | 25000 | 8 | 1 | 9.79 | 9.79 | 11.5036 | 2020Q2 | https://shop.regencylighting.com/lamps/led/reflector/8br30g4dim-830-grc.html | Regency Lighting | 2020 | Yes
LED Lighting | Reflector | Philips | True | Daylighting/Photocell, | BR40 | E26 (Medium) | E26 (Medium) | Home / Light Bulbs / LED / LED Reflector / Philips - 459834 - 8BR40/LED/850/DIM 120V Energy Star Rated; Enclosed Fixture Rated; Damp Location Rated 8W BR40 LED Lamp - Universal - 800 Lumens - Daylight (5000K) - 80 CRI - 25000 Hours - E26 (Medium) - 120 to 130V - Clear Philips - 459834 - 8BR40/LED/850/DIM 120V | 5000 | 80 | 800 | 100 | 25000 | 8 | 6 | 51.96 | 8.66 | 10.1758 | 2020Q2 | https://shop.regencylighting.com/lamps/led/reflector/8br40-led-850-dim-120v-45983-4.html | Regency Lighting | 2020 | Yes
LED Lighting | Reflector | Philips | True |  | PAR20 | E26 (Medium) | E26 (Medium) | Home / Light Bulbs / LED / LED Reflector / Philips - 428813 - 8R20/END/F90 2700 DIM 6/1 R20 LED Bulb 8W R20 LED Lamp - 530 Lumens - Warm White (2700K) - 80 CRI - E26 (Medium) - 120 to 130V Philips - 428813 - 8R20/END/F90 2700 DIM 6/1 | 2700 | 80 | 530 | 66.25 |  | 8 | 1 | 19.04 | 19.04 | 22.3727 | 2020Q2 | https://shop.regencylighting.com/lamps/led/reflector/8r20-end-f90-2700-dim-6-1-42881-3.html | Regency Lighting | 2020 | Yes
LED Lighting | Reflector | Satco | True |  | PAR30 | GU24 (Bi-Pin / Twist & Lock) | GU24 (Bi-Pin / Twist & Lock) | Home / Light Bulbs / LED / LED Reflector / Satco - S8579 - 9.5BR30/LED/30K/GU24/650L/120V Dimmable; GU24 Base 9.5W BR30 LED Lamp - 650 Lumens - Warm White (3000K) - 90 CRI - 25000 hrs. - GU24 (Bi-Pin / Twist & Lock) - 120 to 130V - Frost Satco - S8579 - 9.5BR30/LED/30K/GU24/650L/120V | 3000 | 90 | 650 | 68.4211 | 25000 | 9.5 | 1 | 10.44 | 10.44 | 12.2674 | 2020Q2 | https://shop.regencylighting.com/lamps/led/reflector/9-5br30-led-30k-gu24-650l-120v-s8579.html | Regency Lighting | 2020 | Yes
LED Lighting | Reflector | Satco | True |  | PAR30 | E26 (Medium) | E26 (Medium) | Home / Light Bulbs / LED / LED Reflector / Satco - S8492 - 9.5BR30/LED/4000K/650L/120V/D Damp Location Rated 9.5W BR30 LED Lamp - 650 Lumens - Cool White (4000K) - 90 CRI - 25000 Hours - E26 (Medium) - 120 to 130V - Frost Satco - S8492 - 9.5BR30/LED/4000K/650L/120V/D | 4000 | 90 | 650 | 68.4211 | 25000 | 9.5 | 1 | 6.93 | 6.93 | 8.143 | 2020Q2 | https://shop.regencylighting.com/lamps/led/reflector/9-5br30-led-4000k-650l-120v-d-s8492.html | Regency Lighting | 2020 | Yes
LED Lighting | Reflector | Satco | True | Daylighting/Photocell, | PAR30 | E26 (Medium) | E26 (Medium) | Home / Light Bulbs / LED / LED Reflector / Satco - S8596 - 9.5BR30/LED/5000K/650L/120V/D Damp Location Rated 9.5W BR30 LED Lamp - 650 Lumens - Daylight (5000K) - 90 CRI - 25000 Hours - E26 (Medium) - 120 to 130V - Frost Satco - S8596 - 9.5BR30/LED/5000K/650L/120V/D | 5000 | 90 | 650 | 68.4211 | 25000 | 9.5 | 1 | 8.69 | 8.69 | 10.2111 | 2020Q2 | https://shop.regencylighting.com/lamps/led/reflector/9-5br30-led-5000k-650l-120v-d-s8596.html | Regency Lighting | 2020 | Yes
LED Lighting | Reflector | Philips | True |  | PAR30 | E26 (Medium) | E26 (Medium) | Home / Light Bulbs / LED / LED Reflector / Philips - 457044 - 9BR30/LED/827-22 DIM 120V Energy Star Rated; Rated for Enclosed Fixtures; Damp Location Rated; Warm Glow 9W BR30 LED Lamp - Universal - 650 Lumens - Warm White (2200 to 2700K) - 80 CRI - 25000 Hours - E26 (Medium) - 120 to 130V - Frost Philips - 457044 - 9BR30/LED/827-22 DIM 120V | 2200 | 80 | 650 | 72.2222 | 25000 | 9 | 12 | 86.64 | 7.22 | 8.4838 | 2020Q2 | https://shop.regencylighting.com/lamps/led/reflector/9br30-led-827-22-dim-120v-45704-4.html | Regency Lighting | 2020 | Yes
LED Lighting | Reflector | Philips | True |  | BR40 | E26 (Medium) | E26 (Medium) | Home / Light Bulbs / LED / LED Reflector / Philips - 457010 - 8.8BR40/LED/827-22/DIM 120V 6/1 Energy Star Rated; Rated for Enclosed Fixtures; Damp Location Rated; Warm Glow 10W BR40 LED Lamp - Universal - 800 Lumens - Warm White (2200 to 2700K) - 80 CRI - 25000 Hours - E26 (Medium) - 120 to 130V - Frost Philips - 457010 - 8.8BR40/LED/827-22/DIM 120V 6/1 | 2200 | 80 | 800 | 80 | 25000 | 10 | 6 | 51.96 | 8.66 | 10.1758 | 2020Q2 | https://shop.regencylighting.com/lamps/led/reflector/9br40-led-827-22-dim-120v-6-1-45701-0.html | Regency Lighting | 2020 | Yes
LED Lighting | Reflector | Green Creative | True |  | BR40 | E26 (Medium) | E26 (Medium) | Home / Light Bulbs / LED / LED Reflector / Green Creative - 40627 - 9BR40G4DIM/827 Revolutionary CLOUD Design; Suitable for Totally Enclosed Fixtures; Suitable for Damp Locations 9W BR40 LED Lamp - Universal - 700 Lumens - Warm White (2700K) - 82 CRI - 25000 Hours - E26 (Medium) - 120 to 130V Green Creative - 40627 - 9BR40G4DIM/827 | 2700 | 82 | 700 | 77.7778 | 25000 | 9 | 1 | 4.83 | 4.83 | 5.6754 | 2020Q2 | https://shop.regencylighting.com/lamps/led/reflector/9br40g4dim-827-40627.html | Regency Lighting | 2020 | Yes
LED Lighting | Reflector | Feit | True |  | BR40 | E26 (Medium) | E26 (Medium) | Home / Light Bulbs / LED / LED Reflector / Feit - BR40DM/10KLED/2 Suitable for Damp Locations 13W BR40 LED Lamp - Universal - 850 Lumens - Warm White (2700K) - 80 CRI - 11000 Hours - E26 (Medium) - 120 to 130V Feit - BR40DM/10KLED/2 | 2700 | 80 | 850 | 65.3846 | 11000 | 13 | 1 | 18.43 | 18.43 | 21.656 | 2020Q2 | https://shop.regencylighting.com/lamps/led/reflector/br40dm-10kled-2-fet.html | Regency Lighting | 2020 | Yes
LED Lighting | Reflector | Sylvania |  |  | PAR30 | E26 (Medium) | E26 (Medium) | Home / Light Bulbs / LED / LED Reflector / Sylvania - 75566 - LED10.5BR30WBLES Sylvania Smart + Bluetooth; Suitable for Damp Locations; Not Intended for Totally Enclosed Fixtures 10.5W BR30 LED Lamp - Universal - 800 Lumens - Warm White (2700K) - 90 CRI - 15000 hrs. - E26 (Medium) - 120 to 130V Sylvania - 75566 - LED10.5BR30WBLES | 2700 | 90 | 800 | 76.1905 | 15000 | 10.5 | 1 | 165.44 | 165.44 | 194.3984 | 2020Q2 | https://shop.regencylighting.com/lamps/led/reflector/led10-5br30wbles-75566.html | Regency Lighting | 2020 | No
LED Lighting | Reflector | Sylvania | True |  | PAR30 | E26 (Medium) | E26 (Medium) | Home / Light Bulbs / LED / LED Reflector / Sylvania - 75577 - LED10BR30CBLES Sylvania Smart + Bluetooth; Full Color and Adjustable White; 2700-6500K 10W BR30 LED Lamp - Universal - 800 Lumens - Warm White (2700K) - 80 CRI - 15000 hrs. - E26 (Medium) - 120 to 130V Sylvania - 75577 - LED10BR30CBLES | 2700 | 80 | 800 | 80 | 15000 | 10 | 1 | 250.21 | 250.21 | 294.0064 | 2020Q2 | https://shop.regencylighting.com/lamps/led/reflector/led10br30cbles-75577.html | Regency Lighting | 2020 | No
LED Lighting | Reflector | Sylvania | True | Scene Controls, | PAR30 | E26 (Medium) | E26 (Medium) | Home / Light Bulbs / LED / LED Reflector / Sylvania - 74988 - LED10BR30CHOMEKITBLES+ Smart + LED BR30 Homekit BLE Connected Lamp; Dimmable; Color Temperature Tunable between 2700-6500 Kelvin; Indoor Use Only; Suitable for Use in Damp Locations 10W BR30 LED Lamp - 800 Lumens - Warm White (2700K) - 80 CRI - 15000 hrs. - E26 (Medium) Sylvania - 74988 - LED10BR30CHOMEKITBLES+ | 2700 | 80 | 800 | 80 | 15000 | 10 | 1 | 60.74 | 60.74 | 71.3718 | 2020Q2 | https://shop.regencylighting.com/lamps/led/reflector/led10br30chomekitbles-74988.html | Regency Lighting | 2020 | Yes
LED Lighting | Reflector | TCP | False |  | PAR20 | E26 (Medium) | E26 (Medium) | Home / Light Bulbs / LED / LED Reflector / TCP - LED10R2024K Damp Location Rated; Enclosed Applications May Reduce Life 10W R20 LED Reflector Lamp - Universal - 650 Lumens - Warm White (2400K) - 80 CRI - 25000 hrs. - E26 (Medium) - 120 to 130V TCP - LED10R2024K | 2400 | 80 | 650 | 65 | 25000 | 10 | 1 | 8.36 | 8.36 | 9.8233 | 2020Q2 | https://shop.regencylighting.com/lamps/led/reflector/led10r2024k-tcp.html | Regency Lighting | 2020 | Yes
LED Lighting | Reflector | Sylvania | True |  | PAR30 | E26 (Medium) | E26 (Medium) | Home / Light Bulbs / LED / LED Reflector / Sylvania - 79463 - LED11BR30/DIM/HO/835G/RP BR30 LED Lamp 11W BR30 LED Lamp - Universal - 800 Lumens - Neutral White (3500K) - 83 CRI - 25000 Hours - E26 (Medium) - 120 to 130V Sylvania - 79463 - LED11BR30/DIM/HO/835G/RP | 3500 | 83 | 800 | 72.7273 | 25000 | 11 | 1 | 80.15 | 80.15 | 94.1793 | 2020Q2 | https://shop.regencylighting.com/lamps/led/reflector/led11br30-dim-ho-835g-rp-79463.html | Regency Lighting | 2020 | Yes
LED Lighting | Reflector | Sylvania | True | Scene Controls, | PAR30 | E26 (Medium) | E26 (Medium) | Home / Light Bulbs / LED / LED Reflector / Sylvania - 73739 - LED11BR30DIMRGBWLFY Smart + LED BR30 RGBW Lamp; Dimmable; Color Temperature Tunable between 2700-6500 Kelvin; Indoor Use Only; Suitable for Use in Damp Locations 11W BR30 LED Lamp - 800 Lumens - Warm White (2700K) - 90 CRI - 20000 hrs. - E26 (Medium) Sylvania - 73739 - LED11BR30DIMRGBWLFY | 2700 | 90 | 800 | 72.7273 | 20000 | 11 | 1 | 55.52 | 55.52 | 65.2381 | 2020Q2 | https://shop.regencylighting.com/lamps/led/reflector/led11br30dimrgbwlfy-73739.html | Regency Lighting | 2020 | Yes
LED Lighting | Reflector | TCP | False |  | PAR30 | E26 (Medium) | E26 (Medium) | Home / Light Bulbs / LED / LED Reflector / TCP - LED12BR3024K Indoor/Outdoor; Enclosed Fixtures May Reduce Lamp Life; Damp Location 12W BR30 LED Reflector Lamp - Universal - 850 Lumens - Warm White (2400K) - 80 CRI - 25000 hrs. - E26 (Medium) - 120 to 130V TCP - LED12BR3024K | 2400 | 80 | 850 | 70.8333 | 25000 | 12 | 1 | 9.14 | 9.14 | 10.7399 | 2020Q2 | https://shop.regencylighting.com/lamps/led/reflector/led12br3024k-tcp.html | Regency Lighting | 2020 | Yes
LED Lighting | Reflector | TCP | True |  | BR40 | E26 (Medium) | E26 (Medium) | Home / Light Bulbs / LED / LED Reflector / TCP - LED12BR40D27K Damp Location 12W BR40 LED Lamp - Universal - 840 Lumens - Warm White (2700K) - 82 CRI - 25000 Hours - E26 (Medium) - 120 to 130V - White TCP - LED12BR40D27K | 2700 | 82 | 840 | 70 | 25000 | 12 | 12 | 82.44 | 6.87 | 8.0725 | 2020Q2 | https://shop.regencylighting.com/lamps/led/reflector/led12br40d27k-tcp.html | Regency Lighting | 2020 | Yes
LED Lighting | Reflector | TCP | True |  | BR40 | E26 (Medium) | E26 (Medium) | Home / Light Bulbs / LED / LED Reflector / TCP - LED12BR40D41K Damp Location 12W BR40 LED Lamp - Universal - 875 Lumens - Cool White (4100K) - 82 CRI - 25000 Hours - E26 (Medium) - 120 to 130V - White TCP - LED12BR40D41K | 4100 | 82 | 875 | 72.9167 | 25000 | 12 | 12 | 82.44 | 6.87 | 8.0725 | 2020Q2 | https://shop.regencylighting.com/lamps/led/reflector/led12br40d41k-tcp.html | Regency Lighting | 2020 | Yes
LED Lighting | Reflector | Sylvania | True |  | BR40 | E26 (Medium) | E26 (Medium) | Home / Light Bulbs / LED / LED Reflector / Sylvania - 79498 - LED13BR40/DIM/827/10YV/RP2 Indoor/Outdoor Damp Rated 13W BR40 LED Lamp - Universal - 900 Lumens - Warm White (2700K) - 80 CRI - 11000 Hours - E26 (Medium) - 120 to 130V Sylvania - 79498 - LED13BR40/DIM/827/10YV/RP2 | 2700 | 80 | 900 | 69.2308 | 11000 | 13 | 12 | 103.32 | 8.61 | 10.1171 | 2020Q2 | https://shop.regencylighting.com/lamps/led/reflector/led13br40-dim-827-10yv-rp2-79498.html | Regency Lighting | 2020 | Yes
LED Lighting | Reflector | Sylvania | True | Daylighting/Photocell, | BR40 | E26 (Medium) | E26 (Medium) | Home / Light Bulbs / LED / LED Reflector / Sylvania - 79624 - LED13BR40DIM85010YVRP2 Indoor/Outdoor Damp Rated 13W BR40 LED Lamp - Universal - 1050 Lumens - Daylight (5000K) - 80 CRI - 11000 Hours - E26 (Medium) - 120 to 130V Sylvania - 79624 - LED13BR40DIM85010YVRP2 | 5000 | 80 | 1050 | 80.7692 | 11000 | 13 | 12 | 103.56 | 8.63 | 10.1406 | 2020Q2 | https://shop.regencylighting.com/lamps/led/reflector/led13br40dim85010yvrp2-79624.html | Regency Lighting | 2020 | Yes
LED Lighting | Reflector | Sylvania | True |  | BR40 | E26 (Medium) | E26 (Medium) | Home / Light Bulbs / LED / LED Reflector / LEDVANCE - 79620 - LED13BR40DIMSE830G5RP Sylvania offers DULUX EL self ballasted medium and candelabra base compact fluorescent lamps in a variety of covered designs including: classic, globe, decor and reflector types. with excellent color rendition and a broad range of color temperature options, these CFLs provide a brilliant alternative to traditional incandescent and halogen light sources and are suitable for many different types of luminaires. they complement the DULUX EL twist family of CFLs described in companion product information Bulletin CF048. 13W BR40 LED Lamp - 1100 Lumens - Warm White (3000K) - 25000 Hours - E26 (Medium) - 120 to 130V - Frost LEDVANCE - 79620 - LED13BR40DIMSE830G5RP | 3000 |  | 1100 | 84.6154 | 25000 | 13 | 1 | 222.22 | 222.22 | 261.1171 | 2020Q2 | https://shop.regencylighting.com/lamps/led/reflector/led13br40dimse830g5rp-79620.html | Regency Lighting | 2020 | No
LED Lighting | Reflector | Sylvania | True |  | BR40 | E26 (Medium) | E26 (Medium) | Home / Light Bulbs / LED / LED Reflector / LEDVANCE - 79512 - LED15BR40DIMHO835G4RP BR40 LED Lamp 15W BR40 LED Lamp - Universal - 1100 Lumens - Neutral White (3500K) - 82 CRI - 25000 Hours - E26 (Medium) - 120 to 130V LEDVANCE - 79512 - LED15BR40DIMHO835G4RP | 3500 | 82 | 1100 | 73.3333 | 25000 | 15 | 1 | 118.4 | 118.4 | 139.1246 | 2020Q2 | https://shop.regencylighting.com/lamps/led/reflector/led15br40dimho835g4rp-79512.html | Regency Lighting | 2020 | No
LED Lighting | Reflector | Sylvania | True |  | PAR20 | E26 (Medium) | E26 (Medium) | Home / Light Bulbs / LED / LED Reflector / Sylvania - 73993 - LED5R20/DIM/827/10YVRP2 Indoor/Outdoor Damp Rated; Energy Star Rated 5W R20 LED Lamp - Universal - 325 Lumens - Warm White (2700K) - 80 CRI - 11000 Hours - E26 (Medium) - 120 to 130V Sylvania - 73993 - LED5R20/DIM/827/10YVRP2 | 2700 | 80 | 325 | 65 | 11000 | 5 | 12 | 54.6 | 4.55 | 5.3464 | 2020Q2 | https://shop.regencylighting.com/lamps/led/reflector/led5r20-dim-827-10yvrp2-73993.html | Regency Lighting | 2020 | Yes
LED Lighting | Reflector | Sylvania | True |  | PAR20 | E26 (Medium) | E26 (Medium) | Home / Light Bulbs / LED / LED Reflector / Sylvania - 78030 - LED5R20/DIM/835/10Y/RP2 Dimmable 5W R20 LED Lamp - Universal - 325 Lumens - Neutral White (3500K) - 80 CRI - 11000 Hours - E26 (Medium) - 120 to 130V Sylvania - 78030 - LED5R20/DIM/835/10Y/RP2 | 3500 | 80 | 325 | 65 | 11000 | 5 | 12 | 54.84 | 4.57 | 5.3699 | 2020Q2 | https://shop.regencylighting.com/lamps/led/reflector/led5r20-dim-835-10y-rp2-78030.html | Regency Lighting | 2020 | Yes
LED Lighting | Reflector | Sylvania | True | Daylighting/Photocell, | PAR20 | E26 (Medium) | E26 (Medium) | Home / Light Bulbs / LED / LED Reflector / Sylvania - 73991 - LED5R20DIM85010YVRP2 12/CS 2/SKU Indoor/Outdoor Damp Rated; Energy Star Rated 5W R20 LED Lamp - Universal - 325 Lumens - Daylight (5000K) - 80 CRI - 11000 Hours - E26 (Medium) - 120 to 130V Sylvania - 73991 - LED5R20DIM85010YVRP2 12/CS 2/SKU | 5000 | 80 | 325 | 65 | 11000 | 5 | 1 | 4.55 | 4.55 | 5.3464 | 2020Q2 | https://shop.regencylighting.com/lamps/led/reflector/led5r20dim85010yvrp2-12-cs-2-sku-73991.html | Regency Lighting | 2020 | Yes
LED Lighting | Reflector | Sylvania | True |  | PAR20 | E26 (Medium) | E26 (Medium) | Home / Light Bulbs / LED / LED Reflector / Sylvania - 74756 - LED6R20DIM827G4B Not for Use in Totally Enclosed Fixtures; Suitable for Damp Locations 6W R20 LED Lamp - Universal - 450 Lumens - Warm White (2700K) - 80 CRI - 15000 Hours - E26 (Medium) - 120 to 130V Sylvania - 74756 - LED6R20DIM827G4B | 2700 | 80 | 450 | 75 | 15000 | 6 | 6 | 31.86 | 5.31 | 6.2395 | 2020Q2 | https://shop.regencylighting.com/lamps/led/reflector/led6r20dim827g4b-74756.html | Regency Lighting | 2020 | Yes
LED Lighting | Reflector | Sylvania | True |  | PAR20 | E26 (Medium) | E26 (Medium) | Home / Light Bulbs / LED / LED Reflector / Sylvania - 74784 - LED6R20DIM830G4B Not for Use in Totally Enclosed Fixtures; Suitable for Damp Locations 6W R20 LED Lamp - 450 Lumens - Warm White (3000K) - 15000 Hours - E26 (Medium) - 120 to 130V - Frost Sylvania - 74784 - LED6R20DIM830G4B | 3000 |  | 450 | 75 | 15000 | 6 | 1 | 5.31 | 5.31 | 6.2395 | 2020Q2 | https://shop.regencylighting.com/lamps/led/reflector/led6r20dim830g4b-74784.html | Regency Lighting | 2020 | Yes
LED Lighting | Reflector | Sylvania | True |  | PAR30 | E26 (Medium) | E26 (Medium) | Home / Light Bulbs / LED / LED Reflector / Sylvania - 74785 - LED8.5BR30DIM830G4B BR30 LED Lamp 8.5W BR30 LED Lamp - Universal - 650 Lumens - Warm White (3000K) - 15000 Hours - E26 (Medium) - 120 to 130V - Frost Sylvania - 74785 - LED8.5BR30DIM830G4B | 3000 |  | 650 | 76.4706 | 15000 | 8.5 | 1 | 6.35 | 6.35 | 7.4615 | 2020Q2 | https://shop.regencylighting.com/lamps/led/reflector/led8-5br30dim830g4b-74785.html | Regency Lighting | 2020 | Yes
LED Lighting | Reflector | Sylvania | True | Scene Controls, | PAR30 | E26 (Medium) | E26 (Medium) | Home / Light Bulbs / LED / LED Reflector / Sylvania - 74987 - LED8.5BR30WHOMEKITBLES+ Smart + Homekit BLE LED; Color Temperature Tunable 2700; Suitable for Damp Locations; Indoor Use Only 8.5W BR30 LED Lamp - 800 Lumens - Warm White (2700K) - 80 CRI - 11000 hrs. - E26 (Medium) Sylvania - 74987 - LED8.5BR30WHOMEKITBLES+ | 2700 | 80 | 800 | 94.1176 | 11000 | 8.5 | 1 | 39.9 | 39.9 | 46.884 | 2020Q2 | https://shop.regencylighting.com/lamps/led/reflector/led8-5br30whomekitbles-74987.html | Regency Lighting | 2020 | Yes
LED Lighting | Reflector | TCP | True |  | PAR20 | E26 (Medium) | E26 (Medium) | Home / Light Bulbs / LED / LED Reflector / TCP - LED8R20D27K Damp Location 8W R20 LED Lamp - Universal - 575 Lumens - Warm White (2700K) - 82 CRI - 25000 Hours - E26 (Medium) - 120 to 130V - White TCP - LED8R20D27K | 2700 | 82 | 575 | 71.875 | 25000 | 8 | 12 | 111.6 | 9.3 | 10.9279 | 2020Q2 | https://shop.regencylighting.com/lamps/led/reflector/led8r20d27k-tcp.html | Regency Lighting | 2020 | Yes
LED Lighting | Reflector | Sylvania | True |  | PAR30 | E26 (Medium) | E26 (Medium) | Home / Light Bulbs / LED / LED Reflector / Sylvania - 73740 - LED9.5BR30TWLFY Smart + LED BR30 Lamp; Adjustable 2700-6500 Kelvin 9.5W BR30 LED Lamp - 810 Lumens - Warm White (2700K) - 80 CRI - 20000 hrs. - E26 (Medium) Sylvania - 73740 - LED9.5BR30TWLFY | 2700 | 80 | 810 | 85.2632 | 20000 | 9.5 | 1 | 95.67 | 95.67 | 112.4159 | 2020Q2 | https://shop.regencylighting.com/lamps/led/reflector/led9-5br30twlfy-73740.html | Regency Lighting | 2020 | No
LED Lighting | Reflector | Sylvania | True |  | PAR30 | E26 (Medium) | E26 (Medium) | Home / Light Bulbs / LED / LED Reflector / Sylvania - 73954 - LED9BR30DIM82710YVRP2 Indoor/Outdoor Damp Rated 9W BR30 LED Lamp - Universal - 650 Lumens - Warm White (2700K) - 80 CRI - 11000 Hours - E26 (Medium) - 120 to 130V Sylvania - 73954 - LED9BR30DIM82710YVRP2 | 2700 | 80 | 650 | 72.2222 | 11000 | 9 | 12 | 74.4 | 6.2 | 7.2852 | 2020Q2 | https://shop.regencylighting.com/lamps/led/reflector/led9br30dim82710yvrp2-73954.html | Regency Lighting | 2020 | Yes
LED Lighting | Reflector | Sylvania | True |  | PAR30 | E26 (Medium) | E26 (Medium) | Home / Light Bulbs / LED / LED Reflector / Sylvania - 78029 - LED9BR30DIM83510YVRP2 Dimmable 9W BR30 LED Lamp - Universal - 650 Lumens - Neutral White (3500K) - 80 CRI - 11000 Hours - E26 (Medium) - 120 to 130V Sylvania - 78029 - LED9BR30DIM83510YVRP2 | 3500 | 80 | 650 | 72.2222 | 11000 | 9 | 12 | 74.4 | 6.2 | 7.2852 | 2020Q2 | https://shop.regencylighting.com/lamps/led/reflector/led9br30dim83510yvrp2-78029.html | Regency Lighting | 2020 | Yes
LED Lighting | Reflector | Sylvania | True | Daylighting/Photocell, | PAR30 | E26 (Medium) | E26 (Medium) | Home / Light Bulbs / LED / LED Reflector / Sylvania - 73956 - LED9BR30DIM85010YVRP2 Indoor/Outdoor Damp Rated 9W BR30 LED Lamp - Universal - 650 Lumens - Daylight (5000K) - 80 CRI - 11000 Hours - E26 (Medium) - 120 to 130V Sylvania - 73956 - LED9BR30DIM85010YVRP2 | 5000 | 80 | 650 | 72.2222 | 11000 | 9 | 12 | 74.4 | 6.2 | 7.2852 | 2020Q2 | https://shop.regencylighting.com/lamps/led/reflector/led9br30dim85010yvrp2-73956.html | Regency Lighting | 2020 | Yes
LED Lighting | A-Type | Philips Lighting | True |  | A21 (Arbitrary) |  | E26 (Medium Screw) | Home Lamps, Bulbs, Ballasts Bulbs - LED LED - Traditional Lamps - A-Type Dimmable LED Lamp, 16W, 120V, Bulb: A-Type (A21), Base: Medium Screw (E26), Lumens: 1600, CRI: 90, Color Temperature: 2700K-2200K Warm White, Rated Average Life: 15,000 Hrs. *Philips Part # 47948-5* 12NC 929001941304. 75W Equivalent. California Title 20 Compliant. Philips Lighting 16A21/PER/927-22/P/E26/WG 6/1FB T20 Dimmable LED Lamp, 16W | 2500 | 80 | 1100 | 68.75 |  | 16 | 1 | 9.75 | 9.75 | 11.4566 | 2020Q3 | https://www.platt.com/platt-electric-supply/LED-Traditional-Lamps-A-Type/Philips-Lighting/16A21-PER-927-22-P-E26-WG-6-1FB-T20/product.aspx?zpid=1172364 | Platt | 2020 | Yes
LED Lighting | A-Type | Philips Lighting | True |  |  | A21 (Arbitrary) | E26 (Medium Screw) | Home Lamps, Bulbs, Ballasts Bulbs - LED LED - Traditional Lamps - A-Type 16A21/PER/827-22/P/E26/WG-6/1FB Dimmable LED Lamp, 16W, 120V, Bulb: A-Type (A21), Base: Medium Screw (E26), Lumens: 1600, CRI: 90, Color Temperature: 2700K-2200K Warm White, Rated Average Life: 15,000 Hrs. *Philips Part # 47948-5* 12NC 929001941304. 75W Equivalent. California Title 20 Compliant. Dimmable LED Lamp, 16W Philips Lighting 16A21/PER/827-22/P/E26/WG-6/1FB Dimmable LED Lamp, 16W | 2500 | 80 | 1100 | 68.75 |  | 16 | 1 | 8.85 | 8.85 | 10.3991 | 2020Q3 | https://www.rexelusa.com/usr/Root-Category/Lamps,-Bulbs,-Ballasts/Bulbs---LED/LED---Traditional/Lamps---A-Type/Philips-Lighting-16A21-PER-827-22-P-E26-WG-6-1FB-Dimmable-LED-Lamp,-16W/p/1281746?prevPageNumber=3 | Rexel Energy Solutions | 2020 | Yes
LED Lighting | Decorative | Ushio | True |  | S14 | E26 (Medium) | E26 (Medium) | Home / Light Bulbs / LED / Sign / Ushio - 1004161 - 1.5W/ULED/S14/CL/27K Wet Location Rated; Direct Replacement for 11S14 Lamps 1.5W S14 LED Lamp - Universal - 150 Lumens - Warm White (2700K) - 80 CRI - 25000 Hours - E26 (Medium) - 120 to 130V - Clear Ushio - 1004161 - 1.5W/ULED/S14/CL/27K | 2700 | 80 | 150 | 100 | 25000 | 1.5 | 1 | 9.31 | 9.31 | 10.9396 | 2020Q2 | https://shop.regencylighting.com/lamps/led/sign/1-5w-uled-s14-cl-27k-1004161.html | Regency Lighting | 2020 | Yes
LED Lighting | Decorative | TCP | False |  | S14 | E26 (Medium) | E26 (Medium) | Home / Light Bulbs / LED / Sign / TCP - LED5E26S1427K Wet Location 5W S14 LED Lamp - Universal - 300 Lumens - Warm White (2700K) - 80 CRI - 25000 Hours - E26 (Medium) - 120 to 130V - Clear TCP - LED5E26S1427K | 2700 | 80 | 300 | 60 | 25000 | 5 | 1 | 6.42 | 6.42 | 7.5437 | 2020Q2 | https://shop.regencylighting.com/lamps/led/sign/led5e26s1427k-tcp.html | Regency Lighting | 2020 | Yes
LED Lighting | Decorative | TCP | False |  | S14 | E26 (Medium) | E26 (Medium) | Home / Light Bulbs / LED / Sign / TCP - LED5E26S1427KF Wet Location 5W S14 LED Lamp - Universal - 300 Lumens - Warm White (2700K) - 80 CRI - 25000 Hours - E26 (Medium) - 120 to 130V - Frost TCP - LED5E26S1427KF | 2700 | 80 | 300 | 60 | 25000 | 5 | 48 | 308.16 | 6.42 | 7.5437 | 2020Q2 | https://shop.regencylighting.com/lamps/led/sign/led5e26s1427kf-tcp.html | Regency Lighting | 2020 | Yes
LED Lighting | Decorative | Archipelago | True |  | S14 | E26 (Medium) | E26 (Medium) | Home / Light Bulbs / LED / Sign / Archipelago - LTS14C10027MB Suitable for Wet Locations; Enclosed Fixture Rated 1W S14 LED Lamp - Universal - 100 Lumens - Warm White (2700K) - 83 CRI - 25000 Hours - E26 (Medium) - Clear Archipelago - LTS14C10027MB | 2700 | 83 | 100 | 100 | 25000 | 1 | 1 | 6.62 | 6.62 | 7.7788 | 2020Q2 | https://shop.regencylighting.com/lamps/led/sign/lts14c10027mb-acp.html | Regency Lighting | 2020 | Yes
LED Lighting | Decorative | Archipelago | True |  | S14 | E26 (Medium) | E26 (Medium) | Home / Light Bulbs / LED / Sign / Archipelago - LTS14C15024MB Suitable for Wet Locations; Enclosed Fixture Rated 1.5W S14 LED Lamp - Universal - 150 Lumens - Warm White (2400K) - 83 CRI - 25000 Hours - E26 (Medium) - Clear Archipelago - LTS14C15024MB | 2400 | 83 | 150 | 100 | 25000 | 1.5 | 1 | 7.22 | 7.22 | 8.4838 | 2020Q2 | https://shop.regencylighting.com/lamps/led/sign/lts14c15024mb-acp.html | Regency Lighting | 2020 | Yes
LED Lighting | Decorative | Archipelago |  |  | S14 | E26 (Medium) | E26 (Medium) | Home / Light Bulbs / LED / Sign / Archipelago - LTS14C15027K1 Suitable for Wet Location; Enclosed Rated; Ul Listed 1.5W S14 LED Lamp - Universal - 150 Lumens - Warm White (2700K) - 83 CRI - 25000 Hours - E26 (Medium) - Clear Archipelago - LTS14C15027K1 | 2700 | 83 | 150 | 100 | 25000 | 1.5 | 1 | 7.64 | 7.64 | 8.9773 | 2020Q2 | https://shop.regencylighting.com/lamps/led/sign/lts14c15027k1-acp.html | Regency Lighting | 2020 | Yes
LED Lighting | Decorative | Maxlite | False |  | T4 | G9 (Bi-Pin) | G9 (Bi-Pin) | Home / Light Bulbs / LED / Maxlite - 74011 - SKG0905LED27 Retrofits Into G9 Sockets; Suitable For Use in Dry Location Only 5W Miniature LED Lamp - Universal - 430 Lumens - Warm White (2700K) - 80 CRI - 25000 Hours - G9 (Bi-Pin) - 120 to 130V Maxlite - 74011 - SKG0905LED27 | 2700 | 80 | 430 | 86 | 25000 | 5 | 1 | 12.4 | 12.4 | 14.5705 | 2020Q2 | https://shop.regencylighting.com/lamps/led/skg0905led27-mxt.html | Regency Lighting | 2020 | Yes
LED Lighting | Reflector | Soraa | True |  | MR16 | GU5.3 (Bi-Pin) | GU5.3 (Bi-Pin) | Home / Light Bulbs / LED / Soraa - 00921 - SM16-07-10D-830-03 Suitable for Damp Locations; Suitable for Use in Enclosed Fixtures (see list of qualified enclosed fixtures at www.soraa.com/resources); Compatible with Soraa SNAP System Accessories 7.5W MR16 LED Lamp - Universal - 500 Lumens - Warm White (3000K) - 85 CRI - 35000 hrs. - GU5.3 (Bi-Pin) - 12V Soraa - 00921 - SM16-07-10D-830-03 | 3000 | 85 | 500 | 66.6667 | 35000 | 7.5 | 1 | 20.97 | 20.97 | 24.6406 | 2020Q2 | https://shop.regencylighting.com/lamps/led/sm16-07-10d-830-03-00921.html | Regency Lighting | 2020 | Yes
LED Lighting | Reflector | Soraa | True |  | MR16 | GU5.3 (Bi-Pin) | GU5.3 (Bi-Pin) | Home / Light Bulbs / LED / Soraa - 00919 - SM16-07-10D-927-03 Energy Efficiency and Long Life; Highly Compatible; To Safely Turn Down in High Temperature Environments to Protect LED and Components 7.5W MR16 LED Lamp - Universal - 390 Lumens - Warm White (2700K) - 95 CRI - 35000 Hours - GU5.3 (Bi-Pin) - 12V Soraa - 00919 - SM16-07-10D-927-03 | 2700 | 95 | 390 | 52 | 35000 | 7.5 | 10 | 244.8 | 24.48 | 28.7649 | 2020Q2 | https://shop.regencylighting.com/lamps/led/sm16-07-10d-927-03-00919.html | Regency Lighting | 2020 | Yes
LED Lighting | Reflector | Soraa | True |  | MR16 | GU5.3 (Bi-Pin) | GU5.3 (Bi-Pin) | Home / Light Bulbs / LED / Soraa - 00933 - SM16-07-25D-830-03 Energy Efficiency and Long Life; Highly Compatible; To Safely Turn Down in High Temperature Environments to Protect LED and Components 7.5W MR16 LED Lamp - Universal - 525 Lumens - Warm White (3000K) - 95 CRI - 35000 Hours - GU5.3 (Bi-Pin) - 12V Soraa - 00933 - SM16-07-25D-830-03 | 3000 | 95 | 525 | 70 | 35000 | 7.5 | 10 | 174.6 | 17.46 | 20.5162 | 2020Q2 | https://shop.regencylighting.com/lamps/led/sm16-07-25d-830-03-00933.html | Regency Lighting | 2020 | Yes
LED Lighting | Reflector | Soraa | True |  | MR16 | GU5.3 (Bi-Pin) | GU5.3 (Bi-Pin) | Home / Light Bulbs / LED / Soraa - 00931 - SM16-07-25D-927-03 Suitable for Fully Enclosed Fixtures; Suitable for Damp Locations 7.5W MR16 LED Lamp - Universal - Warm White (2700K) - GU5.3 (Bi-Pin) - 12V Soraa - 00931 - SM16-07-25D-927-03 | 2700 |  | 410 | 54.6667 | 35000 | 7.5 | 1 | 20.97 | 20.97 | 24.6406 | 2020Q2 | https://shop.regencylighting.com/lamps/led/sm16-07-25d-927-03-00931.html | Regency Lighting | 2020 | Yes
LED Lighting | Reflector | Soraa | True |  | MR16 | GU5.3 (Bi-Pin) | GU5.3 (Bi-Pin) | Home / Light Bulbs / LED / Soraa - 00937 - SM16-07-25D-940-03 Suitable for Damp Locations; Suitable for Use in Enclosed Fixtures (see list of qualified enclosed fixtures at www.soraa.com/resources); Title 24 Qualified 7.5W MR16 LED Lamp - Universal - 455 Lumens - Cool White (4000K) - 95 CRI - 35000 hrs. - GU5.3 (Bi-Pin) - 12V Soraa - 00937 - SM16-07-25D-940-03 | 4000 | 95 | 455 | 60.6667 | 35000 | 7.5 | 1 | 20.97 | 20.97 | 24.6406 | 2020Q2 | https://shop.regencylighting.com/lamps/led/sm16-07-25d-940-03-00937.html | Regency Lighting | 2020 | Yes
LED Lighting | Reflector | Soraa | True |  | MR16 | GU5.3 (Bi-Pin) | GU5.3 (Bi-Pin) | Home / Light Bulbs / LED / Soraa - 00945 - SM16-07-36D-830-03 Suitable for Fully Enclosed Fixtures; Suitable for Damp Locations 7.5W MR16 LED Lamp - Universal - 525 Lumens - Warm White (3000K) - 85 CRI - 35000 Hours - GU5.3 (Bi-Pin) - 12V Soraa - 00945 - SM16-07-36D-830-03 | 3000 | 85 | 525 | 70 | 35000 | 7.5 | 1 | 18.78 | 18.78 | 22.0672 | 2020Q2 | https://shop.regencylighting.com/lamps/led/sm16-07-36d-830-03-sor.html | Regency Lighting | 2020 | Yes
LED Lighting | Reflector | Soraa | True |  | MR16 | GU5.3 (Bi-Pin) | GU5.3 (Bi-Pin) | Home / Light Bulbs / LED / Soraa - 00943 - SM16-07-36D-927-03 Energy Efficiency and Long Life; Highly Compatible; To Safely Turn Down in High Temperature Environments to Protect LED and Components 7.5W MR16 LED Lamp - Universal - 410 Lumens - Warm White (2700K) - 95 CRI - 35000 Hours - GU5.3 (Bi-Pin) - 12V Soraa - 00943 - SM16-07-36D-927-03 | 2700 | 95 | 410 | 54.6667 | 35000 | 7.5 | 100 | 2097 | 20.97 | 24.6406 | 2020Q2 | https://shop.regencylighting.com/lamps/led/sm16-07-36d-927-03-00943.html | Regency Lighting | 2020 | Yes
LED Lighting | Reflector | Soraa | True |  | MR16 | GU5.3 (Bi-Pin) | GU5.3 (Bi-Pin) | Home / Light Bulbs / LED / Soraa - 00947 - SM16-07-36D-930-03 Suitable for Fully Enclosed Fixtures; Suitable for Damp Locations 7.5W MR16 LED Lamp - Universal - Warm White (3000K) - GU5.3 (Bi-Pin) - 12V Soraa - 00947 - SM16-07-36D-930-03 | 3000 |  | 435 | 58 | 35000 | 7.5 | 1 | 20.97 | 20.97 | 24.6406 | 2020Q2 | https://shop.regencylighting.com/lamps/led/sm16-07-36d-930-03-00947.html | Regency Lighting | 2020 | Yes
LED Lighting | Reflector | Soraa | True |  | MR16 | GU5.3 (Bi-Pin) | GU5.3 (Bi-Pin) | Home / Light Bulbs / LED / Soraa - 00949 - SM16-07-36D-940-03 Suitable for Fully Enclosed Fixtures; Suitable for Damp Locations 7.5W MR16 LED Lamp - Universal - 455 Lumens - Cool White (4000K) - 95 CRI - 35000 Hours - GU5.3 (Bi-Pin) - 12V Soraa - 00949 - SM16-07-36D-940-03 | 4000 | 95 | 455 | 60.6667 | 35000 | 7.5 | 1 | 20.97 | 20.97 | 24.6406 | 2020Q2 | https://shop.regencylighting.com/lamps/led/sm16-07-36d-940-03-00949.html | Regency Lighting | 2020 | Yes
LED Lighting | Reflector | Soraa | True |  | MR16 | GU5.3 (Bi-Pin) | GU5.3 (Bi-Pin) | Home / Light Bulbs / LED / Soraa - 08734 - SM16-09-25D-827-H1 Suitable for Damp Locations; Not Suitable for Enclosed, Lensed, Baffled, or Deeply Recessed Fixtures 9W MR16 LED Lamp - Universal - 690 Lumens - Warm White (2700K) - 90 CRI - 35000 hrs. - GU5.3 (Bi-Pin) - 12V Soraa - 08734 - SM16-09-25D-827-H1 | 2700 | 90 | 690 | 76.6667 | 35000 | 9 | 1 | 35.54 | 35.54 | 41.7609 | 2020Q2 | https://shop.regencylighting.com/lamps/led/sm16-09-25d-827-h1-08734.html | Regency Lighting | 2020 | Yes
LED Lighting | Reflector | Soraa | True |  | MR16 | GU5.3 (Bi-Pin) | GU5.3 (Bi-Pin) | Home / Light Bulbs / LED / Soraa - 00957 - SM16-09-25D-830-03 Suitable for Damp Locations; Not Suitable for Enclosed, Lensed, Baffled, or Deeply Recessed Fixtures 9W MR16 LED Lamp - Universal - Warm White (3000K) - GU5.3 (Bi-Pin) - 12V Soraa - 00957 - SM16-09-25D-830-03 | 3000 |  | 590 | 65.5556 | 35000 | 9 | 1 | 20.97 | 20.97 | 24.6406 | 2020Q2 | https://shop.regencylighting.com/lamps/led/sm16-09-25d-830-03-00957.html | Regency Lighting | 2020 | Yes
LED Lighting | Reflector | Soraa | True |  | MR16 | GU5.3 (Bi-Pin) | GU5.3 (Bi-Pin) | Home / Light Bulbs / LED / Soraa - 00955 - SM16-09-25D-927-03 Suitable for Damp Locations; Not Suitable for Enclosed, Lensed, Baffled, or Deeply Recessed Fixtures 9W MR16 LED Lamp - Universal - 465 Lumens - Warm White (2700K) - 95 CRI - 35000 Hours - GU5.3 (Bi-Pin) - 12V Soraa - 00955 - SM16-09-25D-927-03 | 2700 | 95 | 465 | 51.6667 | 35000 | 9 | 100 | 2448 | 24.48 | 28.7649 | 2020Q2 | https://shop.regencylighting.com/lamps/led/sm16-09-25d-927-03-00955.html | Regency Lighting | 2020 | Yes
LED Lighting | Reflector | Soraa | True |  | MR16 | GU5.3 (Bi-Pin) | GU5.3 (Bi-Pin) | Home / Light Bulbs / LED / Soraa - 00959 - SM16-09-25D-930-03 Suitable for Damp Locations; Not Suitable for Enclosed, Lensed, Baffled, or Deeply Recessed Fixtures 9W MR16 LED Lamp - Universal - 490 Lumens - Warm White (3000K) - 95 CRI - 35000 Hours - GU5.3 (Bi-Pin) - 12V Soraa - 00959 - SM16-09-25D-930-03 | 3000 | 95 | 490 | 54.4444 | 35000 | 9 | 100 | 2448 | 24.48 | 28.7649 | 2020Q2 | https://shop.regencylighting.com/lamps/led/sm16-09-25d-930-03-00959.html | Regency Lighting | 2020 | Yes
LED Lighting | Reflector | Soraa | True |  | MR16 | GU5.3 (Bi-Pin) | GU5.3 (Bi-Pin) | Home / Light Bulbs / LED / Soraa - 00963 - SM16-09-36D-927-03 Suitable for Damp Locations; Not Suitable for Enclosed, Lensed, Baffled, or Deeply Recessed Fixtures 9W MR16 LED Lamp - Universal - 465 Lumens - Warm White (2700K) - 95 CRI - 35000 Hours - GU5.3 (Bi-Pin) - 12V Soraa - 00963 - SM16-09-36D-927-03 | 2700 | 95 | 465 | 51.6667 | 35000 | 9 | 100 | 2448 | 24.48 | 28.7649 | 2020Q2 | https://shop.regencylighting.com/lamps/led/sm16-09-36d-927-03-00963.html | Regency Lighting | 2020 | Yes
LED Lighting | Reflector | Soraa | True |  | MR16 | GU5.3 (Bi-Pin) | GU5.3 (Bi-Pin) | Home / Light Bulbs / LED / Soraa - 00967 - SM16-09-36D-930-03 Suitable for Damp Locations; Not Suitable for Enclosed, Lensed, Baffled, or Deeply Recessed Fixtures 9W MR16 LED Lamp - Universal - 490 Lumens - Warm White (3000K) - 35000 Hours - GU5.3 (Bi-Pin) - 12V Soraa - 00967 - SM16-09-36D-930-03 | 3000 |  | 490 | 54.4444 | 35000 | 9 | 1 | 24.48 | 24.48 | 28.7649 | 2020Q2 | https://shop.regencylighting.com/lamps/led/sm16-09-36d-930-03-00967.html | Regency Lighting | 2020 | Yes
LED Lighting | Reflector | Soraa |  |  | MR16 | GU10 (Bi-Pin / Twist & Lock) | GU10 (Bi-Pin / Twist & Lock) | Home / Light Bulbs / LED / Soraa - 01111 - SM16GA-07-10D-927-03 Indoor or Outdoor Use; High CRI 7.5W MR16 LED Lamp - Universal - 390 Lumens - Warm White (2700K) - 95 CRI - 35000 Hours - GU10 (Bi-Pin / Twist & Lock) - 120 to 130V Soraa - 01111 - SM16GA-07-10D-927-03 | 2700 | 95 | 390 | 52 | 35000 | 7.5 | 1 | 26.23 | 26.23 | 30.8213 | 2020Q2 | https://shop.regencylighting.com/lamps/led/sm16ga-07-10d-927-03-01111.html | Regency Lighting | 2020 | Yes
LED Lighting | Reflector | Soraa | True |  |  |  |  | Home / Light Bulbs / LED / Soraa - 01123 - SM16GA-07-25D-927-03 LED MR16 Lamp, Vivid 2700K, 7.5 Watts, CRI 95, 25 Degree, GU10 Base Item: 01123 7.5W MR16 LED Lamp - 410 Lumens - Warm White (2700K) - 95 CRI Soraa - 01123 - SM16GA-07-25D-927-03 | 2700 | 95 | 410 | 54.6667 | 35000 | 7.5 | 1 | 22.72 | 22.72 | 26.6969 | 2020Q2 | https://shop.regencylighting.com/lamps/led/sm16ga-07-25d-927-03-01123.html | Regency Lighting | 2020 | Yes
LED Lighting | Reflector | Soraa | True |  | MR16 |  |  | Home / Light Bulbs / LED / Soraa - 01135 - SM16GA-07-36D-927-03 Vivid 95 CRI, 7.5 watt MR16 LED lamp, 120 volt, base: GU10, 2700K, 36 degree beam angle, 410 lumens 7.5W MR16 LED Lamp - 410 Lumens - Warm White (2700K) - 95 CRI Soraa - 01135 - SM16GA-07-36D-927-03 | 2700 | 95 | 410 | 54.6667 | 35000 | 7.5 | 1 | 22.72 | 22.72 | 26.6969 | 2020Q2 | https://shop.regencylighting.com/lamps/led/sm16ga-07-36d-927-03-01135.html | Regency Lighting | 2020 | Yes
LED Lighting | Reflector | Soraa | True |  | MR16 |  |  | Home / Light Bulbs / LED / Soraa - 01573 -SM16GA-07-60D-927-03 60-Degree Beam Angle - 7.5 Watt - 120 Volt - GU10 Base - 95 CRI - Dimmable - 2700K Warm White 7.5W MR16 LED Lamp - 410 Lumens - Warm White (2700K) - 95 CRI Soraa - 01573 -SM16GA-07-60D-927-03 | 2700 | 95 | 420 | 84 | 35000 | 5 | 1 | 22.72 | 22.72 | 26.6969 | 2020Q2 | https://shop.regencylighting.com/lamps/led/sm16ga-07-60d-927-03-01573.html | Regency Lighting | 2020 | Yes
LED Lighting | Reflector | Soraa | True |  | MR16 | GU10 (Bi-Pin / Twist & Lock) | GU10 (Bi-Pin / Twist & Lock) | Home / Light Bulbs / LED / Soraa - 08758 - SM16GA-09-25D-827-H1 Suitable for Damp Locations; Not Suitable for Enclosed, Lensed, Baffled, or Deeply Recessed Fixtures 9W MR16 LED Lamp - Universal - 690 Lumens - Warm White (2700K) - 90 CRI - 35000 hrs. - GU10 (Bi-Pin / Twist & Lock) - 120 to 130V Soraa - 08758 - SM16GA-09-25D-827-H1 | 2700 | 90 | 690 | 76.6667 | 35000 | 9 | 1 | 20.67 | 20.67 | 24.288 | 2020Q2 | https://shop.regencylighting.com/lamps/led/sm16ga-09-25d-827-h1-08758.html | Regency Lighting | 2020 | Yes
LED Lighting | Reflector | Soraa | True |  | PAR30 | E26 (Medium) | E26 (Medium) | Home / Light Bulbs / LED / Soraa - 00823 - SP30S-18-25D-927-03 Suitable for Fully Enclosed Fixtures; Suitable for Damp Locations 18.5W PAR30 LED Lamp - Universal - 930 Lumens - Warm White (2700K) - 95 CRI - 35000 hrs. - E26 (Medium) - 120 to 130V Soraa - 00823 - SP30S-18-25D-927-03 | 2700 | 95 | 930 | 50.2703 | 35000 | 18.5 | 1 | 71.85 | 71.85 | 84.4265 | 2020Q2 | https://shop.regencylighting.com/lamps/led/sp30s-18-25d-927-03-00823.html | Regency Lighting | 2020 | Yes
LED Lighting | Reflector | Soraa | True |  | PAR30 | E26 (Medium) | E26 (Medium) | Home / Light Bulbs / LED / Soraa - 00825 - SP30S-18-36D-927-03 Suitable for Fully Enclosed Fixtures; Suitable for Damp Locations 18.5W PAR30 LED Lamp - Universal - 930 Lumens - Warm White (2700K) - 95 CRI - 35000 Hours - E26 (Medium) - 120 to 130V Soraa - 00825 - SP30S-18-36D-927-03 | 2700 | 95 | 930 | 50.2703 | 35000 | 18.5 | 1 | 71.85 | 71.85 | 84.4265 | 2020Q2 | https://shop.regencylighting.com/lamps/led/sp30s-18-36d-927-03-00825.html | Regency Lighting | 2020 | Yes
LED Lighting | Reflector | Soraa | True |  | PAR30 | E26 (Medium) | E26 (Medium) | Home / Light Bulbs / LED / Soraa - 00827 - SP30S-18-60D-927-03 Suitable for Fully Enclosed Fixtures; Suitable for Damp Locations 18.5W PAR30 LED Lamp - Universal - 930 Lumens - Warm White (2700K) - 95 CRI - 35000 hrs. - E26 (Medium) - 120 to 130V Soraa - 00827 - SP30S-18-60D-927-03 | 2700 | 95 | 930 | 50.2703 | 35000 | 18.5 | 1 | 71.85 | 71.85 | 84.4265 | 2020Q2 | https://shop.regencylighting.com/lamps/led/sp30s-18-60d-927-03-00827.html | Regency Lighting | 2020 | Yes
LED Lighting | Reflector | Soraa | True |  | PAR38 | E26 (Medium) | E26 (Medium) | Home / Light Bulbs / LED / Soraa - 00979 - SP38-18-25D-927-03 Indoor and Outdoor Applications 18.5W PAR38 LED Lamp - Universal - 930 Lumens - Warm White (2700K) - 95 CRI - 35000 Hours - E26 (Medium) - 120 to 130V Soraa - 00979 - SP38-18-25D-927-03 | 2700 | 95 | 930 | 50.2703 | 35000 | 18.5 | 1 | 79.83 | 79.83 | 93.8033 | 2020Q2 | https://shop.regencylighting.com/lamps/led/sp38-18-25d-927-03-00979.html | Regency Lighting | 2020 | Yes
LED Lighting | Reflector | Soraa | True |  | PAR38 | E26 (Medium) | E26 (Medium) | Home / Light Bulbs / LED / Soraa - 00981 - SP38-18-36D-927-03 Indoor and Outdoor Applications 18.5W PAR38 LED Lamp - Universal - 930 Lumens - Warm White (2700K) - 95 CRI - 35000 Hours - E26 (Medium) - 120 to 130V Soraa - 00981 - SP38-18-36D-927-03 | 2700 | 95 | 930 | 50.2703 | 35000 | 18.5 | 1 | 79.83 | 79.83 | 93.8033 | 2020Q2 | https://shop.regencylighting.com/lamps/led/sp38-18-36d-927-03-00981.html | Regency Lighting | 2020 | Yes
LED Lighting | Reflector | Soraa | True |  | PAR38 | E26 (Medium) | E26 (Medium) | Home / Light Bulbs / LED / Soraa - 00999 - SP38-18-60D-930-03 Indoor and Outdoor Applications 18.5W PAR38 LED Lamp - Universal - 1000 Lumens - Warm White (3000K) - 95 CRI - 35000 hrs. - E26 (Medium) - 120 to 130V Soraa - 00999 - SP38-18-60D-930-03 | 3000 | 95 | 1000 | 54.0541 | 35000 | 18.5 | 1 | 79.83 | 79.83 | 93.8033 | 2020Q2 | https://shop.regencylighting.com/lamps/led/sp38-18-60d-930-03-00999.html | Regency Lighting | 2020 | Yes
LED Lighting | A-Type | Philips Lighting | True |  | A21 (Arbitrary) |  | E26 (Medium Screw) | HomeLamps, Bulbs, BallastsBulbs - LEDLED - TraditionalLamps - A-Type Dimmable LED Lamp, 16W, 120V, Bulb: A-Type (A21), Base: Medium Screw (E26), Lumens: 1600, CRI: 90, Color Temperature: 2700K-2200K Warm White, Rated Average Life: 15,000 Hrs. *Philips Part # 47948-5* 12NC 929001941304. 75W Equivalent. California Title 20 Compliant. Philips Lighting 16A21/PER/927-22/P/E26/WG 6/1FB T20 Dimmable LED Lamp, 16W | 2500 | 80 | 1100 | 68.75 |  | 16 | 1 | 9.75 | 9.75 | 11.4566 | 2020Q2 | https://www.platt.com/platt-electric-supply/LED-Traditional-Lamps-A-Type/Philips-Lighting/16A21-PER-927-22-P-E26-WG-6-1FB-T20/product.aspx?zpid=1172364 | Platt | 2020 | Yes
LED Lighting | Decorative | Maxlite | True |  | G30 | E26 (Medium) | E26 (Medium) | Home / Light Bulbs / LED / Maxlite - 76541 - V6.5G30DLED22 Saves More than 90 Percent on Energy 6.5W G30 LED Lamp - Universal - 620 Lumens - Warm White (2200K) - 80 CRI - 15000 Hours - E26 (Medium) - 120 to 130V Maxlite - 76541 - V6.5G30DLED22 | 2200 | 80 | 620 | 95.3846 | 15000 | 6.5 | 1 | 17.45 | 17.45 | 20.5044 | 2020Q2 | https://shop.regencylighting.com/lamps/led/v6-5g30dled22-mxt.html | Regency Lighting | 2020 | Yes
LED Lighting | Downlight |  | True |  |  |  |  | Durable plastic housing protects LEDs and power supply suitable for insulated and non-insulated ceilings Diffusing polycarbonate lens shields direct view of LEDs while lower reflector balances brightness of lens with the ceiling to create a low-glare high angle appearance Easy installation with integral clips No tools required E26 Edison base adapter included for ease of incandescent replacement No tools required E26 Edison base adaptor for ease of incandescent replacement Damp locations New construction/retrofit upgrade for residential and commercial lighting Replaces 55-watt Incandescent. 7.6-watt LED 4" Recessed Retrofit Kit with 575 delivered lumens. 2700K - 4000K, white, Energy Star Rated and cULus Listed, dimmable. Replaces 55W Incandescent575 Lumens C-Lite Premium LED 4-inch Downlight Retrofit Kit ¦ C-DL4-A Series ¦ White | 2700 | 90 | 575 | 75.6579 | 35000 | 7.6 | 1 | 6.99 | 6.99 | 8.2135 | 2020Q2 | https://www.e-conolight.com/c-liter-premium-led-4-inch-downlight-retrofit-kit-c-dl4-a-series-white.html | Econolight | 2020 | Yes
LED Lighting | Downlight |  | True |  |  |  |  | Durable plastic housing protects LEDs and power supply suitable for insulated and non-insulated ceilings Diffusing polycarbonate lens shields direct view of LEDs while lower reflector balances brightness of lens with the ceiling to create a low-glare high angle appearance Easy installation with integral clips No tools required E26 Edison base adapter included for ease of incandescent replacement No tools required E26 Edison base adaptor for ease of incandescent replacement Damp locations New construction/retrofit upgrade for residential and commercial lighting Replaces 65-watt Incandescent. 8.6-watt LED 6" Recessed Downlight Retrofit Kit with 650 delivered lumens. 2700K - 4000k, white, Energy Star Rated and cULus Listed, dimmable. Replaces 65W Incandescent650 Lumens C-Lite Premium LED 6-inch Downlight Retrofit Kit ¦ C-DL6-A Series ¦ White | 2700 | 90 | 650 | 75.5814 | 35000 | 8.6 | 1 | 7.99 | 7.99 | 9.3886 | 2020Q2 | https://www.e-conolight.com/c-liter-premium-led-6-inch-downlight-retrofit-kit-c-dl6-a-series-white.html | Econolight | 2020 | Yes
LED Lighting | Downlight | [6 empty] | Low Copper Content Corrosion resistant 360 Cast Aluminum Alloy Housing Polyester Powercoat finished Impact resistant acrylic Wet Location Certifications: RoHS IP65 Replaces 100W Pulse Start Metal Halide. 24-watt C-Lite LED Wall Pack with 3,370 delivered lumens. 4000K-5000K, white, cULus 5-year limited warranty. Designed for downlight applications only. Replaces 100W PSMH 3,370 Lumens Cree Lighting® Noctura™ Series LED Wall Pack ¦ 3,370 Lumens ¦ 4000K-5000K ¦ 120-277V or 347 or 480V Operation ¦ Medium Bronze | 4000 | 70 | 3370 | 140.4167 | 150000 | 24 | 1 | 104.5 | 104.5 | 122.7915 | 2020Q2 | https://www.e-conolight.com/cree-lighting-noctura-series-led-wall-pack-3370-lumens-4000k-5000k-120-277v-or-347-or-480v-operation-medium-bronze.html | Econolight | 2020 | Yes
LED Lighting | Downlight | [6 empty] | Low Copper Content Corrosion resistant 360 Cast Aluminum Alloy Housing Polyester Powercoat finished Impact resistant acrylic Wet Location Certifications: RoHS IP65 Replaces 150W Pulse Start Metal Halide. 46-watt C-Lite LED Wall Pack with 6,750 delivered lumens. 4000K-5000K, white, cULus 5-year limited warranty. Designed for downlight applications only. Replaces 150W PSMH 6,750 Lumens Cree Lighting® Noctura™ Series LED Wall Pack ¦ 6750 Lumens ¦ 4000K-5000K ¦ 120-277V or 347 or 480V Operation ¦ Medium Bronze | 4000 | 70 | 6750 | 146.7391 | 150000 | 46 | 1 | 116.6 | 116.6 | 137.0095 | 2020Q2 | https://www.e-conolight.com/cree-lighting-noctura-series-led-wall-pack-6750-lumens-4000k-5000k-120-277v-0r-347-or-480v-operation-medium-bronze-1.html | Econolight | 2020 | No
LED Lighting | Downlight |  | True |  |  |  |  | Durable upper housing protects LEDs, driver and power supply One-piece aluminum lower reflector redirects light while also conducting heat away from LEDs Adjustable flip clips resist heat while providing retention for flush ceiling fit Diffusing polycarbonate Quick install system utilizes a unique retention feature Designed to install in standard 4-inch downlight housings with minimum housing height of 5-inches E26 and GU24 Base pigtails Forward phase (triac) and reverse phase dimming only Unique combination of reflective and refractive optical components achieves a uniform, comfortable appearance while eliminating pixelation and color fringing Diffusing polycarbonate lens shields direct view of LEDs while lower reflector balances brightness of lens with the ceiling to create a low glare, high angle appearance Wet locations (For covered ceilings only) Commercial Residential Hospitality Gas Stations Replaces 75-watt incandescent. 10.5-watt LED 4-inch Downlight - with 790 delivered lumens. 2700K, 3000K, 3500K & 4000K white housing, cULus Listed, Energy Star® Certified, Dimmable, 5-year limited warranty. Replaces 75W Incandescent790 Lumens Cree® PRO Series 4-inch Downlight ¦ CR4T Series ¦ 10.5W ¦ Dimmable | 2700 | 90 | 790 | 75.2381 | 50000 | 10.5 | 1 | 11.25 | 11.25 | 13.2192 | 2020Q2 | https://www.e-conolight.com/cree-pro-series-4-inch-downlight-cr4t-series-10-5w-dimmable.html | Econolight | 2020 | Yes
LED Lighting | Downlight |  | True |  |  |  |  | Durable upper housing protects LEDs, driver and power supply One-piece aluminum lower reflector redirects light while also conducting heat away from LEDs Adjustable flip clips resist heat while providing retention for flush ceiling fit Diffusing polycarbonate Quick install system utilizes a unique retention feature Designed to install in standard 5-6-inch downlight housings with minimum housing height of 5-1/2-inches E26 and GU24 Base pigtails Forward phase (triac) and reverse phase dimming only Unique combination of reflective and refractive optical components achieves a uniform, comfortable appearance while eliminating pixelation and color fringing Diffusing polycarbonate lens shields direct view of LEDs while lower reflector balances brightness of lens with the ceiling to create a low glare, high angle appearance Wet locations (For covered ceilings only) Commercial Residential Hospitality Gas Stations Replaces 75-watt incandescent. 11-watt LED 6-inch Downlight - with 825 delivered lumens. 2700K, 3000K, 3500K & 4000K white housing, cULus Listed, Energy Star® Certified, Dimmable, 5-year limited warranty. Replaces 75W Incandescent825 Lumens Cree® PRO Series 6-inch Downlight ¦ CR6T Series ¦ 11W ¦ Dimmable | 2700 | 90 | 825 | 75 | 50000 | 11 | 1 | 11.25 | 11.25 | 13.2192 | 2020Q2 | https://www.e-conolight.com/cree-pro-series-6-inch-downlight-cr6t-series-11w-dimmable.html | Econolight | 2020 | Yes
LED Lighting | Downlight |  | True |  |  |  |  | Durable upper housing protects LEDs, driver and power supply One-piece aluminum lower reflector redirects light while also conducting heat away from LEDs Adjustable flip clips resist heat while providing retention for flush ceiling fit Diffusing polycarbonate Quick install system utilizes a unique retention feature Designed to install in standard 5-6-inch downlight housings with minimum housing height of 5-1/2-inches E26 and GU24 Base pigtails Forward phase (triac) and reverse phase dimming only Unique combination of reflective and refractive optical components achieves a uniform, comfortable appearance while eliminating pixelation and color fringing Diffusing polycarbonate lens shields direct view of LEDs while lower reflector balances brightness of lens with the ceiling to create a low glare, high angle appearance Wet locations (For covered ceilings only) Commercial Residential Hospitality Gas Stations Replaces 100-watt incandescent. 14.5-watt LED 6-inch Downlight - with 1100 delivered lumens. 2700K, 3000K, 3500K & 4000K white housing, cULus Listed, Energy Star® Certified, Dimmable, 5-year limited warranty. Replaces 100W Incandescent1100 Lumens Cree® PRO Series 6-inch Downlight ¦ CR6T Series ¦ 14.5W ¦ Dimmable | 2700 | 90 | 1100 | 75.8621 | 50000 | 14.5 | 1 | 13.5 | 13.5 | 15.863 | 2020Q2 | https://www.e-conolight.com/cree-pro-series-6-inch-downlight-cr6t-series-14-5w-dimmable.html | Econolight | 2020 | Yes
LED Lighting | Reflector |  | True |  |  |  |  | WHILE SUPPLIES LAST - Replaces 90-watt incandescent. 13-1/2-watt Cree High-Output LED PAR38 lamp with narrow beam angle (12°) and 950 delivered lumens. 2700K, clear, dimmable, 3-year limited warranty. Replaces 90W950 Lumens Cree® LED PAR38 High-Output Dimmable Lamp ¦ 12º Beam Spread ¦ GU24 Base ¦ 2700K | 2700 | 90 | 950 | 70.3704 | 50000 | 13.5 | 1 | 14.99 | 14.99 | 17.6138 | 2020Q2 | https://www.e-conolight.com/creer-led-par-38-dimmable-lamp-gu24-base-12-950-lumens-2700k.html | Econolight | 2020 | Yes
LED Lighting | Downlight | [6 empty] | A360 alloy construction Dual silicone o-ring seal Silicone gasketed lens Removable aluminum threaded lens retainer Machined knuckle for precision aiming Composite stake with molded brass threaded insert Dome mounting base for downlight installations Low voltage Certified to U.S. and Canadian Safety Standards Architectural landscaping Pathways & walkways Perimeter lighting Residential application 4-watt elements™ LED Directional Flood Landscape Light with 310 delivered lumens. Round, 3000K, bronze, 5-year limited lamp warranty, 10-year limited fixture warranty. elements™ is a trademark of Unique Lighting Systems® in the United States and other countries. Note: The elements™ landscape line is only compatible with other elements™ landscape products. 310 Lumens elements™ LED Directional Flood Light ¦ 3000K | 3000 | 80 | 310 | 77.5 | 40000 | 4 | 1 | 54.99 | 54.99 | 64.6154 | 2020Q2 | https://www.e-conolight.com/gams-l430-bz.html | Econolight | 2020 | No
LED Lighting | [7 empty] | Die-cast aluminum Black polyester powder-coat finish Polycarbonate lens Adjustable beam spread from 18° - 50° cETLus Listed for use with e-conolight® E-K1 and E-K2 Series, RUUD® Lighting® T1 and T2 Series and Juno® (not affiliated with e-conolight or RUUD® Lighting) T and TU Series track systems only. Pivot mount allows for 350° horizontal rotation and 90° vertical rotation in either direction Spring latch secures light fixture to track Dry locations Retail Industrial Accent Replaces 50-watt MR16. 9-watt LED Mini Cylinder Track Head with 850 delivered lumens. Adjustable beam spread from 18° - 50°. Available in 2700K, 3000K, or 4000K. White or black finish, cETLus Listed, 3-year limited warranty. Replaces 50W-MR16850 Lumens LED Mini Cylinder Track Head ¦ E-KCH Series | 2700 | 80 | 850 | 94.4444 |  | 9 | 1 | 44.99 | 44.99 | 52.865 | 2020Q2 | https://www.e-conolight.com/led-indoor-track-head-e-kch-2700-k-black-50w-mr16.html | Econolight | 2020 | Yes
LED Lighting | Decorative | [6 empty] | Die-cast aluminum Screw-in, frosted glass globe provides uniform light distribution Ceiling mount Five threaded and plugged 1/2" conduit entry points Wet locations IP65 Rated Built-in 4KV surge protection Warehouses Light Industrial Retail Replaces 100-watt Incandescent. 12-watt LED Vapor Tight Jelly Jar Fixture with 1000 delivered lumens. cULus Listed, 4000K, 5-year limited warranty. Replaces 100W Incandescent1000 Lumens LED Vapor Tight Jelly Jar ¦ E-VTB01 Series ¦ Ceiling Mount ¦ Gray | 4000 | 80 | 1000 | 83.3333 | 100000 | 12 | 1 | 35.99 | 35.99 | 42.2896 | 2020Q2 | https://www.e-conolight.com/led-vapor-tight-jelly-jar-e-vtb01-series-ceiling-mount-gray.html | Econolight | 2020 | Yes
LED Lighting | Decorative | [6 empty] | Die-cast aluminum Screw-in, frosted glass globe provides uniform light distribution Ceiling mount Five threaded and plugged 1/2" conduit entry points Wet locations IP65 Rated Built-in 4KV surge protection Warehouses Light Industrial Retail Replaces 200-watt Incandescent. 22-watt LED Vapor Tight Jelly Jar Fixture with 1900 delivered lumens. cULus Listed, 4000K & 5000K, 5-year limited warranty. Replaces 200W Incandescent1900 Lumens LED Vapor Tight Jelly Jar ¦ E-VTB02 Series ¦ Ceiling Mount ¦ Gray | 4000 | 80 | 1900 | 86.3636 | 100000 | 22 | 1 | 45.99 | 45.99 | 54.04 | 2020Q2 | https://www.e-conolight.com/led-vapor-tight-jelly-jar-e-vtb02-series-ceiling-mount-gray.html | Econolight | 2020 | Yes
LED Lighting | [7 empty] | Die-cast aluminum Black or white polyester powder-coat finish Polycarbonate reflector and lens Polycarbonate adapter with copper conductor Compatible with 1- or 2-circuit track from e-conolight, RUUD Lighting and certain Juno track systems (via included adaptor) Pivot mount allows for 350° horizontal rotation and 90° vertical rotation in either direction Dry locations Retail Industrial Replaces 35-watt incandescent. 8-watt Mini LED Flat Back Track Head with 500 - 530 delivered lumens. Available in soft white (2700K), warm white (3000K), or neutral white (4000K). Black or white finish, fixture has a 3-year limited warranty. Replaces 35W MR16500 - 530 Lumens LED Mini Flat Back Track Head ¦ E-KXF Series ¦ Replaces 35W MR16 | 2700 | 80 | 500 | 62.5 | 30000 | 8 | 1 | 34.99 | 34.99 | 41.1146 | 2020Q2 | https://www.e-conolight.com/mini-led-flat-back-track-head.html | Econolight | 2020 | Yes
LED Lighting | A-Type | Standard Products | True |  | LED | A19 | E26 (Medium) | Topbulb » LED Bulbs » LED Standard Shape » 40W Equal » Standard - 7W LED - 40W Equal - Warm White Light The Standard LED/OMNI/7W/27K/STD 7 watt, dimmable LED replaces a standard 40 watt incandescent light bulb. Features include: 2700K, warm white illumination; 480 initial lumens at 69 lumens per watt and a rated life of 40,000 hours. Suitable for use in open fixtures and wet locations. For optimum dimming performance, see the compatible dimmer list below. This LED is Energy Star qualified. Shipping Notice This item has certain shipping restrictions. Please refer to specifications table on this page for restricted shipping zones. LED Technology Notice Due to constantly evolving nature of LED technology, manufacturers will reserve the right to replace this product with next generation technology. We appreciate your understanding and acceptance of this policy. Utility/Government Incentives Documents Standard 63042 Brochure Standard 63042 Specifications and Dimmer List About Standard Standard Products Inc., head office located in Montreal, Canada, supplies a full range of lighting solutions to the North American market. Standard surpasses market norms on quality products and innovative ideas across their entire line of lamps. Standard Products Inc. is a Gold Standard Winner as one of Canada's Best Managed Companies. Resources Step by Step, How to Buy an LED Bulb for Your Home Medium Base • Dimmable • 2700K Standard - 7W LED - 40W Equal - Warm White Light | 2700 | 80 | 480 | 68.5714 | 40000 | 7 | 1 | 7.84 | 7.84 | 9.2123 | 2020Q3 | https://www.topbulb.com/standard-7w-led-40w-equal-warm-white-light | Top Bulb | 2020 | Yes
LED Lighting | Downlight | [6 empty] | Hallways Bathrooms Basements Entryways Stairways Work areas Utility closets Corridors Replaces 65-watt incandescent. 8.3-watt NICOR®LED 4" Recessed Edge Lit square or round Downlight with 566 delivered lumens. 2700L, 3000K 4000K, ETL Listed for damp locations, Energy Star Certified, Airtight and IC Rated, 5-year limited warranty. Replaces 65W Incandescent710 Lumens NICOR® 4 inch Recessed Edge Lit Downlight ¦ DLE4 Series | 3000 | 90 | 710 | 64.5455 | 54000 | 11 | 1 | 18.99 | 18.99 | 22.314 | 2020Q2 | https://www.e-conolight.com/nicorr-4-inch-recessed-edge-lit-downlight-dle4-series.html | Econolight | 2020 | Yes
LED Lighting | Downlight | [6 empty] | Hallways Bathrooms Basements Entryways Stairways Work areas Utility closets Corridors Replaces 75-watt incandescent. 10.8-watt NICOR® LED 6" Recessed Edge Lit Square or Round Downlight with 858 delivered lumens. 2700K, 3000K & 4000K, ETL Listed for damp locations, Energy Star Certified, Airtight and IC Rated, 5-year limited warranty. Replaces 75W Incandescent858 Lumens NICOR® 6 inch Recessed Edge Lit Downlight ¦ DLE6 Series ¦ White | 2700 | 90 | 948 | 68.2014 | 54000 | 13.9 | 1 | 21.99 | 21.99 | 25.8391 | 2020Q2 | https://www.e-conolight.com/nicorr-6-inch-recessed-edge-lit-downlight-dle6-series-white.html | Econolight | 2020 | Yes
LED Lighting | Downlight |  | True |  |  |  |  | Plastic Polycarbonate Easy installation with integral clips No tools required E26 Edison base adaptor for ease of incandescent replacement Wet locations Residential Commercial Replaces 75-watt Incandescent. 14.5-watt LED 5" & 6" Downlight Retrofit Kit with 1200 delivered lumens. 2700K, 3000K & 4000K, white, Energy Star Rated and ETL Listed, dimmable. Recessed housing not included. Replaces 75W Incandescent1200 Lumens NICOR® LED 5 & 6-inch Downlight Retrofit Kit ¦ DCR Series¦ 1200 Lumens ¦ White | 2700 | 90 | 1200 | 82.7586 | 36000 | 14.5 | 1 | 15.99 | 15.99 | 18.7889 | 2020Q2 | https://www.e-conolight.com/nicorr-led-5-6-inch-downlight-retrofit-kit-dcr-series-1200-lumens-white.html | Econolight | 2020 | Yes
LED Lighting | Downlight | [6 empty] | A360 alloy construction Dual silicone o-ring seal Silicone gasketed lens Removable aluminum threaded lens retainer Machined knuckle for precision aiming Composite stake with molded brass threaded insert Dome mounting base for downlight installations Low voltage Certified to U.S. and Canadian Safety Standards Architectural landscaping Pathways & walkways Perimeter lighting Residential application 2-watt elements™ LED Directional Flood Landscape Light with 110 delivered lumens and included shroud. Round, 3000K, bronze, 10-year limited fixture warranty, 5-year limited lamp warranty. elements™ is a trademark of Unique Lighting Systems® in the United States and other countries. Note: The elements™ landscape line is only compatible with other elements™ landscape products. 110 Lumens elements™ LED Directional Flood Light ¦ with Shroud ¦ 3000K | 3000 | 80 | 110 | 55 | 20000 | 2 | 1 | 57.99 | 57.99 | 68.1405 | 2020Q2 | https://www.e-conolight.com/phos-l230-bz.html | Econolight | 2020 | No
LED Lighting | Reflector | Energetic Lighting | True |  | LED | BR40 | E26 (Medium) | Topbulb » LED Bulbs » LED Reflector Flood » 17.5W BR40 LED - 85W Equal - Flood - Warm White - Dimmable The Energetic Lighting ELY17D-2BRW is a 17.5W LED that produces light output and warm white light equivalent to a 85 watt incandescent BR40. This LED flood is suitable for recessed can applications and has an operating temperature range of -4 degrees F to 113 degrees F. Fully dimmable to 10%, light levels can be modulated as desired. For best dimming performance, see the compatible dimmers below. This bulb is Energy Star qualified. LED Technology Notice Due to constantly evolving nature of LED technology, manufacturers will reserve the right to replace this product with next generation technology. We appreciate your understanding and acceptance of this policy. Utility/Government Incentives About Energetic Lighting For more than 30 years, Energetic Lighting has been a leading international manufacturer and developer of energy efficient lighting products. Energetic's mission is to make the world brighter more efficiently while continuing to bring new lighting products to the industry. As one of the largest manufacturers of CFLs and T5 light bulbs in China, Energetic has extensive experience and a 2,000,000 square foot facility for designing, manufacturing, and distributing energy efficient light bulbs to some of the world's largest lighting companies. Medium Base • 2700K Color Temperature 17.5W BR40 LED - 85W Equal - Flood - Warm White - Dimmable | 2700 | 80 | 1100 | 62.8571 | 25000 | 17.5 | 1 | 21.95 | 21.95 | 25.7921 | 2020Q2 | https://www.topbulb.com/17-5w-br40-led-85w-equal-flood-warm-white-dimmable | Top Bulb | 2020 | Yes
LED Lighting | Decorative | TCP | True |  | LED | B10 | E12 (Candelabra) | Topbulb » LED Bulbs » LED Chandelier » 3W Decorative Candelabra, Torpedo,Frosted, Warm White, Dimmable This Tcp LDCT3WH30KF bulb uses 3 watts and 120 volts. It has a E12 candelabra base, and an average rated life of 30000 hours. It has a B10 lamp shape, and is an LED bulb.LED3B10/E12/30K. (Replaced with 3000k version) Replaces a 15W to 25W incandescent. LED Technology Notice Due to constantly evolving nature of LED technology, manufacturers will reserve the right to replace this product with next generation technology. We appreciate your understanding and acceptance of this policy. About TCP Lighting TCP has a 20 year history of developing energy-efficient lighting products such as compact fluorescent and LED. With cutting edge technology and strong manufacturing expertise, TCP has shipped billions of high quality lamps and deployed integrated technology and manufacturing to provide expedited time-to-market. 3W Decorative Candelabra, Torpedo,Frosted, Warm White, Dimmable | 2700 |  | 150 | 50 | 30000 | 3 | 1 | 16.49 | 16.49 | 19.3764 | 2020Q2 | https://www.topbulb.com/3w-decorative-candelabra-torpedo-frosted-warm-white-dimmable | Top Bulb | 2020 | Yes
LED Lighting | Decorative | TCP | True |  | LED | B10 | E26 (Medium) | Topbulb » LED Bulbs » LED Chandelier » 3W Decorative Torpedo, Medium Base, Clear, Warm White, Dimmable This TCP LED3B10/E26/27K LED bulb is designed to replace a 15W - 25W incandescent lamp. It is a 3 watt bulb with a decorative torpedo shape. It is dimmable, and has a warm white color temperature. LED Technology Notice Due to constantly evolving nature of LED technology, manufacturers will reserve the right to replace this product with next generation technology. We appreciate your understanding and acceptance of this policy. About TCP Lighting TCP has a 20 year history of developing energy-efficient lighting products such as compact fluorescent and LED. With cutting edge technology and strong manufacturing expertise, TCP has shipped billions of high quality lamps and deployed integrated technology and manufacturing to provide expedited time-to-market. WHILE SUPPLIES LAST 3W Decorative Torpedo, Medium Base, Clear, Warm White, Dimmable | 2700 |  | 150 | 50 | 30000 | 3 | 1 | 7.95 | 7.95 | 9.3416 | 2020Q2 | https://www.topbulb.com/3w-decorative-torpedo-medium-base-clear-warm-white-dimmable | Top Bulb | 2020 | Yes
LED Lighting | Reflector | LEDTronics | False |  | LED | PAR20 | E26 (Medium) | Topbulb » Clearance » LED Bulbs » Ledtronics LP06560NF4D - 5.5W PAR20 LED Narrow Flood, Warm White This Ledtronics LP06560NF4D bulb uses 5.5 watts and 120 volts. It has a E26 medium base, and an average rated life of 35000 hours. It has a PAR20 lamp shape, and is an LED bulb.LED5PAR20/NFL/30K. Not dimmable. LED Technology Notice Due to constantly evolving nature of LED technology, manufacturers will reserve the right to replace this product with next generation technology. We appreciate your understanding and acceptance of this policy. WHILE SUPPLIES LAST - 4 IN STOCK Ledtronics LP06560NF4D - 5.5W PAR20 LED Narrow Flood, Warm White | 3000 | 80 | 275 | 50 | 35000 | 5.5 | 1 | 19.45 | 19.45 | 22.8545 | 2020Q2 | https://www.topbulb.com/5-5w-par20-led-narrow-flood-warm-white | Top Bulb | 2020 | Yes
LED Lighting | A-Type | Green Creative | True |  | LED | A19 | Medium (E26) | Bulb ShapeA19BA11G25 Product Description Get rid of your traditional A19 bulbs and replace them with this stylish LED Filament A19 lamp from Green Creative's Titanium series. This 2000K product allows you to enjoy up to 15,000 hours of soft white light anywhere you need a little ambiance. Product Features: Direct replacement for 40 watt incandescent bulbs 360-degree omni-directional beam Classic A19 profile Compatible with all E26 base fixtures Color accuracy of 80 CRI Long-life LED filaments Smooth dimming Lifespan of up to 15,000 hours Three-year warranty Applications: Chandeliers Table lamps Floor lamps General lighting Alternate Product Versions $4.98 add Green Creative 98240 - 4.5W LED Filament BA11 - 2000K 4.5FBA11DIM/820/FT/A - 240 Lumens - 80 CRI - 40W Incandescent Equivalent - 300° - 120V $5.98 add Green Creative 98377 - 3.8W LED Filament G25 Globe - 2700K 3.8FG25DIM/927 - 350 Lumens - 92 CRI - 40W Incandescent Equivalent - 300° - 120V $6.28 add Green Creative 98378 - 4W LED Filament G25 Globe - 2000K 4FG25DIM/820/A - 250 Lumens - 80 CRI - 40W Incandescent Equivalent - 300° - 120V Medium (E26) 5FA19DIM/820/A - 340 Lumens - 80 CRI - 40W Incandescent Equivalent - 300° - 120V Green Creative 98357 - 5W LED Filament A19 - 2000K | 2000 | 80 | 340 | 68 | 15000 | 5 | 1 | 5.48 | 5.48 | 6.4392 | 2020Q3 | https://www.energyavenue.com/Green-Creative/98357 | Energy Avenue | 2020 | Yes
LED Lighting | Decorative | Bulbrite | False |  | LED | G25 | E26 (Medium) | Topbulb » LED Bulbs » LED Filament / Vintage » Bulbrite - 4W LED Vintage Filament Style - G25 - Medium Base The Bulbrite 776500 4 watt, 120 volt, G25 LED provides light output equivalent to a 25 watt incandescent. The antique finish and 2200K warm illumination enhances the authentic historic look. A thin, clear coating of silicone covers glass in compliance with UL standards. Ideal for use in clear or open fixtures as a decorative accent. LED Technology Notice Due to constantly evolving nature of LED technology, manufacturers will reserve the right to replace this product with next generation technology. We appreciate your understanding and acceptance of this policy. Documents Bulbrite 776500 Spec Sheet About Bulbrite Bulbrite has been a leading manufacturer and supplier of innovative, energy-efficient light source solutions for over 40 years. With strong manufacturing expertise and an in-house state-of-the-art testing lab, Bulbrite can ensure high quality for a full line of innovative, award winning lighting products. Bulbrite - 4W LED Vintage Filament Style - G25 - Medium Base | 2200 | 80 | 350 | 87.5 | 15000 | 4 | 1 | 11.95 | 11.95 | 14.0417 | 2020Q2 | https://www.topbulb.com/bulbrite-4w-led-vintage-filament-style-g25-medium-base | Top Bulb | 2020 | Yes
LED Lighting |  | Cree | True |  | LED | PAR20 | E26 (Medium) | Topbulb » LED Bulbs » LED PAR » LED PAR20 » 50W Equal » Cree PAR20-50W-30K-40D-U1 ¦ 6.2W PAR20 LED - 50W Equal - 3000K - 40 This Cree PAR20-50W-30K-40D-U1 is an LED PAR20 lamp that uses 6.2 watts, equivalent to a 50 watt PAR20 halogen.Cree's PAR20 Narrow Flood is an ideal choice for settings where seeing every detail matters, such as 4" recessed cans over a kitchen prep area or a track lighting fixture highlighting artwork in a home or merchandise in a retail store. This high CRI bulb emits a clean white light that shows colors true and natural. LED Technology Notice Due to constantly evolving nature of LED technology, manufacturers will reserve the right to replace this product with next generation technology. We appreciate your understanding and acceptance of this policy. Utility/Government Incentives Documents Cree PAR20-50W-30K-40D-U1 Spec Sheet Cree PAR20-50W-30K-40D-U1 Dimmer Compatibility 25,000 Hours • Halogen White Light • Dimmable Cree PAR20-50W-30K-40D-U1 ¦ 6.2W PAR20 LED - 50W Equal - 3000K - 40 | 3000 | 90 | 550 | 88.7097 | 25000 | 6.2 | 1 | 11.95 | 11.95 | 14.0417 | 2020Q2 | https://www.topbulb.com/cree-par20-50w-30k-40d-u1-6-2w-par20-led-50w-equal-3000k | Top Bulb | 2020 | Yes
LED Lighting | Decorative | Dynasty | True |  | LED | B10 | E12 (Candelabra) | Topbulb » LED Bulbs » LED Chandelier » Dynasty 30022 ¦ 1.7W 120V Bent Tip LED Candelabra (E12) Base Bulb This Dynasty 30022 1.7W 120V bent tip frosted LED bulb with a candelabra (E12) base replaces a 15W to 25W incandescent. Applications include chandeliers, carriage lights, wall sconces, and vanity lights. LED Technology Notice Due to constantly evolving nature of LED technology, manufacturers will reserve the right to replace this product with next generation technology. We appreciate your understanding and acceptance of this policy. Applications Chandeliers Carriage lights Wall Sconces Vanity lights Frosted Finish Dynasty 30022 ¦ 1.7W 120V Bent Tip LED Candelabra (E12) Base Bulb | 2700 |  | 200 | 117.6471 | 35000 | 1.7 | 1 | 35.95 | 35.95 | 42.2426 | 2020Q2 | https://www.topbulb.com/dynasty-30022-1-7w-120v-bent-tip-led-candelabra-e12-base-bulb | Top Bulb | 2020 | Yes
LED Lighting | Decorative | Eiko | False | Daylighting/Photocell, | LED |  | 2G11 | Topbulb » Brands » Eiko » LED » PLL Replacement » Eiko 60461 ¦ 23W LED - 40W CFL Equal - 2G11 - 3000K - Ballast Compatible This Eiko LED23W/PLL/830-G7DR 23 watt LED provides a ballast compatible solution for long tube, 2G11 base CFL installations. Consult the ballast compatibility list below to ensure proper performance. No re-wiring or fixture modifications of any kind are required when replacing a CFL with this LED lamp. These LED lamps provide instant on and can be operated in totally enclosed fixtures. See the documents below for complete specifications and ballast compatibility. LED Technology Notice Due to constantly evolving nature of LED technology, manufacturers will reserve the right to replace this product with next generation technology. We appreciate your understanding and acceptance of this policy. Documents Eiko LED23W/PLL/830-G7DR Spec Sheet Eiko LED23W/PLL/830-G7DR Installation Instructions About Eiko For over 35 years, EIKO has been a supplier of high quality general and specialty lighting products to a wide array of industries such as electrical, commercial, audio visual, medical, photographic and stage/studio. With offices in the U.S., Canada, Europe, China, Korea and Taiwan, EIKO is a global presence in the lighting industry. 50,000 Hours • Frosted Glass Lens • Direct Replacement Eiko 60461 ¦ 23W LED - 40W CFL Equal - 2G11 - 3000K - Ballast Compatible | 3000 | 80 | 2600 | 113.0435 | 50000 | 23 | 1 | 23.95 | 23.95 | 28.1422 | 2020Q2 | https://www.topbulb.com/eiko-led23w-pll-830-g7dr-glass-direct-fit-pll-23w-2600lm3000k-non-dim-80cri-120-277v-347v | Top Bulb | 2020 | No
LED Lighting | Decorative | Eiko | False | Daylighting/Photocell, | LED |  | 2G11 | Topbulb » Brands » Eiko » LED » PLL Replacement » Eiko 60462 ¦ 23W LED - 40W CFL Equal - 2G11 - 3500K - Ballast Compatible This Eiko LED23W/PLL/835-G7DR 23 watt LED provides a ballast compatible solution for long tube, 2G11 base CFL installations. Consult the ballast compatibility list below to ensure proper performance. No re-wiring or fixture modifications of any kind are required when replacing a CFL with this LED lamp. These LED lamps provide instant on and can be operated in totally enclosed fixtures. See the documents below for complete specifications and ballast compatibility. LED Technology Notice Due to constantly evolving nature of LED technology, manufacturers will reserve the right to replace this product with next generation technology. We appreciate your understanding and acceptance of this policy. Documents Eiko LED23W/PLL/835-G7DR Spec Sheet Eiko LED23W/PLL/835-G7DR Installation Instructions About Eiko For over 35 years, EIKO has been a supplier of high quality general and specialty lighting products to a wide array of industries such as electrical, commercial, audio visual, medical, photographic and stage/studio. With offices in the U.S., Canada, Europe, China, Korea and Taiwan, EIKO is a global presence in the lighting industry. 50,000 Hours • Frosted Glass Lens • Ballast Compatible Eiko 60462 ¦ 23W LED - 40W CFL Equal - 2G11 - 3500K - Ballast Compatible | 3500 | 80 | 2600 | 113.0435 | 50000 | 23 | 1 | 23.95 | 23.95 | 28.1422 | 2020Q2 | https://www.topbulb.com/eiko-led23w-pll-835-g7dr-glass-direct-fit-pll-23w-2600lm3500k-non-dim-80cri-120-277v-347v | Top Bulb | 2020 | No
LED Lighting | Decorative | Eiko | False | Daylighting/Photocell, | LED |  | 2G11 | Topbulb » Brands » Eiko » LED » PLL Replacement » Eiko 60463 ¦ 23W LED - 40W CFL Equal - 2G11 - 4000K - Ballast Compatible This Eiko LED23W/PLL/840-G7DR 23 watt LED provides a ballast compatible solution for long tube, 2G11 base CFL installations. Consult the ballast compatibility list below to ensure proper performance. No re-wiring or fixture modifications of any kind are required when replacing a CFL with this LED lamp. These LED lamps provide instant on and can be operated in totally enclosed fixtures. See the documents below for complete specifications and ballast compatibility. LED Technology Notice Due to constantly evolving nature of LED technology, manufacturers will reserve the right to replace this product with next generation technology. We appreciate your understanding and acceptance of this policy. Documents Eiko LED23W/PLL/840-G7DR Spec Sheet Eiko LED23W/PLL/840-G7DR Installation Instructions About Eiko For over 35 years, EIKO has been a supplier of high quality general and specialty lighting products to a wide array of industries such as electrical, commercial, audio visual, medical, photographic and stage/studio. With offices in the U.S., Canada, Europe, China, Korea and Taiwan, EIKO is a global presence in the lighting industry. 50,000 Hours • Frosted Glass Lens • Direct Replacment Eiko 60463 ¦ 23W LED - 40W CFL Equal - 2G11 - 4000K - Ballast Compatible | 4000 | 80 | 2800 | 121.7391 | 50000 | 23 | 1 | 22.45 | 22.45 | 26.3796 | 2020Q2 | https://www.topbulb.com/eiko-led23w-pll-840-g7dr-glass-direct-fit-pll-23w-2800lm4000k-non-dim-80cri-120-277v-347v | Top Bulb | 2020 | No
LED Lighting | Decorative | Eiko | False | Daylighting/Photocell, | LED |  | 2G11 | Topbulb » Brands » Eiko » LED » PLL Replacement » Eiko 60464 ¦ 23W LED - 40W CFL Equal - 2G11 - 5000K - Ballast Compatible This Eiko LED23W/PLL/850-G7DR 23 watt LED provides a ballast compatible solution for long tube, 2G11 base CFL installations. Consult the ballast compatibility list below to ensure proper performance. No re-wiring or fixture modifications of any kind are required when replacing a CFL with this LED lamp. These LED lamps provide instant on and can be operated in totally enclosed fixtures. See the documents below for complete specifications and ballast compatibility. LED Technology Notice Due to constantly evolving nature of LED technology, manufacturers will reserve the right to replace this product with next generation technology. We appreciate your understanding and acceptance of this policy. Documents Eiko LED23W/PLL/850-G7DR Spec Sheet Eiko LED23W/PLL/850-G7DR Installation Instructions About Eiko For over 35 years, EIKO has been a supplier of high quality general and specialty lighting products to a wide array of industries such as electrical, commercial, audio visual, medical, photographic and stage/studio. With offices in the U.S., Canada, Europe, China, Korea and Taiwan, EIKO is a global presence in the lighting industry. 50,000 Hours • Frosted Glass Lens • Ballast Compatible Eiko 60464 ¦ 23W LED - 40W CFL Equal - 2G11 - 5000K - Ballast Compatible | 5000 | 80 | 2800 | 121.7391 | 50000 | 23 | 1 | 23.95 | 23.95 | 28.1422 | 2020Q2 | https://www.topbulb.com/eiko-led23w-pll-850-g7dr-glass-direct-fit-pll-23w-2800lm5000k-non-dim-80cri-120-277v-347v | Top Bulb | 2020 | No
LED Lighting | Downlight | E-Lume | True |  | LED | PAR38 | E26 (Medium) | Topbulb » LED Bulbs » LED PAR » LED PAR38 » 100W Equal » Elume - 14W PAR38 LED - 100W Equal - Flood - Cool White Light Elume brand LED light bulbs offer quality manufacturing with all the benefits of long bulb life and energy savings at an attractive price. The Energy Star qualification provides assurance that these bulbs will produce the light levels, savings and rated life claimed by the manufacturer. This quality, 40,000 hour life LED PAR38 flood is a direct replacement for a 100 watt halogen PAR38 normally used in indoor accent or recessed downlight fixtures. This LED bulb produces a cooler appearing white light than halogen. The bulb is approved for use in damp locations such as covered porches. Simply remove the existing bulb and replace with this energy saving long life LED. The 40 degree beam produced by this LED lamp provides a medium wide beam spread for general downlight or accent lighting. Fully dimmable, consult the document below for compatible dimmers that will provide optimum dimming. This is an Energy Star qualified product. Shipping Notice This item will not ship to Canada. LED Technology Notice Due to constantly evolving nature of LED technology, manufacturers will reserve the right to replace this product with next generation technology. We appreciate your understanding and acceptance of this policy. Applications Accent LightingRecessed Lights Utility/Government Incentives Documents Elume 63617 Specifications and Dimmer List About E-Lume E-Lume is a value brand of Standard Products Inc. The E-Lume product line includes LED, halogen, fluorescent, HID and incandescent lamps that offer good value with excellent performance. The head office of Standard Products is located in Montreal, Canada. Standard supplies a full range of lighting solutions to the North American market. Standard Products Inc. is a Gold Standard Winner as one of Canada's Best Managed Companies. Resources Step by Step, How to Buy an LED Bulb for Your Home 40,000 Hour Life • Energy Star • Dimmable • 4000K Elume - 14W PAR38 LED - 100W Equal - Flood - Cool White Light | 4000 | 80 | 1000 | 71.4286 | 40000 | 14 | 1 | 18.95 | 18.95 | 22.267 | 2020Q2 | https://www.topbulb.com/elume-14w-par38-led-100w-equal-flood-cool-white-light | Top Bulb | 2020 | No
LED Lighting | Downlight | E-Lume | True |  | LED | PAR38 | E26 (Medium) | Topbulb » LED Bulbs » LED PAR » LED PAR38 » 100W Equal » Elume - 14W PAR38 LED - 100W Equal - Flood - Halogen-White Light Elume brand LED light bulbs offer quality manufacturing with all the benefits of long bulb life and energy savings at an attractive price. The Energy Star qualification provides assurance that these bulbs will produce the light levels, savings and rated life claimed by the manufacturer. This quality, 40,000 hour life LED PAR38 flood is a direct replacement for a 100 watt halogen PAR38 normally used in indoor accent or recessed downlight fixtures. The bulb is approved for use in damp locations such as covered porches. Simply remove the existing bulb and replace with this energy saving long life LED. The 40 degree beam produced by this LED lamp provides a medium wide beam spread for general downlight or accent lighting. Fully dimmable, consult the document below for compatible dimmers that will provide optimum dimming. This is an Energy Star qualified product. Shipping Notice This item will not ship to Canada. LED Technology Notice Due to constantly evolving nature of LED technology, manufacturers will reserve the right to replace this product with next generation technology. We appreciate your understanding and acceptance of this policy. Applications Accent LightingRecessed Lights Utility/Government Incentives Documents Elume 63616 Specifications and Dimmer List About E-Lume E-Lume is a value brand of Standard Products Inc. The E-Lume product line includes LED, halogen, fluorescent, HID and incandescent lamps that offer good value with excellent performance. The head office of Standard Products is located in Montreal, Canada. Standard supplies a full range of lighting solutions to the North American market. Standard Products Inc. is a Gold Standard Winner as one of Canada's Best Managed Companies. Resources Step by Step, How to Buy an LED Bulb for Your Home 40,000 Hour Life • Energy Star • Dimmable Elume - 14W PAR38 LED - 100W Equal - Flood - Halogen-White Light | 3000 | 80 | 1000 | 71.4286 | 40000 | 14 | 1 | 19.3 | 19.3 | 22.6782 | 2020Q2 | https://www.topbulb.com/elume-14w-par38-led-100w-equal-flood-halogen-white-light | Top Bulb | 2020 | No
LED Lighting | Downlight | E-Lume | True |  | LED | PAR20 | E26 (Medium) | Topbulb » LED Bulbs » LED PAR » LED PAR20 » 50W Equal » Elume - 7.6W PAR20 LED - 50W Equal - Flood - Halogen-White Light Elume brand LED light bulbs offer quality manufacturing with all the benefits of long bulb life and energy savings at an attractive price. The Energy Star qualification provides assurance that these bulbs will produce the light levels, savings and rated life claimed by the manufacturer. This quality, 40,000 hour life LED PAR20 flood is a direct replacement for a 50 watt incandescent R20 or a 50 watt halogen PAR20 found in track, recessed and accent fixtures. The bulb is approved for use in damp locations such as covered porches. Simply remove the existing bulb and replace with this energy saving long life LED. The 40 degree beam produced by this LED lamp provides for general flood lighting. Fully dimmable, consult the document below for compatible dimmers that will provide optimum dimming. This is an Energy Star qualified product. Shipping Notice This item will not ship to Canada. LED Technology Notice Due to constantly evolving nature of LED technology, manufacturers will reserve the right to replace this product with next generation technology. We appreciate your understanding and acceptance of this policy. Applications Recessed DownlightsTrack LightingAccent Lighting Utility/Government Incentives Documents Elume 63611 Specifications and Dimmer List About E-Lume E-Lume is a value brand of Standard Products Inc. The E-Lume product line includes LED, halogen, fluorescent, HID and incandescent lamps that offer good value with excellent performance. The head office of Standard Products is located in Montreal, Canada. Standard supplies a full range of lighting solutions to the North American market. Standard Products Inc. is a Gold Standard Winner as one of Canada's Best Managed Companies. Resources Step by Step, How to Buy an LED Bulb for Your Home 40,000 Hour Life • Energy Star • Dimmable Elume - 7.6W PAR20 LED - 50W Equal - Flood - Halogen-White Light | 3000 | 80 | 534 | 66.75 | 40000 | 8 | 1 | 8.03 | 8.03 | 9.4356 | 2020Q2 | https://www.topbulb.com/elume-7-6w-par20-led-50w-equal-flood-halogen-white-light | Top Bulb | 2020 | No
LED Lighting | Downlight | E-Lume | True |  | LED | PAR20 | E26 (Medium) | Topbulb » LED Bulbs » LED PAR » LED PAR20 » 50W Equal » Elume 7.6W PAR20 LED - 50W Equal - Narrow Flood - Halogen-White Light Elume brand LED light bulbs offer quality manufacturing with all the benefits of long bulb life and energy savings at an attractive price. The Energy Star qualification provides assurance that these bulbs will produce the light levels, savings and rated life claimed by the manufacturer. This quality, 40,000 hour life LED PAR20 narrow flood is a direct replacement for a 50 watt incandescent R20 or a 50 watt halogen PAR20 found in track, recessed and accent fixtures. The bulb is approved for use in damp locations such as covered porches. Simply remove the existing bulb and replace with this energy saving long life LED. The 25 degree beam produced by this LED lamp provides a medium focus for accent lighting. Fully dimmable, consult the document below for compatible dimmers that will provide optimum dimming. This is an Energy Star qualified product. Shipping Notice This item will not ship to Canada. LED Technology Notice Due to constantly evolving nature of LED technology, manufacturers will reserve the right to replace this product with next generation technology. We appreciate your understanding and acceptance of this policy. Applications Recessed DownlightsTrack LightingAccent Lighting Utility/Government Incentives Documents Elume 63610 Specifications and Dimmer List About E-Lume E-Lume is a value brand of Standard Products Inc. The E-Lume product line includes LED, halogen, fluorescent, HID and incandescent lamps that offer good value with excellent performance. The head office of Standard Products is located in Montreal, Canada. Standard supplies a full range of lighting solutions to the North American market. Standard Products Inc. is a Gold Standard Winner as one of Canada's Best Managed Companies. Resources Step by Step, How to Buy an LED Bulb for Your Home 40,000 Hour Life • Energy Star • Dimmable Elume 7.6W PAR20 LED - 50W Equal - Narrow Flood - Halogen-White Light | 3000 | 80 | 530 | 69.7368 | 40000 | 7.6 | 1 | 8.95 | 8.95 | 10.5166 | 2020Q2 | https://www.topbulb.com/elume-7-6w-par20-led-50w-equal-narrow-flood-halogen-white-light | Top Bulb | 2020 | No
LED Lighting | Reflector | E-Lume | True |  | LED | MR16 | GU10 | Topbulb » Brands » Standard » Elume Value LED Light Bulbs » Elume - 7W MR16 LED - 50W Equal - Flood - GU10 Base Elume brand LED light bulbs offer quality manufacturing with all the benefits of long bulb life and energy savings at an attractive price. The Energy Star qualification provides assurance that these bulbs will produce the light levels, savings and rated life claimed by the manufacturer. This quality, 40,000 hour life LED MR16 with a GU10 base, operates on 120 volt line voltage and is a direct replacement for a 50 watt equivalent halogen bulb used for accent lighting. The bulb produces illumination that matches the color characteristics of halogen. Simply remove the existing bulb and replace with this energy saving, long life LED. The 40 degree beam produced by this LED lamp provides a medium wide flood suitable for general accent lighting. Fully dimmable, consult the document below for compatible dimmers that will provide optimum dimming. This is an Energy Star qualified product. Shipping Notice This item will not ship to Canada. LED Technology Notice Due to constantly evolving nature of LED technology, manufacturers will reserve the right to replace this product with next generation technology. We appreciate your understanding and acceptance of this policy. Applications Track LightingAccent Lighting Utility/Government Incentives About E-Lume E-Lume is a value brand of Standard Products Inc. The E-Lume product line includes LED, halogen, fluorescent, HID and incandescent lamps that offer good value with excellent performance. The head office of Standard Products is located in Montreal, Canada. Standard supplies a full range of lighting solutions to the North American market. Standard Products Inc. is a Gold Standard Winner as one of Canada's Best Managed Companies. Resources Step by Step, How to Buy an LED Bulb for Your Home 40,000 Hour Life • Energy Star • Dimmable Elume - 7W MR16 LED - 50W Equal - Flood - GU10 Base | 3000 | 80 | 520 | 74.2857 | 40000 | 7 | 1 | 6.95 | 6.95 | 8.1665 | 2020Q2 | https://www.topbulb.com/elume-7w-mr16-led-50w-equal-flood-gu10-base | Top Bulb | 2020 | Yes
LED Lighting | Reflector | E-Lume | True |  | LED | MR16 | GU10 | Topbulb » Brands » Standard » Elume Value LED Light Bulbs » Elume - 7W MR16 LED - 50W Equal - Narrow Flood - GU10 Base Elume brand LED light bulbs offer quality manufacturing with all the benefits of long bulb life and energy savings at an attractive price. The Energy Star qualification provides assurance that these bulbs will produce the light levels, savings and rated life claimed by the manufacturer. This quality, 40,000 hour life LED MR16 with a GU10 base, operates on 120 volt line voltage and is a direct replacement for a 50 watt equivalent halogen bulb used for accent lighting. The bulb produces light that matches the color characteristics of halogen. Simply remove the existing bulb and replace with this energy saving, long life LED. The 25 degree beam produced by this LED lamp provides a medium focus for accent lighting. Fully dimmable, consult the document below for compatible dimmers that will provide optimum dimming. This is an Energy Star qualified product. Shipping Notice This item will not ship to Canada. LED Technology Notice Due to constantly evolving nature of LED technology, manufacturers will reserve the right to replace this product with next generation technology. We appreciate your understanding and acceptance of this policy. Applications Track LightingAccent Lighting Utility/Government Incentives Documents Elume 63607 Specifications and Dimmer List About E-Lume E-Lume is a value brand of Standard Products Inc. The E-Lume product line includes LED, halogen, fluorescent, HID and incandescent lamps that offer good value with excellent performance. The head office of Standard Products is located in Montreal, Canada. Standard supplies a full range of lighting solutions to the North American market. Standard Products Inc. is a Gold Standard Winner as one of Canada's Best Managed Companies. Resources Step by Step, How to Buy an LED Bulb for Your Home 40,000 Hour Life • Energy Star • Dimmable Elume - 7W MR16 LED - 50W Equal - Narrow Flood - GU10 Base | 3000 | 80 | 520 | 74.2857 | 40000 | 7 | 1 | 6.95 | 6.95 | 8.1665 | 2020Q2 | https://www.topbulb.com/elume-7w-mr16-led-50w-equal-narrow-flood-gu10-base | Top Bulb | 2020 | Yes
LED Lighting | Downlight | E-Lume | True |  | LED | PAR30 | E26 (Medium) | Topbulb » LED Bulbs » LED PAR » LED PAR30 » 75W Equal » Elume - 9W PAR30 LED - 75W Equal - Flood - Halogen-White Light Elume brand LED light bulbs offer quality manufacturing with all the benefits of long bulb life and energy savings at an attractive price. The Energy Star qualification provides assurance that these bulbs will produce the light levels, savings and rated life claimed by the manufacturer. This quality, 40,000 hour life LED PAR30 short neck flood is a direct replacement for a 75 watt halogen PAR30 normally used in recessed and accent fixtures. The bulb is approved for use in damp locations such as covered porches. Simply remove the existing bulb and replace with this energy saving long life LED. The 40 degree beam produced by this LED lamp provides a medium wide beam spread for general downlight or accent lighting. Fully dimmable, consult the document below for compatible dimmers that will provide optimum dimming. This is an Energy Star qualified product. Shipping Notice This item will not ship to Canada. LED Technology Notice Due to constantly evolving nature of LED technology, manufacturers will reserve the right to replace this product with next generation technology. We appreciate your understanding and acceptance of this policy. Applications Recessed DownlightsTrack LightingAccent Lighting Utility/Government Incentives Documents Elume 63613 Specifications and Dimmer List About E-Lume E-Lume is a value brand of Standard Products Inc. The E-Lume product line includes LED, halogen, fluorescent, HID and incandescent lamps that offer good value with excellent performance. The head office of Standard Products is located in Montreal, Canada. Standard supplies a full range of lighting solutions to the North American market. Standard Products Inc. is a Gold Standard Winner as one of Canada's Best Managed Companies. Resources Step by Step, How to Buy an LED Bulb for Your Home 40,000 Hour Life • Energy Star • Dimmable Elume - 9W PAR30 LED - 75W Equal - Flood - Halogen-White Light | 3000 | 80 | 800 | 88.8889 | 40000 | 9 | 1 | 13.85 | 13.85 | 16.2743 | 2020Q2 | https://www.topbulb.com/elume-9w-par30-led-75w-equal-flood-halogen-white-light | Top Bulb | 2020 | No
LED Lighting | Downlight | E-Lume | True |  | LED | PAR30 | E26 (Medium) | Topbulb » LED Bulbs » LED PAR » LED PAR30 » 75W Equal » Elume - 9W PAR30 LED - 75W Equal - Narrow Flood - Halogen-White Light Elume brand LED light bulbs offer quality manufacturing with all the benefits of long bulb life and energy savings at an attractive price. The Energy Star qualification provides assurance that these bulbs will produce the light levels, savings and rated life claimed by the manufacturer. This quality, 40,000 hour life LED PAR30 short neck narrow flood is a direct replacement for a 75 watt halogen PAR30 normally used in recessed and accent fixtures. The bulb is approved for use in damp locations such as covered porches. Simply remove the existing bulb and replace with this energy saving long life LED. The 25 degree beam produced by this LED lamp provides a medium focus for accent lighting. Fully dimmable, consult the document below for compatible dimmers that will provide optimum dimming. This is an Energy Star qualified product. Shipping Notice This item will not ship to Canada. LED Technology Notice Due to constantly evolving nature of LED technology, manufacturers will reserve the right to replace this product with next generation technology. We appreciate your understanding and acceptance of this policy. Applications Recessed DownlightsTrack LightingAccent Lighting Utility/Government Incentives Documents Elume 63612 Specifications and Dimmer List About E-Lume E-Lume is a value brand of Standard Products Inc. The E-Lume product line includes LED, halogen, fluorescent, HID and incandescent lamps that offer good value with excellent performance. The head office of Standard Products is located in Montreal, Canada. Standard supplies a full range of lighting solutions to the North American market. Standard Products Inc. is a Gold Standard Winner as one of Canada's Best Managed Companies. Resources Step by Step, How to Buy an LED Bulb for Your Home 40,000 Hour Life • Energy Star • Dimmable Elume - 9W PAR30 LED - 75W Equal - Narrow Flood - Halogen-White Light | 3000 | 80 | 800 | 88.8889 | 40000 | 9 | 1 | 13.41 | 13.41 | 15.7573 | 2020Q2 | https://www.topbulb.com/elume-9w-par30-led-75w-equal-narrow-flood-halogen-white-light | Top Bulb | 2020 | No
LED Lighting | Downlight | E-Lume | True |  | LED | PAR30LN | E26 (Medium) | Topbulb » LED Bulbs » LED PAR » LED PAR30 » 75W Equal / Long Neck » Elume 9W PAR30LN LED - 75W Equal - Narrow Flood - Halogen-White Light Elume brand LED light bulbs offer quality manufacturing with all the benefits of long bulb life and energy savings at an attractive price. The Energy Star qualification provides assurance that these bulbs will produce the light levels, savings and rated life claimed by the manufacturer. This quality, 40,000 hour life LED PAR30 long neck narrow flood is a direct replacement for a 75 watt halogen PAR30 normally used in recessed and accent fixtures. The bulb is approved for use in damp locations such as covered porches. Simply remove the existing bulb and replace with this energy saving long life LED. The 25 degree beam produced by this LED lamp provides a medium focus for accent lighting. Fully dimmable, consult the document below for compatible dimmers that will provide optimum dimming. This is an Energy Star qualified product. Shipping Notice This item will not ship to Canada. LED Technology Notice Due to constantly evolving nature of LED technology, manufacturers will reserve the right to replace this product with next generation technology. We appreciate your understanding and acceptance of this policy. Applications Recessed DownlightsTrack LightingAccent Lighting Utility/Government Incentives Documents Elume 63614 Specifications and Dimmer List About E-Lume E-Lume is a value brand of Standard Products Inc. The E-Lume product line includes LED, halogen, fluorescent, HID and incandescent lamps that offer good value with excellent performance. The head office of Standard Products is located in Montreal, Canada. Standard supplies a full range of lighting solutions to the North American market. Standard Products Inc. is a Gold Standard Winner as one of Canada's Best Managed Companies. Resources Step by Step, How to Buy an LED Bulb for Your Home 40,000 Hour Life • Energy Star • Dimmable Elume 9W PAR30LN LED - 75W Equal - Narrow Flood - Halogen-White Light | 3000 | 80 | 800 | 88.8889 | 40000 | 9 | 1 | 12.95 | 12.95 | 15.2168 | 2020Q2 | https://www.topbulb.com/elume-9w-par30ln-led-75w-equal-narrow-flood-halogen-white-light | Top Bulb | 2020 | No
LED Lighting | Reflector | Energetic Lighting | True |  | LED | PAR30 | E26 (Medium) | Topbulb » LED Bulbs » LED PAR » LED PAR30 » Energetic - 10.5W PAR30 LED - Flood - 60W Equal - 3000K The 10.5W LED Energetic Lighting ELY11D-2PSS40-VB produces neutral white light equivalent to a 60 watt halogen PAR30 flood. This LED PAR flood is mercury free and has an operating temperature range of -4 degrees F to 113 degrees F. Use this bulb wherever you currently use PAR30 halogen floods. Energy Star rated. LED Technology Notice Due to constantly evolving nature of LED technology, manufacturers will reserve the right to replace this product with next generation technology. We appreciate your understanding and acceptance of this policy. Utility/Government Incentives About Energetic Lighting For more than 30 years, Energetic Lighting has been a leading international manufacturer and developer of energy efficient lighting products. Energetic's mission is to make the world brighter more efficiently while continuing to bring new lighting products to the industry. As one of the largest manufacturers of CFLs and T5 light bulbs in China, Energetic has extensive experience and a 2,000,000 square foot facility for designing, manufacturing, and distributing energy efficient light bulbs to some of the world's largest lighting companies. 40° Beam • Halogen-White Light • Dimmable Energetic - 10.5W PAR30 LED - Flood - 60W Equal - 3000K | 3000 | 80 | 600 | 57.1429 | 25000 | 10.5 | 1 | 8.95 | 8.95 | 10.5166 | 2020Q2 | https://www.topbulb.com/energetic-10-5w-par30-led-flood-60w-equal-3000k | Top Bulb | 2020 | Yes
LED Lighting | Reflector | Energetic Lighting | True |  | LED | MR16 | GU10 | Topbulb » Clearance » LED Bulbs » Energetic - 6.5W MR16 LED - GU10 - Neutral White - Flood - Dimmable The Energetic Lighting ELY07D-MR10S is a 6.5 watt, dimmable MR16 replacement for 50 watt halogen MR16 floods with a 120 volt GU10 base. This bulb features no UV or IR radiation, current controlled LED integrated driver inside, enclosed fixture suitability, dimming to 10 percent and a damp application rating. The ELY07D-MR10S is Energy Star qualified. LED Technology Notice Due to constantly evolving nature of LED technology, manufacturers will reserve the right to replace this product with next generation technology. We appreciate your understanding and acceptance of this policy. Utility/Government Incentives About Energetic Lighting For more than 30 years, Energetic Lighting has been a leading international manufacturer and developer of energy efficient lighting products. Energetic's mission is to make the world brighter more efficiently while continuing to bring new lighting products to the industry. As one of the largest manufacturers of CFLs and T5 light bulbs in China, Energetic has extensive experience and a 2,000,000 square foot facility for designing, manufacturing, and distributing energy efficient light bulbs to some of the world's largest lighting companies. WHILE SUPPLIES LAST Energetic - 6.5W MR16 LED - GU10 - Neutral White - Flood - Dimmable | 3000 | 80 | 500 | 76.9231 | 25000 | 6.5 | 1 | 10.95 | 10.95 | 12.8667 | 2020Q2 | https://www.topbulb.com/energetic-6-5w-mr16-led-gu10-neutral-white-flood-dimmable | Top Bulb | 2020 | Yes
LED Lighting | Reflector | GE Lighting | True |  | LED | BR40 | E26 (Medium) | Topbulb » LED Bulbs » LED Reflector Flood » 85W Equal » GE 20445 ¦ 13W BR40 LED - 85W Equal - 5000K Use this GE 13 watt BR40 LED as a direct, energy saving replacement for an 85 watt BR40 incandescent. Energy Star qualified. See the document below for complete specifications. LED Technology Notice Due to constantly evolving nature of LED technology, manufacturers will reserve the right to replace this product with next generation technology. We appreciate your understanding and acceptance of this policy. Utility/Government Incentives Documents GE LED13BR40/5K/TP Specification Sheet About GE Lighting Started over 130 years ago, General Electric began with Thomas Edison's invention of the world's first affordable incandescent light bulb. More than a century later, the company still brings light to the world through its products. Its modern new light technologies, such as fluorescent and LED light bulbs, cost less and are more energy efficient and environmentally friendly. GE currently works to make nearly all of their lighting products Energy Star certified. 25,000 Hours • 1070 Lumens • Medium Screw Base GE 20445 ¦ 13W BR40 LED - 85W Equal - 5000K | 5000 | 80 | 1070 | 82.3077 | 25000 | 13 | 1 | 16.95 | 16.95 | 19.9169 | 2020Q2 | https://www.topbulb.com/ge-20445-13w-led-br40-e26-medium-base-5000k | Top Bulb | 2020 | Yes
LED Lighting | Reflector | GE Lighting | True |  | LED | PAR16 | GU10 | Topbulb » LED Bulbs » LED PAR » LED PAR16 » GE 26384 ¦ 6W LED PAR16 - Narrow Flood - 3000K Use this GE 6 watt PAR16 as a direct replacement for a 35 watt / 50 watt PAR16 halogen. LED Technology Notice Due to constantly evolving nature of LED technology, manufacturers will reserve the right to replace this product with next generation technology. We appreciate your understanding and acceptance of this policy. Utility/Government Incentives Documents GE 26384 Spec Sheet About GE Lighting Started over 130 years ago, General Electric began with Thomas Edison's invention of the world's first affordable incandescent light bulb. More than a century later, the company still brings light to the world through its products. Its modern new light technologies, such as fluorescent and LED light bulbs, cost less and are more energy efficient and environmentally friendly. GE currently works to make nearly all of their lighting products Energy Star certified. 25,000 Hours • 380 Lumens • 1100 CD GE 26384 ¦ 6W LED PAR16 - Narrow Flood - 3000K | 3000 | 80 | 380 | 63.3333 | 25000 | 6 | 1 | 14.95 | 14.95 | 17.5668 | 2020Q2 | https://www.topbulb.com/ge-26384-6w-led-par16-3000k | Top Bulb | 2020 | Yes
LED Lighting | A-Type | Green Creative | True |  |  | A19 |  | 40W Incandescent replacement Vintage look fits all decorative applications Not intended for use in totally enclosed fixtures Smooth dimming with existing installations More Information 5W A19 Filament LED Bulb - E26 Base, 120V Features: Wattage: 5W LED Bulb Base: E26 Base Bulb Shape: A19 Voltage: 120V Rated Life: 15,000 hours Color Temperature: 2000K CRI: 80 Lumens: 340 Beam Angle: 300° 40W Incandescent replacement Vintage look fits all decorative applications Not intended for use in totally enclosed fixtures Smooth dimming with existing installations Model: 98357 *MFG Part Number*: 98357 5W A19 Filament LED Bulb - E12 Base, 120V Green Creative 5W A19 Filament LED Bulb - E26 Base, 120V | 2000 | 80 | 340 | 68 | 15000 | 5 | 1 | 4.77 | 4.77 | 5.6049 | 2020Q2 | https://www.lbclighting.com/led/light-bulb-led/grnc-98357.html | LBC Lighting | 2020 | Yes
LED Lighting | Reflector | GE Lighting | True |  | LED | PAR38 | E26 (Medium) | Topbulb » LED Bulbs » LED PAR » LED PAR38 » 120W Equal » GE 31300 ¦ 18W PAR38 LED - 15° Spot - 3000K Use this high color rendering GE 18 watt PAR38 as a direct, energy saving replacement for an equivalent ceramic metal halide or 120 watt halogen where narrow beam light distribution is required. UL damp location. Energy Star qualified. See the document below for complete specifications. LED Technology Notice Due to constantly evolving nature of LED technology, manufacturers will reserve the right to replace this product with next generation technology. We appreciate your understanding and acceptance of this policy. Utility/Government Incentives Documents GE LED18D38WW930/15 Specification Sheet About GE Lighting Started over 130 years ago, General Electric began with Thomas Edison's invention of the world's first affordable incandescent light bulb. More than a century later, the company still brings light to the world through its products. Its modern new light technologies, such as fluorescent and LED light bulbs, cost less and are more energy efficient and environmentally friendly. GE currently works to make nearly all of their lighting products Energy Star certified. 25,000 Hours • CRI 91 GE 31300 ¦ 18W PAR38 LED - 15° Spot - 3000K | 3000 | 91 | 1170 | 65 | 25000 | 18 | 1 | 48.95 | 48.95 | 57.5181 | 2020Q2 | https://www.topbulb.com/ge-31300-18w-led-par38-e26-medium-base-3000k | Top Bulb | 2020 | Yes
LED Lighting | Reflector | GE Lighting | True |  | LED | PAR38 | E26 (Medium) | Topbulb » LED Bulbs » LED PAR » LED PAR38 » 120W Equal » GE 31301 ¦ 18W PAR38 LED - 25° Narrow Flood - 3000K Use this high color rendering GE 18 watt PAR38 as a direct, energy saving replacement for an equivalent ceramic metal halide or 120 watt halogen where narrow beam light distribution is required. UL damp location. Energy Star qualified. See the document below for complete specifications. LED Technology Notice Due to constantly evolving nature of LED technology, manufacturers will reserve the right to replace this product with next generation technology. We appreciate your understanding and acceptance of this policy. Utility/Government Incentives Documents GE LED18D38WW930/25 Specification Sheet About GE Lighting Started over 130 years ago, General Electric began with Thomas Edison's invention of the world's first affordable incandescent light bulb. More than a century later, the company still brings light to the world through its products. Its modern new light technologies, such as fluorescent and LED light bulbs, cost less and are more energy efficient and environmentally friendly. GE currently works to make nearly all of their lighting products Energy Star certified. 25,000 Hours • CRI 91 GE 31301 ¦ 18W PAR38 LED - 25° Narrow Flood - 3000K | 3000 | 91 | 1170 | 65 | 25000 | 18 | 1 | 48.95 | 48.95 | 57.5181 | 2020Q2 | https://www.topbulb.com/ge-31301-18w-led-par38-e26-medium-base-3000k | Top Bulb | 2020 | Yes
LED Lighting | A-Type | Green Creative | True |  | LED | A19 | Medium (E26) | Product Description Get rid of your traditional A19 bulbs and replace them with this stylish LED Filament A19 lamp from Green Creative's Titanium series. This 2000K product allows you to enjoy up to 15,000 hours of soft white light anywhere you need a little ambiance. Product Features: Direct replacement for 40 watt incandescent bulbs 360-degree omni-directional beam Classic A19 profile Compatible with all E26 base fixtures Color accuracy of 80 CRI Long-life LED filaments Smooth dimming Lifespan of up to 15,000 hours Three-year warranty Applications: Chandeliers Table lamps Floor lamps General lighting 5FA19DIM/820/A - 340 Lumens - 80 CRI - 40W Incandescent Equivalent - 300° - 120V Green Creative 98357 - 5W LED Filament A19 - 2000K | 2000 | 80 | 340 | 68 | 15000 | 5 | 1 | 3.75 | 3.75 | 4.4064 | 2020Q2 | https://www.energyavenue.com/Green-Creative/98357 | Energy Avenue | 2020 | Yes
LED Lighting | A-Type | TCP | True |  | A19/21 | E26 (Medium) | E26 (Medium) | Home / Light Bulbs / LED / LED A-Line / TCP - LED7A19DOD30K Damp Location; Suitable for Totally Enclosed Fixtures 7W A19 LED Lamp - Universal - 560 Lumens - Warm White (3000K) - 80 CRI - 25000 Hours - E26 (Medium) - 120 to 130V TCP - LED7A19DOD30K | 3000 | 80 | 475 | 67.8571 | 25000 | 7 | 1 | 7.2 | 7.2 | 8.4603 | 2020Q3 | https://shop.regencylighting.com/lamps/led/a-line/led7a19dod30k-tcp.html | Regency Lighting | 2020 | Yes
LED Lighting | A-Type | TCP | True |  | A19/21 | E26 (Medium) | E26 (Medium) | Home / Light Bulbs / LED / TCP - LED7A19DOD30K Damp Location; Suitable for Totally Enclosed Fixtures 7W A19 LED Lamp - Universal - 560 Lumens - Warm White (3000K) - 80 CRI - 25000 Hours - E26 (Medium) - 120 to 130V TCP - LED7A19DOD30K | 3000 | 80 | 475 | 67.8571 | 25000 | 7 | 1 | 7.2 | 7.2 | 8.4603 | 2020Q3 | https://shop.regencylighting.com/lamps/led/led7a19dod30k-tcp.html | Regency Lighting | 2020 | Yes
LED Lighting | Reflector | GE Lighting | True |  | LED | MR16 | GU5.3 | Topbulb » LED Bulbs » LED MR16 » 12V MR16 » 50W Equal » GE 35543 ¦ 7W LED MR16 - 50W Equal - GU5.3 Base - Narrow Flood - 3000K Use this 7 watt GE MR16 LED as a direct replacement for a 50 watt halogen MR16 with a GU5.3 base and matching beam spread.See the document below for complete specifications. LED Technology Notice Due to constantly evolving nature of LED technology, manufacturers will reserve the right to replace this product with next generation technology. We appreciate your understanding and acceptance of this policy. Utility/Government Incentives Documents GE 35543 Specification Sheet About GE Lighting Started over 130 years ago, General Electric began with Thomas Edison's invention of the world's first affordable incandescent light bulb. More than a century later, the company still brings light to the world through its products. Its modern new light technologies, such as fluorescent and LED light bulbs, cost less and are more energy efficient and environmentally friendly. GE currently works to make nearly all of their lighting products Energy Star certified. 25,000 Hours • 500 Lumens • Dimmable GE 35543 ¦ 7W LED MR16 - 50W Equal - GU5.3 Base - Narrow Flood - 3000K | 3000 | 80 | 500 | 71.4286 | 25000 | 7 | 1 | 11.95 | 11.95 | 14.0417 | 2020Q2 | https://www.topbulb.com/ge-35543-7w-led-mr16-3000k | Top Bulb | 2020 | Yes
LED Lighting | Reflector | GE Lighting | True |  | LED | MR16 | GU5.3 | Topbulb » LED Bulbs » LED MR16 » 12V MR16 » 50W Equal » GE 35544 ¦ 7W LED MR16 - 50W Equal - GU5.3 Base - Flood - 3000K Use this 7 watt GE MR16 LED as a direct replacement for a 50 watt halogen MR16 with a GU5.3 base and matching beam spread.See the document below for complete specifications. LED Technology Notice Due to constantly evolving nature of LED technology, manufacturers will reserve the right to replace this product with next generation technology. We appreciate your understanding and acceptance of this policy. Utility/Government Incentives Documents GE 35544 Specification Sheet About GE Lighting Started over 130 years ago, General Electric began with Thomas Edison's invention of the world's first affordable incandescent light bulb. More than a century later, the company still brings light to the world through its products. Its modern new light technologies, such as fluorescent and LED light bulbs, cost less and are more energy efficient and environmentally friendly. GE currently works to make nearly all of their lighting products Energy Star certified. 25,000 Hours • 500 Lumens • Dimmable GE 35544 ¦ 7W LED MR16 - 50W Equal - GU5.3 Base - Flood - 3000K | 3000 | 80 | 500 | 71.4286 | 25000 | 7 | 1 | 11.95 | 11.95 | 14.0417 | 2020Q2 | https://www.topbulb.com/ge-35544-7w-led-mr16-3000k | Top Bulb | 2020 | Yes
LED Lighting | Reflector | GE Lighting | True |  | LED | R20 | E26 (Medium) | Topbulb » LED Bulbs » LED Reflector Flood » 45W / 50W Equal » GE 38268 ¦ 7W LED R20 - 50W Equal - 2700K Use this GE 7 watt R20 reflector LED as a direct replacement for a 45 watt or 50 watt incandescent R20 in applications where very cool white light is desired. LED Technology Notice Due to constantly evolving nature of LED technology, manufacturers will reserve the right to replace this product with next generation technology. We appreciate your understanding and acceptance of this policy. Documents GE 38268 Spec Sheet About GE Lighting Started over 130 years ago, General Electric began with Thomas Edison's invention of the world's first affordable incandescent light bulb. More than a century later, the company still brings light to the world through its products. Its modern new light technologies, such as fluorescent and LED light bulbs, cost less and are more energy efficient and environmentally friendly. GE currently works to make nearly all of their lighting products Energy Star certified. 25,000 Hours • Warm White Light • Dimmable GE 38268 ¦ 7W LED R20 - 50W Equal - 2700K | 2700 | 80 | 470 | 67.1429 | 25000 | 7 | 1 | 6.95 | 6.95 | 8.1665 | 2020Q2 | https://www.topbulb.com/ge-38268-7w-led-r20-e26-medium-base-2700k | Top Bulb | 2020 | Yes
LED Lighting | Reflector | GE Lighting | True |  | LED | R20 | E26 (Medium) | Topbulb » LED Bulbs » LED Reflector Flood » 45W / 50W Equal » GE 38273 ¦ 7W LED R20 - 50W Equal - 5000K Use this GE 7 watt R20 reflector LED as a direct replacement for a 45 watt or 50 watt incandescent R20 in applications where very cool white light is desired. LED Technology Notice Due to constantly evolving nature of LED technology, manufacturers will reserve the right to replace this product with next generation technology. We appreciate your understanding and acceptance of this policy. Documents GE 38273 Spec Sheet About GE Lighting Started over 130 years ago, General Electric began with Thomas Edison's invention of the world's first affordable incandescent light bulb. More than a century later, the company still brings light to the world through its products. Its modern new light technologies, such as fluorescent and LED light bulbs, cost less and are more energy efficient and environmentally friendly. GE currently works to make nearly all of their lighting products Energy Star certified. 25,000 Hours • Very Cool White Light • Dimmable GE 38273 ¦ 7W LED R20 - 50W Equal - 5000K | 5000 | 80 | 500 | 71.4286 | 25000 | 7 | 1 | 6.95 | 6.95 | 8.1665 | 2020Q2 | https://www.topbulb.com/ge-38273-7w-led-r20-e26-medium-base-5000k | Top Bulb | 2020 | Yes
LED Lighting | Decorative | GE Lighting | False |  | LED |  | 2G11 | Topbulb » Brands » GE Lighting » LED Lamps » LED Plug-In » GE 39073 ¦ 17W LED - 40W CFL Equal - 2G11 - 3000K - Ballast Compatible This GE 17 watt LED provides a direct fit (UL Type A) ballast compatible solution for upgrading existing 2G11 base, 40 watt fluorescent lamps. The lamp is compatible with most instant and programmed start electronic ballasts. Features include advanced optics, strong lumen output and a 5-year manufacturer warranty. See the document below for complete specifications. LED Technology Notice Due to constantly evolving nature of LED technology, manufacturers will reserve the right to replace this product with next generation technology. We appreciate your understanding and acceptance of this policy. Documents GE 39073 Spec Sheet About GE Lighting Started over 130 years ago, General Electric began with Thomas Edison's invention of the world's first affordable incandescent light bulb. More than a century later, the company still brings light to the world through its products. Its modern new light technologies, such as fluorescent and LED light bulbs, cost less and are more energy efficient and environmentally friendly. GE currently works to make nearly all of their lighting products Energy Star certified. 40,000 Hour • Instant / Program Start Compatible GE 39073 ¦ 17W LED - 40W CFL Equal - 2G11 - 3000K - Ballast Compatible | 3000 | 80 | 2150 | 126.4706 | 40000 | 17 | 1 | 21.95 | 21.95 | 25.7921 | 2020Q2 | https://www.topbulb.com/ge-39073-17w-led-2g11-3000k | Top Bulb | 2020 | No
LED Lighting | Decorative | GE Lighting | False |  | LED |  | 2G11 | Topbulb » Brands » GE Lighting » LED Lamps » LED Plug-In » GE 39074 ¦ 17W LED - 40W CFL Equal - 2G11 - 3500K - Ballast Compatible This GE 17 watt LED provides a direct fit (UL Type A) ballast compatible solution for upgrading existing 2G11 base, 40 watt fluorescent lamps. The lamp is compatible with most instant and programmed start electronic ballasts. Features include advanced optics, strong lumen output and a 5-year manufacturer warranty. See the document below for complete specifications. LED Technology Notice Due to constantly evolving nature of LED technology, manufacturers will reserve the right to replace this product with next generation technology. We appreciate your understanding and acceptance of this policy. Documents GE 39074 Spec Sheet About GE Lighting Started over 130 years ago, General Electric began with Thomas Edison's invention of the world's first affordable incandescent light bulb. More than a century later, the company still brings light to the world through its products. Its modern new light technologies, such as fluorescent and LED light bulbs, cost less and are more energy efficient and environmentally friendly. GE currently works to make nearly all of their lighting products Energy Star certified. 40,000 Hour • Instant / Program Start Compatible GE 39074 ¦ 17W LED - 40W CFL Equal - 2G11 - 3500K - Ballast Compatible | 3500 | 80 | 2150 | 126.4706 | 40000 | 17 | 1 | 21.95 | 21.95 | 25.7921 | 2020Q2 | https://www.topbulb.com/ge-39074-17w-led-2g11-3500k | Top Bulb | 2020 | No
LED Lighting | Decorative | GE Lighting | False |  | LED |  | 2G11 | Topbulb » Brands » GE Lighting » LED Lamps » LED Plug-In » GE 39075 ¦ 17W LED - 40W CFL Equal - 2G11 - 4000K - Ballast Compatible This GE 17 watt LED provides a direct fit (UL Type A) ballast compatible solution for upgrading existing 2G11 base, 40 watt fluorescent lamps. The lamp is compatible with most instant and programmed start electronic ballasts. Features include advanced optics, strong lumen output and a 5-year manufacturer warranty. See the document below for complete specifications. LED Technology Notice Due to constantly evolving nature of LED technology, manufacturers will reserve the right to replace this product with next generation technology. We appreciate your understanding and acceptance of this policy. Documents GE 39075 Spec Sheet About GE Lighting Started over 130 years ago, General Electric began with Thomas Edison's invention of the world's first affordable incandescent light bulb. More than a century later, the company still brings light to the world through its products. Its modern new light technologies, such as fluorescent and LED light bulbs, cost less and are more energy efficient and environmentally friendly. GE currently works to make nearly all of their lighting products Energy Star certified. 40,000 Hour • Instant / Program Start Compatible GE 39075 ¦ 17W LED - 40W CFL Equal - 2G11 - 4000K - Ballast Compatible | 4000 | 80 | 2200 | 129.4118 | 40000 | 17 | 1 | 21.95 | 21.95 | 25.7921 | 2020Q2 | https://www.topbulb.com/ge-39075-17w-led-2g11-4000k | Top Bulb | 2020 | No
LED Lighting | Reflector | GE Lighting | True |  | LED | BR30 | E26 (Medium) | Topbulb » LED Bulbs » LED Reflector Flood » 65W / 75W Equal » GE 68160 ¦ 10W BR30 LED - 65W Equal - Flood - 2700K Use this GE 10 watt BR30 LED as a direct, energy saving replacement for an 65 watt BR30 incandescent. Energy Star qualified. See the document below for complete specifications. LED Technology Notice Due to constantly evolving nature of LED technology, manufacturers will reserve the right to replace this product with next generation technology. We appreciate your understanding and acceptance of this policy. Utility/Government Incentives Documents GE LED10DR30V/827W Specification Sheet About GE Lighting Started over 130 years ago, General Electric began with Thomas Edison's invention of the world's first affordable incandescent light bulb. More than a century later, the company still brings light to the world through its products. Its modern new light technologies, such as fluorescent and LED light bulbs, cost less and are more energy efficient and environmentally friendly. GE currently works to make nearly all of their lighting products Energy Star certified. 25,000 Hours • 700 Lumens • Medium Screw Base GE 68160 ¦ 10W BR30 LED - 65W Equal - Flood - 2700K | 2700 | 80 | 700 | 70 | 25000 | 10 | 1 | 6.95 | 6.95 | 8.1665 | 2020Q2 | https://www.topbulb.com/ge-68160-10w-led-br30-e26-medium-base-2700k | Top Bulb | 2020 | Yes
LED Lighting | A-Type | TCP Lighting | True |  | LED | A19 | Medium (E26) | Product Description OUT OF STOCK UNTIL 2ND WEEK OF AUGUST The TCP LED7A19D30K is ideal for energy savings. These LED A19 lamps deliver a long life of 25,000 hours at 7 watts and 120V, which minimizes replacement and maintenance costs. This A19 lamp features a medium E26 base.Other features include: 5-year warranty 475 lumens 40 watt incandescent equivalent 3000Kcolor temperature 7 Watt - Medium (E26) Base - 120V - 82 CRI - 230° Beam Angle - 3000KWarm White TCP Lighting - LED7A19D30K - Dimmable A19 LED - 40 Watt Incandescent Equivalent | 3000 | 82 | 475 | 67.8571 | 25000 | 7 | 12 | 56.4 | 4.7 | 5.5227 | 2020Q2 | https://www.energyavenue.com/TCP-Lighting/LED7A19D30K | Energy Avenue | 2020 | Yes
LED Lighting | A-Type | TCP | True |  | A19/21 | E26 (Medium) | E26 (Medium) | Home / Light Bulbs / LED / LED A-Line / TCP - LED7A19DOD30K Damp Location; Suitable for Totally Enclosed Fixtures 7W A19 LED Lamp - Universal - 560 Lumens - Warm White (3000K) - 80 CRI - 25000 Hours - E26 (Medium) - 120 to 130V TCP - LED7A19DOD30K | 3000 | 80 | 475 | 67.8571 | 25000 | 7 | 1 | 7.2 | 7.2 | 8.4603 | 2020Q2 | https://shop.regencylighting.com/lamps/led/a-line/led7a19dod30k-tcp.html | Regency Lighting | 2020 | Yes
LED Lighting | A-Type | TCP | True |  | A19/21 | E26 (Medium) | E26 (Medium) | Home / Light Bulbs / LED / TCP - LED7A19DOD30K Damp Location; Suitable for Totally Enclosed Fixtures 7W A19 LED Lamp - Universal - 560 Lumens - Warm White (3000K) - 80 CRI - 25000 Hours - E26 (Medium) - 120 to 130V TCP - LED7A19DOD30K | 3000 | 80 | 475 | 67.8571 | 25000 | 7 | 1 | 7.2 | 7.2 | 8.4603 | 2020Q2 | https://shop.regencylighting.com/lamps/led/led7a19dod30k-tcp.html | Regency Lighting | 2020 | Yes
LED Lighting | Reflector | GE Lighting | False |  | LED | PAR38 | E26 (Medium) | Topbulb » LED Bulbs » LED PAR » LED PAR38 » 90W Equal » GE 91360 ¦ 11W LED PAR38 - 90W Equal - 25° Narrow Flood - 3000K This GE 91360 is a 11W LED PAR38 3000K . LED Technology Notice Due to constantly evolving nature of LED technology, manufacturers will reserve the right to replace this product with next generation technology. We appreciate your understanding and acceptance of this policy. Documents GE 91360 Spec Sheet About GE Lighting Started over 130 years ago, General Electric began with Thomas Edison's invention of the world's first affordable incandescent light bulb. More than a century later, the company still brings light to the world through its products. Its modern new light technologies, such as fluorescent and LED light bulbs, cost less and are more energy efficient and environmentally friendly. GE currently works to make nearly all of their lighting products Energy Star certified. 10,000 Hours • 25° Beam • Non-Dimmable • Wet Listed GE 91360 ¦ 11W LED PAR38 - 90W Equal - 25° Narrow Flood - 3000K | 3000 | 80 | 950 | 86.3636 | 10000 | 11 | 1 | 9.95 | 9.95 | 11.6916 | 2020Q2 | https://www.topbulb.com/ge-91360-11w-led-par38-3000k | Top Bulb | 2020 | Yes
LED Lighting | Reflector | Green Creative | True | Daylighting/Photocell, | LED | BR30 | E26 (Medium) | Topbulb » LED Bulbs » LED Reflector Flood » 65W / 75W Equal » Green Creative - 11W BR30 LED - 65W Equal - Flood - High CRI - 2700K Green Creative offers their Titanium CRI LED series BR30 bulb with an exceptional color rendering of CRI 92. With R9 at 60 and R13 at 95, these lamps provide the richer reds and natural skin tones ideal for vibrant, ambient lighting environments. In addition, this lamp's color temperature falls within a 4-step Macadam ellipse to ensure consistent color across multiple lamp installations. With these advanced color characteristics, this lamp meets the California Quality Specification. The cloud shape of this bulb is a Green Creative innovative design that provides more efficient light output than previous generation LED bulbs while using 35% less material. The lamp maintains the traditional BR30 incandescent form factor making it suitable for all applications including totally enclosed fixtures. See the document below for complete specifications and photometric data. LED Technology Notice Due to constantly evolving nature of LED technology, manufacturers will reserve the right to replace this product with next generation technology. We appreciate your understanding and acceptance of this policy. Applications General LightingRecessed LightingAccent Lighting Utility/Government Incentives Documents Green Creative 40644 Specification Sheet About Green Creative Green Creative, founded in 2010, is a solid state lighting development and manufacturing company based in Silicon Valley, CA. The company offers a comprehensive line of high-performance LED solutions that have been adopted by some of the largest companies in the world. Green Creative focuses on professional-grade LED lamps and fixtures that meet the high standards of commercial, institutional and industrial installations. Anchored by strongly integrated R&D capabilities and patented technology, Green Creative's innovation, performance and reliability have been recognized year after year by the Illuminating Engineering Society Progress Report, the LEDs Magazine Sapphire Awards and Lighting for Tomorrow. WHILE SUPPLIES LAST • 25,000 Hours • CRI 92 • Dimmable Green Creative - 11W BR30 LED - 65W Equal - Flood - High CRI - 2700K | 2700 | 92 | 750 | 68.1818 | 25000 | 11 | 1 | 22.45 | 22.45 | 26.3796 | 2020Q2 | https://www.topbulb.com/green-creative-11w-br30-led-65w-equal-flood-high-cri-2700k | Top Bulb | 2020 | Yes
LED Lighting | A-Type | Philips Lighting | True |  | A19 (Arbitrary) |  | E26 (Medium Screw) | HomeLamps, Bulbs, BallastsBulbs - LEDLED - TraditionalLamps - A-Type Dimmable LED Lamp, 7w, 120V, Bulb: A-Type (A19), Base: Medium Screw (E26), Lumens: 470, CRI: 81, Color Temperature: 2700K, Rated Average Life: 25,000 Hrs. *Philips Part # 42348-3. 40W Equivalent. Philips Lighting 7A19/END/2700 DIM A-Line LED Lamp Replacement, 7W Dimmable | 2700 | 81 | 470 | 67.1429 |  | 7 | 1 | 8 | 8 | 9.4003 | 2020Q2 | https://www.platt.com/platt-electric-supply/LED-Traditional-Lamps-A-Type/Philips-Lighting/7A19-END-2700-DIM/product.aspx?zpid=5699 | Platt | 2020 | Yes
LED Lighting | A-Type | Philips | True |  | A19/21 | E26 (Medium) | E26 (Medium) | Home / Light Bulbs / LED / Philips - 537563 - 4.5A19/VIN/820/E26/CL/GL/DIM Filament Design; Amber Finish; Damp Location Rated 4.5W A19 LED Lamp - Universal - 300 Lumens - Warm White (2000K) - 80 CRI - 15000 hrs. - E26 (Medium) - 120 to 130V - Amber Philips - 537563 - 4.5A19/VIN/820/E26/CL/GL/DIM | 2000 | 80 | 300 | 66.6667 | 15000 | 4.5 | 1 | 6.24 | 6.24 | 7.3322 | 2020Q3 | https://shop.regencylighting.com/lamps/led/4-5a19-vin-820-e26-cl-gl-dim-53756-3.html | Regency Lighting | 2020 | Yes
LED Lighting | A-Type | Philips | True |  | A19/21 | E26 (Medium) | E26 (Medium) | Home / Light Bulbs / LED / LED A-Line / Philips - 537563 - 4.5A19/VIN/820/E26/CL/GL/DIM Filament Design; Amber Finish; Damp Location Rated 4.5W A19 LED Lamp - Universal - 300 Lumens - Warm White (2000K) - 80 CRI - 15000 hrs. - E26 (Medium) - 120 to 130V - Amber Philips - 537563 - 4.5A19/VIN/820/E26/CL/GL/DIM | 2000 | 80 | 300 | 66.6667 | 15000 | 4.5 | 1 | 6.24 | 6.24 | 7.3322 | 2020Q3 | https://shop.regencylighting.com/lamps/led/a-line/4-5a19-vin-820-e26-cl-gl-dim-53756-3.html | Regency Lighting | 2020 | Yes
LED Lighting | A-Type | Philips Lighting | True |  |  | A-19 | Medium (E26) | Decor, Nostalgia and Edison Light Bulbs ¦ LED A-Style Light Bulbs ¦ LED Filament Bulbs Philips 4.5 watt dimmable A-19 vintage LED filament LED bulb generates as much light as many 40 watt incandescent bulbs. Suitable for use in outdoor applications No lead or mercury means easy and environmentally safe disposal Very long life - Rated to still put out 70% as much light after 15,000 hours of operation as it does when brand new Not for use in enclosed fixtures because het build up will shorten life. Do not "hot swap" this bulb. Turn off fixture before replacing existing bulb. Suitable for use in outdoor applications No lead or mercury means easy and environmentally safe disposal Very long life - Rated to still put out 70% as much light after 15,000 hours of operation as it does when brand new Philips Dimmable 4.5W 2000K Vintage A19 Filament LED Bulb, Outdoor Rated | 2000 | 80 | 300 | 66.6667 | 15000 | 4.5 | 4 | 5.09 | 1.2725 | 1.4952 | 2020Q3 | https://www.bulbs.com/product/4-5A19-VIN-820-E26-CL-GL-DIM | Bulbs.com | 2020 | Yes
LED Lighting | A-Type | Feit Electric |  | Daylighting/Photocell, |  |  |  | Home Fixtures Commercial Lighting Grow Lights 9 Watt - A19 - LED Grow Lamp - Veg - Blue Spectrum Back Description The Feit Electric A19/GROW/LEDG2 LED Grow Lamp offers a Full Spectrum light color for an energy efficient way to grow plants. This LED grow light works well for Flowering and Vegetative stages. The A19/GROW/LEDG2 LED Grow Lamp emits 600 lumens on a 9 wattage. LED grow lights are a great solution for energy efficient indoor grow houses. Emits spectrum wavelengths and color for photosynthetic response Cooler lamp operation retains moisture in plants while preventing lamp burn 25,000 life rate A19 bulb shape E26 medium base 9 Watt - A19 - LED Grow Lamp - Veg - Blue Spectrum | 0 |  | 600 | 66.6667 | 25000 | 9 | 1 | 9.95 | 9.95 | 11.6916 | 2020Q3 | https://www.beeslighting.com/A19-GROW-LEDG2 | Bee's Lighting | 2020 | Yes
LED Lighting | Reflector | Green Creative | True |  | LED | PAR30LN | E26 (Medium) | Topbulb » LED Bulbs » LED PAR » LED PAR30 » 75W Equal / Long Neck » Green Creative 16208 - 14.5W PAR30LN LED - 75W Equal - 15° - 3000K - Black This Green Creative REFINE Series, 14.5 watt PAR30 long neck spot (15°) replaces a 75 watt halogen PAR30 long neck spot and provides equivalent center beam candle power and color quality. Extra long 40,000 hour life provides a significant reduction in maintenance costs. This lamp has been designed and engineered for commercial applications that demand high performance and accurate color rendering. With a CRI 90, R9 50 and R13 90, the lamp generates crisp and vibrant colors across the whole spectrum. All new REFINE Series lamps feature the full-face REFINE optic that provides a high candela to lumen ratio. Tight LED binning for consistent CCT across all lamps. Suitable for use in totally enclosed fixtures. See document below for complete specifications. LED Technology Notice Due to constantly evolving nature of LED technology, manufacturers will reserve the right to replace this product with next generation technology. We appreciate your understanding and acceptance of this policy. Utility/Government Incentives Documents Green Creative 16208 Specification Sheet About Green Creative Green Creative, founded in 2010, is a solid state lighting development and manufacturing company based in Silicon Valley, CA. The company offers a comprehensive line of high-performance LED solutions that have been adopted by some of the largest companies in the world. Green Creative focuses on professional-grade LED lamps and fixtures that meet the high standards of commercial, institutional and industrial installations. Anchored by strongly integrated R&D capabilities and patented technology, Green Creative's innovation, performance and reliability have been recognized year after year by the Illuminating Engineering Society Progress Report, the LEDs Magazine Sapphire Awards and Lighting for Tomorrow. 40000 Hours • CRI 90 • Dimmable • Specification Grade Green Creative 16208 - 14.5W PAR30LN LED - 75W Equal - 15° - 3000K - Black | 3000 | 90 | 760 | 52.4138 | 40000 | 14.5 | 1 | 13.95 | 13.95 | 16.3918 | 2020Q2 | https://www.topbulb.com/green-creative-16208-145par30g4dim-930sp15-b-5w-120v-3000k | Top Bulb | 2020 | Yes
LED Lighting | Reflector | Green Creative | True |  | LED | PAR30 | E26 (Medium) | Topbulb » LED Bulbs » LED PAR » LED PAR30 » 75W Equal » Green Creative 16232 - 14W PAR30 LED - 75W Equal - 15° - 3000K - Black This Green Creative REFINE Series, 14 watt PAR30 spot (15°) replaces a 75 watt halogen PAR30 spot and provides equivalent center beam candle power and color quality. Extra long 40,000 hour life provides a significant reduction in maintenance costs. This lamp has been designed and engineered for commercial applications that demand high performance and accurate color rendering. With a CRI 90, R9 50 and R13 90, the lamp generates crisp and vibrant colors across the whole spectrum. All new REFINE Series lamps feature the full-face REFINE optic that provides a high candela to lumen ratio. Tight LED binning for consistent CCT across all lamps. Suitable for use in totally enclosed fixtures. See document below for complete specifications. LED Technology Notice Due to constantly evolving nature of LED technology, manufacturers will reserve the right to replace this product with next generation technology. We appreciate your understanding and acceptance of this policy. Utility/Government Incentives Documents Green Creative 16232 Specification Sheet About Green Creative Green Creative, founded in 2010, is a solid state lighting development and manufacturing company based in Silicon Valley, CA. The company offers a comprehensive line of high-performance LED solutions that have been adopted by some of the largest companies in the world. Green Creative focuses on professional-grade LED lamps and fixtures that meet the high standards of commercial, institutional and industrial installations. Anchored by strongly integrated R&D capabilities and patented technology, Green Creative's innovation, performance and reliability have been recognized year after year by the Illuminating Engineering Society Progress Report, the LEDs Magazine Sapphire Awards and Lighting for Tomorrow. 40000 Hours • CRI 90 • Dimmable • Specification Grade Green Creative 16232 - 14W PAR30 LED - 75W Equal - 15° - 3000K - Black | 3000 | 90 | 725 | 51.7857 | 40000 | 14 | 1 | 20.98 | 20.98 | 24.6523 | 2020Q2 | https://www.topbulb.com/green-creative-16232-14par30sng4dim-930sp15-b-14w-120v-3000k | Top Bulb | 2020 | Yes
LED Lighting | Reflector | Green Creative | True |  | LED | PAR38 | E26 (Medium) | Topbulb » LED Bulbs » LED PAR » LED PAR38 » 100W Equal » Green Creative 16256 - 18.5W PAR38 LED - 100W Equal - 15° - 3000K - Black This Green Creative REFINE Series, 18.5 watt PAR38 spot (15°) replaces a 100 watt halogen PAR38 spot and provides equivalent center beam candle power and color quality. Extra long 40,000 hour life provides a significant reduction in maintenance costs. This lamp has been designed and engineered for commercial applications that demand high performance and accurate color rendering. With a CRI 90, R9 50 and R13 90, the lamp generates crisp and vibrant colors across the whole spectrum. All new REFINE Series lamps feature the full-face REFINE optic that provides a high candela to lumen ratio. Tight LED binning for consistent CCT across all lamps. Suitable for use in totally enclosed fixtures. Wet location listed for outdoor use. See document below for complete specifications. LED Technology Notice Due to constantly evolving nature of LED technology, manufacturers will reserve the right to replace this product with next generation technology. We appreciate your understanding and acceptance of this policy. Utility/Government Incentives Documents Green Creative 16256 Specification Sheet About Green Creative Green Creative, founded in 2010, is a solid state lighting development and manufacturing company based in Silicon Valley, CA. The company offers a comprehensive line of high-performance LED solutions that have been adopted by some of the largest companies in the world. Green Creative focuses on professional-grade LED lamps and fixtures that meet the high standards of commercial, institutional and industrial installations. Anchored by strongly integrated R&D capabilities and patented technology, Green Creative's innovation, performance and reliability have been recognized year after year by the Illuminating Engineering Society Progress Report, the LEDs Magazine Sapphire Awards and Lighting for Tomorrow. 40000 Hours • CRI 90 • Dimmable • Specification Grade Green Creative 16256 - 18.5W PAR38 LED - 100W Equal - 15° - 3000K - Black | 3000 | 90 | 1000 | 54.0541 | 40000 | 18.5 | 1 | 32.95 | 32.95 | 38.7175 | 2020Q2 | https://www.topbulb.com/green-creative-16256-185par38g4dim-930sp15-b-185w-120v-3000k | Top Bulb | 2020 | Yes
LED Lighting | A-Type | SYLVANIA |  |  |  | A19 (Arbitrary) | Medium Screw (E26) | Home Lamps, Bulbs, Ballasts Bulbs - LED LED - Traditional Lamps - A-Type LED8.5A19F83510YVRP LED Lamp, 8.5 Watt, 120 Volt, Bulb: A19 (Arbitrary), Base: Medium Screw (E26), Lumens: 800, CRI: 80, Color Temperature: 3500K, Lamp Finish: Frosted, Rated Hours: 11000, Note: RP indicates special retail packaging, Standard Case Qty: 6 *Sylvania Part # 79702* LED Lamp, A19, 8.5W, 120V, Frosted, 3500K SYLVANIA LED8.5A19F83510YVRP LED Lamp, A19, 8.5W, 120V, Frosted, 3500K | 3500 | 80 | 800 | 66.6667 |  | 12 | 1 | 1.99 | 1.99 | 2.3383 | 2020Q3 | https://www.rexelusa.com/usr/Root-Category/Lamps,-Bulbs,-Ballasts/Bulbs---LED/LED---Traditional/Lamps---A-Type/SYLVANIA-LED8-5A19F83510YVRP-LED-Lamp,-A19,-8-5W,-120V,-Frosted,-3500K/p/1059841?prevPageNumber=6 | Rexel Energy Solutions | 2020 | Yes
LED Lighting | Reflector | Green Creative | False | Daylighting/Photocell, | LED | PAR38 | E26 (Medium) | Topbulb » LED Bulbs » LED PAR » LED PAR38 » 250W Equal » Green Creative - 19W PAR38 LED - 250W Equal - 25° Beam This Titanium LED Pro Series PAR38 19W HO 277V LED from Green Creative produces a strong 1725 lumens and 10,000cd center beam candlepower with an exceptional 91 lumens/watt efficacy. For lower energy and maintenance costs, this non-dimmable bulb can be used as a direct replacement for 250 watt halogen and 39 watt ceramic metal halide. Use in direct line voltage applications with either 120 volt or 277 volt circuits (not compatible with ballasts). Excellent replacement LED solution for retail and other commercial PAR38 installations. Not intended for enclosed fixtures. See the documents below for complete specifications, photometrics, compliances and installation instructions. LED Technology Notice Due to constantly evolving nature of LED technology, manufacturers will reserve the right to replace this product with next generation technology. We appreciate your understanding and acceptance of this policy. Utility/Government Incentives Documents Green Creative 97769 Specifications & Photometrics Green Creative 97769 Installation Instructions About Green Creative Green Creative, founded in 2010, is a solid state lighting development and manufacturing company based in Silicon Valley, CA. The company offers a comprehensive line of high-performance LED solutions that have been adopted by some of the largest companies in the world. Green Creative focuses on professional-grade LED lamps and fixtures that meet the high standards of commercial, institutional and industrial installations. Anchored by strongly integrated R&D capabilities and patented technology, Green Creative's innovation, performance and reliability have been recognized year after year by the Illuminating Engineering Society Progress Report, the LEDs Magazine Sapphire Awards and Lighting for Tomorrow. 40,000 Hours • Replaces 250W Halogen / 39W Ceramic Metal Halide Green Creative - 19W PAR38 LED - 250W Equal - 25° Beam | 2700 | 80 | 1725 | 90.7895 | 40000 | 19 | 1 | 34.98 | 34.98 | 41.1029 | 2020Q2 | https://www.topbulb.com/green-creative-19w-par38-led-250w-equal-25-flood-2700k-120v-277v | Top Bulb | 2020 | Yes
LED Lighting | Reflector | Green Creative | False | Daylighting/Photocell, | LED | PAR38 | E26 (Medium) | Topbulb » LED Bulbs » LED PAR » LED PAR38 » 250W Equal » Green Creative - 19W PAR38 LED - 250W Equal - 25° Beam This Titanium LED Pro Series PAR38 19W HO 277V LED from Green Creative produces a strong 1775 lumens and 10,200cd center beam candlepower with an exceptional 93 lumens/watt efficacy. For lower energy and maintenance costs, this non-dimmable bulb can be used as a direct replacement for 250 watt halogen and 39 watt ceramic metal halide. Use in direct line voltage applications with either 120 volt or 277 volt circuits (not compatible with ballasts). Excellent replacement LED solution for retail and other commercial PAR38 installations. Not intended for enclosed fixtures. See the documents below for complete specifications, photometrics, compliances and installation instructions. LED Technology Notice Due to constantly evolving nature of LED technology, manufacturers will reserve the right to replace this product with next generation technology. We appreciate your understanding and acceptance of this policy. Utility/Government Incentives Documents Green Creative 97772 Specifications & Compliances Green Creative 97772 Installation Instrucitons About Green Creative Green Creative, founded in 2010, is a solid state lighting development and manufacturing company based in Silicon Valley, CA. The company offers a comprehensive line of high-performance LED solutions that have been adopted by some of the largest companies in the world. Green Creative focuses on professional-grade LED lamps and fixtures that meet the high standards of commercial, institutional and industrial installations. Anchored by strongly integrated R&D capabilities and patented technology, Green Creative's innovation, performance and reliability have been recognized year after year by the Illuminating Engineering Society Progress Report, the LEDs Magazine Sapphire Awards and Lighting for Tomorrow. 40,000 Hours • Replaces 250W Halogen / 39W Ceramic Metal Halide Green Creative - 19W PAR38 LED - 250W Equal - 25° Beam | 3000 | 80 | 1775 | 93.4211 | 40000 | 19 | 1 | 39.98 | 39.98 | 46.978 | 2020Q2 | https://www.topbulb.com/green-creative-19w-par38-led-250w-equal-25-flood-3000k-120v-277v | Top Bulb | 2020 | Yes
LED Lighting | Reflector | Green Creative | False | Daylighting/Photocell, | LED | PAR38 | E26 (Medium) | Topbulb » LED Bulbs » LED PAR » LED PAR38 » 250W Equal » Green Creative - 19W PAR38 LED - 250W Equal - 25° Beam This Titanium LED Pro Series PAR38 19W HO 277V LED from Green Creative produces a strong 1850 lumens and 10,400cd center beam candlepower with an exceptional 97 lumens/watt efficacy. For lower energy and maintenance costs, this non-dimmable bulb can be used as a direct replacement for 250 watt halogen and 39 watt ceramic metal halide. Use in direct line voltage applications with either 120 volt or 277 volt circuits (not compatible with ballasts). Excellent replacement LED solution for retail and other commercial PAR38 installations. Not intended for enclosed fixtures. See the documents below for complete specifications, photometrics, compliances and installation instructions. LED Technology Notice Due to constantly evolving nature of LED technology, manufacturers will reserve the right to replace this product with next generation technology. We appreciate your understanding and acceptance of this policy. Utility/Government Incentives Documents Green Creative 97778 Specifications & Compliances Green Creative 97778 Installation Instrucitons About Green Creative Green Creative, founded in 2010, is a solid state lighting development and manufacturing company based in Silicon Valley, CA. The company offers a comprehensive line of high-performance LED solutions that have been adopted by some of the largest companies in the world. Green Creative focuses on professional-grade LED lamps and fixtures that meet the high standards of commercial, institutional and industrial installations. Anchored by strongly integrated R&D capabilities and patented technology, Green Creative's innovation, performance and reliability have been recognized year after year by the Illuminating Engineering Society Progress Report, the LEDs Magazine Sapphire Awards and Lighting for Tomorrow. 40,000 Hours • Replaces 250W Halogen / 39W Ceramic Metal Halide Green Creative - 19W PAR38 LED - 250W Equal - 25° Beam | 4000 | 80 | 1850 | 97.3684 | 40000 | 19 | 1 | 39.98 | 39.98 | 46.978 | 2020Q2 | https://www.topbulb.com/green-creative-19w-par38-led-250w-equal-25-flood-4000k-120v-277v | Top Bulb | 2020 | Yes
LED Lighting | Reflector | Green Creative | True | Daylighting/Photocell, | LED | R20 | E26 (Medium) | Topbulb » LED Bulbs » LED Reflector Flood » 45W / 50W Equal » Green Creative 40612 - 6.5W R20 LED - 45W Equal - Flood - 2700K This Green Creative 6.5W R20 LED flood is a direct replacement for a 45 watt incandescent R20. The cloud shape of this bulb is a Green Creative innovative design that provides more efficient light output than previous generation LED bulbs while using 35% less material. The lamp maintains the traditional R20 incandescent form factor making it suitable for all applications including totally enclosed fixtures. Smooth dimming with most existing dimmers. See the document below for complete specifications and photometric data. LED Technology Notice Due to constantly evolving nature of LED technology, manufacturers will reserve the right to replace this product with next generation technology. We appreciate your understanding and acceptance of this policy. Utility/Government Incentives Documents Green Creative 6.5R20G4DIM/827 Specification Sheet Green Creative 6.5R20G4DIM/827 Dimmer List About Green Creative Green Creative, founded in 2010, is a solid state lighting development and manufacturing company based in Silicon Valley, CA. The company offers a comprehensive line of high-performance LED solutions that have been adopted by some of the largest companies in the world. Green Creative focuses on professional-grade LED lamps and fixtures that meet the high standards of commercial, institutional and industrial installations. Anchored by strongly integrated R&D capabilities and patented technology, Green Creative's innovation, performance and reliability have been recognized year after year by the Illuminating Engineering Society Progress Report, the LEDs Magazine Sapphire Awards and Lighting for Tomorrow. 25,000 Hours • CRI 82 • Dimmable Green Creative 40612 - 6.5W R20 LED - 45W Equal - Flood - 2700K | 2700 | 82 | 500 | 76.9231 | 25000 | 6.5 | 1 | 7.98 | 7.98 | 9.3768 | 2020Q2 | https://www.topbulb.com/green-creative-40612-65r20g4dim-827-65w-120v-2700k | Top Bulb | 2020 | Yes
LED Lighting | Reflector | Green Creative | True | Daylighting/Photocell, | LED | BR40 | E26 (Medium) | Topbulb » LED Bulbs » LED Reflector Flood » 65W / 75W Equal » Green Creative 40627 - 9W BR40 LED - 65W Equal - Flood - 2700K This Green Creative 9W BR40 LED flood is a direct replacement for a 65 watt incandescent BR40. The cloud shape of this bulb is a Green Creative innovative design that provides more efficient light output than previous generation LED bulbs while using 35% less material. The lamp maintains the traditional BR40 incandescent form factor making it suitable for all applications including totally enclosed fixtures. Smooth dimming with most existing dimmers. See the document below for complete specifications and photometric data. LED Technology Notice Due to constantly evolving nature of LED technology, manufacturers will reserve the right to replace this product with next generation technology. We appreciate your understanding and acceptance of this policy. Utility/Government Incentives Documents Green Creative 9BR40G4DIM/827 Specifications Green Creative 9BR40G4DIM/827 Dimmer List About Green Creative Green Creative, founded in 2010, is a solid state lighting development and manufacturing company based in Silicon Valley, CA. The company offers a comprehensive line of high-performance LED solutions that have been adopted by some of the largest companies in the world. Green Creative focuses on professional-grade LED lamps and fixtures that meet the high standards of commercial, institutional and industrial installations. Anchored by strongly integrated R&D capabilities and patented technology, Green Creative's innovation, performance and reliability have been recognized year after year by the Illuminating Engineering Society Progress Report, the LEDs Magazine Sapphire Awards and Lighting for Tomorrow. WHILE SUPPLIES LAST • 25,000 Hours • CRI 82 • Dimmable Green Creative 40627 - 9W BR40 LED - 65W Equal - Flood - 2700K | 2700 | 80 | 700 | 77.7778 | 25000 | 9 | 1 | 10.98 | 10.98 | 12.9019 | 2020Q2 | https://www.topbulb.com/green-creative-40627-9br40g4dim-827-9w-120v-2700k | Top Bulb | 2020 | Yes
LED Lighting | Reflector | Green Creative | True |  | LED | BR30 | GU24 | Topbulb » LED Bulbs » LED Reflector Flood » 65W / 75W Equal » Green Creative 40646 ¦ 11W BR30 LED - 15W CFL Equal - GU24 Base - High CRI - 2700K This Green Creative 11BR30G4DIM/927/GU24 premium 11 watt LED replacement for 15 CFL bulbs features 120 volt operation and exceptional light distribution characteristics.See the document below for additional information and specifications. LED Technology Notice Due to constantly evolving nature of LED technology, manufacturers will reserve the right to replace this product with next generation technology. We appreciate your understanding and acceptance of this policy. Utility/Government Incentives Documents Green Creative 11BR30G4DIM/927/GU24 Specification Sheet About Green Creative Green Creative, founded in 2010, is a solid state lighting development and manufacturing company based in Silicon Valley, CA. The company offers a comprehensive line of high-performance LED solutions that have been adopted by some of the largest companies in the world. Green Creative focuses on professional-grade LED lamps and fixtures that meet the high standards of commercial, institutional and industrial installations. Anchored by strongly integrated R&D capabilities and patented technology, Green Creative's innovation, performance and reliability have been recognized year after year by the Illuminating Engineering Society Progress Report, the LEDs Magazine Sapphire Awards and Lighting for Tomorrow. High CRI • Cloud Design Green Creative 40646 ¦ 11W BR30 LED - 15W CFL Equal - GU24 Base - High CRI - 2700K | 2700 | 92 | 750 | 68.1818 | 25000 | 11 | 1 | 20.95 | 20.95 | 24.6171 | 2020Q2 | https://www.topbulb.com/green-creative-40646-11br30g4dim-927-gu24-11w-120v-2700k | Top Bulb | 2020 | Yes
LED Lighting | A-Type | Standard Products | True |  | LED | A19 | E26 (Medium) | Topbulb » LED Bulbs » LED Standard Shape » 40W Equal » Standard - 6.8W LED - 40W Equal - Halogen-White Light The Standard LED/OMNI/6.8W/30K/STD 6.8 watt, dimmable LED replaces a standard 40 watt incandescent light bulb. Features include: 3000K, halogen-white illumination; 450 initial lumens at 66 lumens per watt and a rated life of 40,000 hours. Suitable for use in open fixtures and wet locations. For optimum dimming performance, see the compatible dimmer list below. This LED is Energy Star qualified. Shipping Notice This item has certain shipping restrictions. Please refer to specifications table on this page for restricted shipping zones. LED Technology Notice Due to constantly evolving nature of LED technology, manufacturers will reserve the right to replace this product with next generation technology. We appreciate your understanding and acceptance of this policy. Utility/Government Incentives Documents Standard 63259 Specifications and Dimmers About Standard Standard Products Inc., head office located in Montreal, Canada, supplies a full range of lighting solutions to the North American market. Standard surpasses market norms on quality products and innovative ideas across their entire line of lamps. Standard Products Inc. is a Gold Standard Winner as one of Canada's Best Managed Companies. WHILE SUPPLIES LAST • Dimmable • 3000K • Energy Star Standard - 6.8W LED - 40W Equal - Halogen-White Light | 3000 | 80 | 450 | 66.1765 | 40000 | 6.8 | 1 | 6 | 6 | 7.0502 | 2020Q3 | https://www.topbulb.com/standard-6-8w-led-40w-equal-halogen-white-light | Top Bulb | 2020 | Yes
LED Lighting | Reflector | Green Creative | True | Daylighting/Photocell, | LED | BR30 | E26 (Medium) | Topbulb » LED Bulbs » LED Reflector Flood » 65W / 75W Equal » Green Creative 40771 - 8W BR30 LED - 65W Equal - Flood - 2700K This Green Creative 8W BR30 LED flood is a direct replacement for a 65 watt incandescent BR30. The cloud shape of this bulb is a Green Creative innovative design that provides more efficient light output than previous generation LED bulbs while using 35% less material. The lamp maintains the traditional BR30 incandescent form factor making it suitable for all applications including totally enclosed fixtures. See the document below for complete specifications and photometric data. LED Technology Notice Due to constantly evolving nature of LED technology, manufacturers will reserve the right to replace this product with next generation technology. We appreciate your understanding and acceptance of this policy. Utility/Government Incentives Documents Green Creative 8BR30G4DIM/827 Specifications Green Creative 8BR30G4DIM/827 Dimmer List About Green Creative Green Creative, founded in 2010, is a solid state lighting development and manufacturing company based in Silicon Valley, CA. The company offers a comprehensive line of high-performance LED solutions that have been adopted by some of the largest companies in the world. Green Creative focuses on professional-grade LED lamps and fixtures that meet the high standards of commercial, institutional and industrial installations. Anchored by strongly integrated R&D capabilities and patented technology, Green Creative's innovation, performance and reliability have been recognized year after year by the Illuminating Engineering Society Progress Report, the LEDs Magazine Sapphire Awards and Lighting for Tomorrow. 25,000 Hours • CRI 82 • Dimmable Green Creative 40771 - 8W BR30 LED - 65W Equal - Flood - 2700K | 2700 | 82 | 650 | 81.25 | 25000 | 8 | 1 | 8.98 | 8.98 | 10.5518 | 2020Q2 | https://www.topbulb.com/green-creative-40771-8br30g4dim-827-8w-120v-2700k | Top Bulb | 2020 | Yes
LED Lighting | Reflector | Green Creative | True | Daylighting/Photocell, | LED | BR30 | E26 (Medium) | Topbulb » LED Bulbs » LED Reflector Flood » 65W / 75W Equal » Green Creative 40772 - 8W BR30 LED - 65W Equal - Flood - 3000K This Green Creative 8W BR30 LED flood is a direct replacement for a 65 watt incandescent BR30. The cloud shape of this bulb is a Green Creative innovative design that provides more efficient light output than previous generation LED bulbs while using 35% less material. The lamp maintains the traditional BR30 incandescent form factor making it suitable for all applications including totally enclosed fixtures. See the document below for complete specifications and photometric data. LED Technology Notice Due to constantly evolving nature of LED technology, manufacturers will reserve the right to replace this product with next generation technology. We appreciate your understanding and acceptance of this policy. Utility/Government Incentives Documents Green Creative 8BR30G4DIM/830 Specifications Green Creative 8BR30G4DIM/830 Dimmer List About Green Creative Green Creative, founded in 2010, is a solid state lighting development and manufacturing company based in Silicon Valley, CA. The company offers a comprehensive line of high-performance LED solutions that have been adopted by some of the largest companies in the world. Green Creative focuses on professional-grade LED lamps and fixtures that meet the high standards of commercial, institutional and industrial installations. Anchored by strongly integrated R&D capabilities and patented technology, Green Creative's innovation, performance and reliability have been recognized year after year by the Illuminating Engineering Society Progress Report, the LEDs Magazine Sapphire Awards and Lighting for Tomorrow. 25,000 Hours • CRI 82 • Dimmable Green Creative 40772 - 8W BR30 LED - 65W Equal - Flood - 3000K | 3000 | 82 | 685 | 85.625 | 25000 | 8 | 1 | 8.98 | 8.98 | 10.5518 | 2020Q2 | https://www.topbulb.com/green-creative-40772-8br30g4dim-830-8w-120v-3000k | Top Bulb | 2020 | Yes
LED Lighting | Reflector | Green Creative | True | Daylighting/Photocell, | LED | BR30 | E26 (Medium) | Topbulb » LED Bulbs » LED Reflector Flood » 65W / 75W Equal » Green Creative 40773 - 8W BR30 LED - 65W Equal - Flood - 4000K This Green Creative 8W BR30 LED flood is a direct replacement for a 65 watt incandescent BR30. The cloud shape of this bulb is a Green Creative innovative design that provides more efficient light output than previous generation LED bulbs while using 35% less material. The lamp maintains the traditional BR30 incandescent form factor making it suitable for all applications including totally enclosed fixtures. See the document below for complete specifications and photometric data. LED Technology Notice Due to constantly evolving nature of LED technology, manufacturers will reserve the right to replace this product with next generation technology. We appreciate your understanding and acceptance of this policy. Utility/Government Incentives Documents Green Creative 8BR30G4DIM/840 Specifications Green Creative 8BR30G4DIM/840 Dimmer List About Green Creative Green Creative, founded in 2010, is a solid state lighting development and manufacturing company based in Silicon Valley, CA. The company offers a comprehensive line of high-performance LED solutions that have been adopted by some of the largest companies in the world. Green Creative focuses on professional-grade LED lamps and fixtures that meet the high standards of commercial, institutional and industrial installations. Anchored by strongly integrated R&D capabilities and patented technology, Green Creative's innovation, performance and reliability have been recognized year after year by the Illuminating Engineering Society Progress Report, the LEDs Magazine Sapphire Awards and Lighting for Tomorrow. 25,000 Hours • CRI 82 • Dimmable Green Creative 40773 - 8W BR30 LED - 65W Equal - Flood - 4000K | 4000 | 82 | 710 | 88.75 | 25000 | 8 | 1 | 8.98 | 8.98 | 10.5518 | 2020Q2 | https://www.topbulb.com/green-creative-40773-8br30g4dim-840-8w-120v-4000k | Top Bulb | 2020 | Yes
LED Lighting | Reflector | Green Creative | True | Daylighting/Photocell, | LED | MR16 | GU5.3 | Topbulb » LED Bulbs » LED MR16 » 12V MR16 » 75W Equal » Green Creative 40810 - 7.5W MR16 LED - 75W Equal - 15 This Green Creative 7.5 watt LED MR16 is a direct replacement for a 75 watt halogen MR16. Designed as a specification grade lamp, this lamp's color temperature falls within a 4-step Macadam ellipse to ensure minimal color deviation across all lamps. The lamp is dimmable (see dimmer compatibility below) and is suitable for use in totally enclosed fixtures. See the documents below for complete specifications and photometric information. LED Technology Notice Due to constantly evolving nature of LED technology, manufacturers will reserve the right to replace this product with next generation technology. We appreciate your understanding and acceptance of this policy. Utility/Government Incentives Documents Green Creative 7.5MR16G4DIM/840SP15 Specifications Green Creative 7.5MR16G4DIM/840SP15 Dimmer List About Green Creative Green Creative, founded in 2010, is a solid state lighting development and manufacturing company based in Silicon Valley, CA. The company offers a comprehensive line of high-performance LED solutions that have been adopted by some of the largest companies in the world. Green Creative focuses on professional-grade LED lamps and fixtures that meet the high standards of commercial, institutional and industrial installations. Anchored by strongly integrated R&D capabilities and patented technology, Green Creative's innovation, performance and reliability have been recognized year after year by the Illuminating Engineering Society Progress Report, the LEDs Magazine Sapphire Awards and Lighting for Tomorrow. 25000 Hours • 12 Volt • CRI 82 • Dimmable Green Creative 40810 - 7.5W MR16 LED - 75W Equal - 15 | 4000 | 92 | 485 | 64.6667 | 25000 | 7.5 | 1 | 9.98 | 9.98 | 11.7269 | 2020Q2 | https://www.topbulb.com/green-creative-40810-75mr16g4dim-840sp15-cri-82-75w-12v-4000k | Top Bulb | 2020 | Yes
LED Lighting | Reflector | Green Creative | True |  | LED | PAR20 | E26 (Medium) | Topbulb » LED Bulbs » LED PAR » LED PAR20 » 50W Equal » Green Creative 57791 - 5.5W PAR20 LED - 50W Equal - 40° - 3000K This Green Creative CORE Series 5.5 watt PAR20 replaces a 50 watt halogen PAR20 and provides equivalent illumination and color quality. This lamp has been designed and engineered for commercial applications that demand high performance. All new CORE Series lamps feature exceptional efficacy and a full-face optic that maximizes distribution and minimizes glare. Smooth dimming on most existing dimmers. Lightweight environmentally friendly construction. See document below for complete specifications. LED Technology Notice Due to constantly evolving nature of LED technology, manufacturers will reserve the right to replace this product with next generation technology. We appreciate your understanding and acceptance of this policy. Utility/Government Incentives Documents Green Creative 57791 Specification Sheet About Green Creative Green Creative, founded in 2010, is a solid state lighting development and manufacturing company based in Silicon Valley, CA. The company offers a comprehensive line of high-performance LED solutions that have been adopted by some of the largest companies in the world. Green Creative focuses on professional-grade LED lamps and fixtures that meet the high standards of commercial, institutional and industrial installations. Anchored by strongly integrated R&D capabilities and patented technology, Green Creative's innovation, performance and reliability have been recognized year after year by the Illuminating Engineering Society Progress Report, the LEDs Magazine Sapphire Awards and Lighting for Tomorrow. WHILE SUPPLIES LAST • • 25000 Hours • Flood Distribution • Specification Grade Green Creative 57791 - 5.5W PAR20 LED - 50W Equal - 40° - 3000K | 3000 | 80 | 500 | 90.9091 | 25000 | 5.5 | 1 | 5.95 | 5.95 | 6.9915 | 2020Q2 | https://www.topbulb.com/green-creative-57791-5-5w-par20-led-50w-equal-40-deg-3000k | Top Bulb | 2020 | Yes
LED Lighting | A-Type | Philips Lighting | True |  | A19 (Arbitrary) |  | Medium Screw (E26), Medium Screw (E26), Medium Screw (E26) | Home Lamps, Bulbs, Ballasts Bulbs - LED LED - Traditional Lamps - A-Type Dimmable LED Lamp, 4.5W, 120V, A-Type (A19), Base: Medium (E26), Lumens: 330, CRI: 80, Color Temperature: 2700K, Rated Average Life: 25,000 Hrs, *Philips Part # 45448-8 Philips Lighting 4.5A19/LED/827 DIM 120V 4.5w A19 LED Bulb | 2700 | 80 | 330 | 66 |  | 5 | 1 | 9.75 | 9.75 | 11.4566 | 2020Q3 | https://www.platt.com/platt-electric-supply/LED-Traditional-Lamps-A-Type/Philips-Lighting/4-5A19-LED-827-DIM-120V/product.aspx?zpid=64303 | Platt | 2020 | Yes
LED Lighting | A-Type | Light Efficient Design | True |  | A19 (Arbitrary) |  | E26 (Medium Screw) | HomeLamps, Bulbs, BallastsBulbs - LEDLED - TraditionalLamps - A-Type Dimmable LED Lamp, 7W, 120V, Bulb: A-Type (A19), Base: Medium Screw (E26), Lumens: 460, CRI: >80, Color Temperature: 2700K, Rated Average Life: 25,000 Hrs. 40W Equivalent. Light Efficient Design LED-1028-27K-B 7W A19 Dimmable LED Lamp | 2700 | 80 | 460 | 65.7143 |  | 7 | 1 | 8 | 8 | 9.4003 | 2020Q2 | https://www.platt.com/platt-electric-supply/LED-Traditional-Lamps-A-Type/Light-Efficient-Design/LED-1028-27K-B/product.aspx?zpid=126780 | Platt | 2020 | Yes
LED Lighting | A-Type | TCP | False |  | A19/21 | E26 (Medium) | E26 (Medium) | Home / Light Bulbs / LED / LED A-Line / TCP - LED7A1927K Durable Plastic Housing; Enclosed Fixture Rated; Damp Location Rated 7W A19 LED Lamp - Universal - 450 Lumens - Warm White (2700K) - 82 CRI - 25000 Hours - E26 (Medium) - 120 to 130V TCP - LED7A1927K | 2700 | 82 | 450 | 64.2857 | 25000 | 7 | 1 | 14.85 | 14.85 | 17.4493 | 2020Q3 | https://shop.regencylighting.com/lamps/led/a-line/led7a1927k-tcp.html | Regency Lighting | 2020 | Yes
LED Lighting | Decorative | Green Creative | True |  | LED | B11 | E12 (Candelabra) | Topbulb » LED Bulbs » LED Chandelier » Green Creative 57884 - 5W B11 LED - 40W Equal - Warm White This 5B11DIM/8CCTD premium 5 watt LED replacement for 40 bulbs from Green Creative features 120 volt operation and exception light distribution characteristics.See the document below for additional information and specifications. LED Technology Notice Due to constantly evolving nature of LED technology, manufacturers will reserve the right to replace this product with next generation technology. We appreciate your understanding and acceptance of this policy. Utility/Government Incentives Documents Green Creative 5B11DIM/8CCTD Specification Sheet About Green Creative Green Creative, founded in 2010, is a solid state lighting development and manufacturing company based in Silicon Valley, CA. The company offers a comprehensive line of high-performance LED solutions that have been adopted by some of the largest companies in the world. Green Creative focuses on professional-grade LED lamps and fixtures that meet the high standards of commercial, institutional and industrial installations. Anchored by strongly integrated R&D capabilities and patented technology, Green Creative's innovation, performance and reliability have been recognized year after year by the Illuminating Engineering Society Progress Report, the LEDs Magazine Sapphire Awards and Lighting for Tomorrow. 25000 Hours • CRI 80 Green Creative 57884 - 5W B11 LED - 40W Equal - Warm White | 2700 | 80 | 300 | 60 | 25000 | 5 | 1 | 8.98 | 8.98 | 10.5518 | 2020Q2 | https://www.topbulb.com/green-creative-57884-5b11dim-8cctd-5w-120v-2700-2200k | Top Bulb | 2020 | Yes
LED Lighting | Reflector | Green Creative | True |  | LED | MR16 | GU5.3 | Topbulb » LED Bulbs » LED MR16 » 12V MR16 » 75W Equal » Green Creative 57975 - 8.5W MR16 LED - 75W Equal - 2700K - 15° Beam This Green Creative 57975 TITANIUM CRISP LED SERIES MR16, with a typical Color Rendering Index of 92, has been designed and engineered for commercial applications that demand accurate color representation. At just 8.5W, this ENERGY STAR certified, dimmable lamp emits 550 lumens with a CBCP of 5900 cd, making it one of the few true 75W halogen replacements available. Featuring typical R9 65 and R13 93 values, this high-performance lamp is ideal for illuminating merchandise, art, and food. Simply install and turn ON the color. LED Technology Notice Due to constantly evolving nature of LED technology, manufacturers will reserve the right to replace this product with next generation technology. We appreciate your understanding and acceptance of this policy. Utility/Government Incentives Documents Green Creative 57975 Spec Sheet About Green Creative Green Creative, founded in 2010, is a solid state lighting development and manufacturing company based in Silicon Valley, CA. The company offers a comprehensive line of high-performance LED solutions that have been adopted by some of the largest companies in the world. Green Creative focuses on professional-grade LED lamps and fixtures that meet the high standards of commercial, institutional and industrial installations. Anchored by strongly integrated R&D capabilities and patented technology, Green Creative's innovation, performance and reliability have been recognized year after year by the Illuminating Engineering Society Progress Report, the LEDs Magazine Sapphire Awards and Lighting for Tomorrow. Green Creative 57975 - 8.5W MR16 LED - 75W Equal - 2700K - 15° Beam | 2700 | 92 | 550 | 64.7059 | 25000 | 8.5 | 1 | 18.25 | 18.25 | 21.4445 | 2020Q2 | https://www.topbulb.com/green-creative-57975-8-5w-mr16-led-75w-equal-2700k-15-deg-beam | Top Bulb | 2020 | Yes
LED Lighting | Reflector | Green Creative | True |  | LED | MR16 | GU5.3 | Topbulb » LED Bulbs » LED MR16 » 12V MR16 » 75W Equal » Green Creative 57976 ¦ 8.5W MR16 LED - 75W Equal - 2700K - 25° Beam This Green Creative 57976 TITANIUM CRISP LED SERIES MR16, with a typical Color Rendering Index of 92, has been designed and engineered for commercial applications that demand accurate color representation. At just 8.5W, this ENERGY STAR certified, dimmable lamp emits 550 lumens with a CBCP of 2900 cd, making it one of the few true 75W halogen replacements available. Featuring typical R9 65 and R13 93 values, this high-performance lamp is ideal for illuminating merchandise, art, and food. Simply install and turn ON the color. LED Technology Notice Due to constantly evolving nature of LED technology, manufacturers will reserve the right to replace this product with next generation technology. We appreciate your understanding and acceptance of this policy. Utility/Government Incentives Documents Green Creative 57976 Spec Sheet About Green Creative Green Creative, founded in 2010, is a solid state lighting development and manufacturing company based in Silicon Valley, CA. The company offers a comprehensive line of high-performance LED solutions that have been adopted by some of the largest companies in the world. Green Creative focuses on professional-grade LED lamps and fixtures that meet the high standards of commercial, institutional and industrial installations. Anchored by strongly integrated R&D capabilities and patented technology, Green Creative's innovation, performance and reliability have been recognized year after year by the Illuminating Engineering Society Progress Report, the LEDs Magazine Sapphire Awards and Lighting for Tomorrow. Green Creative 57976 ¦ 8.5W MR16 LED - 75W Equal - 2700K - 25° Beam | 2700 | 92 | 550 | 64.7059 | 25000 | 8.5 | 1 | 18.25 | 18.25 | 21.4445 | 2020Q2 | https://www.topbulb.com/green-creative-57976-8-5w-mr16-led-75w-equal-2700k-25-deg-beam | Top Bulb | 2020 | Yes
LED Lighting | Reflector | Green Creative | True |  | LED | MR16 | GU5.3 | Topbulb » LED Bulbs » LED MR16 » 12V MR16 » 75W Equal » Green Creative 57977 ¦ 8.5W MR16 LED - 75W Equal - 2700K - 35° Beam This Green Creative 57977 TITANIUM CRISP LED SERIES MR16, with a typical Color Rendering Index of 92, has been designed and engineered for commercial applications that demand accurate color representation. At just 8.5W, this ENERGY STAR certified, dimmable lamp emits 550 lumens with a CBCP of 1650 cd, making it one of the few true 75W halogen replacements available. Featuring typical R9 65 and R13 93 values, this high-performance lamp is ideal for illuminating merchandise, art, and food. Simply install and turn ON the color. LED Technology Notice Due to constantly evolving nature of LED technology, manufacturers will reserve the right to replace this product with next generation technology. We appreciate your understanding and acceptance of this policy. Utility/Government Incentives Documents Green Creative 57977 Spec Sheet About Green Creative Green Creative, founded in 2010, is a solid state lighting development and manufacturing company based in Silicon Valley, CA. The company offers a comprehensive line of high-performance LED solutions that have been adopted by some of the largest companies in the world. Green Creative focuses on professional-grade LED lamps and fixtures that meet the high standards of commercial, institutional and industrial installations. Anchored by strongly integrated R&D capabilities and patented technology, Green Creative's innovation, performance and reliability have been recognized year after year by the Illuminating Engineering Society Progress Report, the LEDs Magazine Sapphire Awards and Lighting for Tomorrow. Green Creative 57977 ¦ 8.5W MR16 LED - 75W Equal - 2700K - 35° Beam | 2700 | 92 | 550 | 64.7059 | 25000 | 8.5 | 1 | 18.25 | 18.25 | 21.4445 | 2020Q2 | https://www.topbulb.com/green-creative-57977-8-5w-mr16-led-75w-equal-2700k-35-deg-beam | Top Bulb | 2020 | Yes
LED Lighting | Reflector | Green Creative | True |  | LED | MR16 | GU5.3 | Topbulb » LED Bulbs » LED MR16 » 12V MR16 » 75W Equal » Green Creative 57978 ¦ 8.5W MR16 LED - 75W Equal - 3000K - 15° Spot This Green Creative 57978 TITANIUM CRISP LED series MR16, with a typical color rendering Index of 92, has been designed and engineered for commercial applications that demand accurate color representation. At just 8.5W, this Energy Star certified, dimmable lamp produces a luminous intensity of 5950 CBCP, making it one of the few true 75W halogen replacements available. Featuring typical R9 65 and R13 93 values, this high-performance lamp is ideal for illuminating merchandise, art, and food. See the document below for complete specifications. LED Technology Notice Due to constantly evolving nature of LED technology, manufacturers will reserve the right to replace this product with next generation technology. We appreciate your understanding and acceptance of this policy. Utility/Government Incentives Documents Green Creative 57978 Spec Sheet About Green Creative Green Creative, founded in 2010, is a solid state lighting development and manufacturing company based in Silicon Valley, CA. The company offers a comprehensive line of high-performance LED solutions that have been adopted by some of the largest companies in the world. Green Creative focuses on professional-grade LED lamps and fixtures that meet the high standards of commercial, institutional and industrial installations. Anchored by strongly integrated R&D capabilities and patented technology, Green Creative's innovation, performance and reliability have been recognized year after year by the Illuminating Engineering Society Progress Report, the LEDs Magazine Sapphire Awards and Lighting for Tomorrow. 25,000 Hours • 5900+ CBCP • CRI 92 Green Creative 57978 ¦ 8.5W MR16 LED - 75W Equal - 3000K - 15° Spot | 3000 | 92 | 580 | 68.2353 | 25000 | 8.5 | 1 | 18.25 | 18.25 | 21.4445 | 2020Q2 | https://www.topbulb.com/green-creative-57978-8-5w-mr16-led-75w-equal-3000k-15-deg-beam | Top Bulb | 2020 | Yes
LED Lighting | Reflector | Green Creative | True |  | LED | MR16 | GU5.3 | Topbulb » LED Bulbs » LED MR16 » 12V MR16 » 75W Equal » Green Creative 57979 ¦ 8.5W MR16 LED - 75W Equal - 3000K - 25° Beam This Green Creative 57979 TITANIUM CRISP LED SERIES MR16, with a typical Color Rendering Index of 92, has been designed and engineered for commercial applications that demand accurate color representation. At just 8.5W, this ENERGY STAR certified, dimmable lamp emits 580 lumens with a CBCP of 2950 cd, making it one of the few true 75W halogen replacements available. Featuring typical R9 65 and R13 93 values, this high-performance lamp is ideal for illuminating merchandise, art, and food. Simply install and turn ON the color. LED Technology Notice Due to constantly evolving nature of LED technology, manufacturers will reserve the right to replace this product with next generation technology. We appreciate your understanding and acceptance of this policy. Utility/Government Incentives Documents Green Creative 57979 Spec Sheet About Green Creative Green Creative, founded in 2010, is a solid state lighting development and manufacturing company based in Silicon Valley, CA. The company offers a comprehensive line of high-performance LED solutions that have been adopted by some of the largest companies in the world. Green Creative focuses on professional-grade LED lamps and fixtures that meet the high standards of commercial, institutional and industrial installations. Anchored by strongly integrated R&D capabilities and patented technology, Green Creative's innovation, performance and reliability have been recognized year after year by the Illuminating Engineering Society Progress Report, the LEDs Magazine Sapphire Awards and Lighting for Tomorrow. Green Creative 57979 ¦ 8.5W MR16 LED - 75W Equal - 3000K - 25° Beam | 3000 | 92 | 580 | 68.2353 | 25000 | 8.5 | 1 | 18.25 | 18.25 | 21.4445 | 2020Q2 | https://www.topbulb.com/green-creative-57979-8-5w-mr16-led-75w-equal-3000k-25-deg-beam | Top Bulb | 2020 | Yes
LED Lighting | Reflector | Green Creative | True |  | LED | MR16 | GU5.3 | Topbulb » LED Bulbs » LED MR16 » 12V MR16 » 75W Equal » Green Creative 57980 ¦ 8.5W MR16 LED - 75W Equal - 3000K - 35° Beam This Green Creative 57980 TITANIUM CRISP LED SERIES MR16, with a typical Color Rendering Index of 92, has been designed and engineered for commercial applications that demand accurate color representation. At just 8.5W, this ENERGY STAR certified, dimmable lamp emits 580 lumens with a CBCP of 1700 cd, making it one of the few true 75W halogen replacements available. Featuring typical R9 65 and R13 93 values, this high-performance lamp is ideal for illuminating merchandise, art, and food. Simply install and turn ON the color. LED Technology Notice Due to constantly evolving nature of LED technology, manufacturers will reserve the right to replace this product with next generation technology. We appreciate your understanding and acceptance of this policy. Utility/Government Incentives Documents Green Creative 57980 Spec Sheet About Green Creative Green Creative, founded in 2010, is a solid state lighting development and manufacturing company based in Silicon Valley, CA. The company offers a comprehensive line of high-performance LED solutions that have been adopted by some of the largest companies in the world. Green Creative focuses on professional-grade LED lamps and fixtures that meet the high standards of commercial, institutional and industrial installations. Anchored by strongly integrated R&D capabilities and patented technology, Green Creative's innovation, performance and reliability have been recognized year after year by the Illuminating Engineering Society Progress Report, the LEDs Magazine Sapphire Awards and Lighting for Tomorrow. Green Creative 57980 ¦ 8.5W MR16 LED - 75W Equal - 3000K - 35° Beam | 3000 | 92 | 580 | 68.2353 | 25000 | 8.5 | 1 | 16.98 | 16.98 | 19.9522 | 2020Q2 | https://www.topbulb.com/green-creative-57980-8-5w-mr16-led-75w-equal-3000k-35-deg-beam | Top Bulb | 2020 | Yes
LED Lighting | Reflector | Green Creative | True | Daylighting/Photocell, | LED | MR16 | GU5.3 | Topbulb » LED Bulbs » LED MR16 » 12V MR16 » 75W Equal » Green Creative 40808 - 7.7W MR16 LED - 75W Equal - 25 This Green Creative 7.7 watt LED MR16 is a direct replacement for a 75 watt halogen MR16. Designed as a specification grade lamp, this LED offers high color rendering for color critical applications. The lamp features rich reds, vibrant whites and natural skin tones with a CRI 92, R9 70, R13 96 - providing crisp colors across the entire spectrum. In addition, this lamp's color temperature falls within a 4-step Macadam ellipse to ensure minimal color deviation across all lamps. The lamp is suitable for use in totally enclosed fixtures. See the documents below for complete specifications and photometric information. LED Technology Notice Due to constantly evolving nature of LED technology, manufacturers will reserve the right to replace this product with next generation technology. We appreciate your understanding and acceptance of this policy. Utility/Government Incentives Documents Green Creative 7.5MR16G4DIM/930NFL25 Specifications Green Creative 7.5MR16G4DIM/930NFL25 Dimmer List About Green Creative Green Creative, founded in 2010, is a solid state lighting development and manufacturing company based in Silicon Valley, CA. The company offers a comprehensive line of high-performance LED solutions that have been adopted by some of the largest companies in the world. Green Creative focuses on professional-grade LED lamps and fixtures that meet the high standards of commercial, institutional and industrial installations. Anchored by strongly integrated R&D capabilities and patented technology, Green Creative's innovation, performance and reliability have been recognized year after year by the Illuminating Engineering Society Progress Report, the LEDs Magazine Sapphire Awards and Lighting for Tomorrow. WHILE SUPPLIES LAST • 25000 Hours • 12 Volt • CRI 92 • Dimmable • Green Creative 40808 - 7.7W MR16 LED - 75W Equal - 25 | 3000 | 92 | 505 | 65.5844 | 25000 | 7.7 | 1 | 19.5 | 19.5 | 22.9133 | 2020Q2 | https://www.topbulb.com/green-creative-7-7w-mr16-led-75w-equal-narrow-flood-high-cri-3000k | Top Bulb | 2020 | Yes
LED Lighting | Reflector | Green Creative | True | Daylighting/Photocell, | LED | PAR30LN | E26 (Medium) | Topbulb » LED Bulbs » LED PAR » LED PAR30 » 75W Equal / Long Neck » Green Creative - 8.5W PAR30 LED - 75W Equal - 40° This CORE Series 12.5 watt PAR30 LED from Green Creative features a full-face optic to maximize distribution and minimize glare. The bulb also features smooth dimming on existing dimmers. Use this bulb to directly replace a 75 watt halogen PAR30. Specifications to match or exceed existing halogen PAR30 lamps and a lightweight environmentaly friendly construction make this lamp an attractive choice for all commercial, institutional and residential 120 volt directional lighting applications. Wet location rated for outdoor use. Not intended for use in totally enclosed fixtures. See the document below for complete specifications and photometrics. LED Technology Notice Due to constantly evolving nature of LED technology, manufacturers will reserve the right to replace this product with next generation technology. We appreciate your understanding and acceptance of this policy. Utility/Government Incentives Documents Green Creative 57795 Specifications & Photometrics About Green Creative Green Creative, founded in 2010, is a solid state lighting development and manufacturing company based in Silicon Valley, CA. The company offers a comprehensive line of high-performance LED solutions that have been adopted by some of the largest companies in the world. Green Creative focuses on professional-grade LED lamps and fixtures that meet the high standards of commercial, institutional and industrial installations. Anchored by strongly integrated R&D capabilities and patented technology, Green Creative's innovation, performance and reliability have been recognized year after year by the Illuminating Engineering Society Progress Report, the LEDs Magazine Sapphire Awards and Lighting for Tomorrow. 25,000 Hours • Dimmable Green Creative - 8.5W PAR30 LED - 75W Equal - 40° | 2700 | 80 | 650 | 76.4706 | 25000 | 8.5 | 1 | 9.98 | 9.98 | 11.7269 | 2020Q2 | https://www.topbulb.com/green-creative-8-5w-par30-led-75w-equal-flood-2700k | Top Bulb | 2020 | Yes
LED Lighting | Reflector | Green Creative | True | Daylighting/Photocell, | LED | PAR30LN | E26 (Medium) | Topbulb » LED Bulbs » LED PAR » LED PAR30 » 75W Equal / Long Neck » Green Creative - 8.5W PAR30 LED - 75W Equal - 40° This CORE Series 12.5 watt PAR30 LED from Green Creative features a full-face optic to maximize distribution and minimize glare. The bulb also features smooth dimming on existing dimmers. Use this bulb to directly replace a 75 watt halogen PAR30. Specifications to match or exceed existing halogen PAR30 lamps and a lightweight environmentaly friendly construction make this lamp an attractive choice for all commercial, institutional and residential 120 volt directional lighting applications. Wet location rated for outdoor use. Not intended for use in totally enclosed fixtures. See the document below for complete specifications and photometrics. LED Technology Notice Due to constantly evolving nature of LED technology, manufacturers will reserve the right to replace this product with next generation technology. We appreciate your understanding and acceptance of this policy. Utility/Government Incentives Documents Green Creative 57797 Specifications & Photometrics About Green Creative Green Creative, founded in 2010, is a solid state lighting development and manufacturing company based in Silicon Valley, CA. The company offers a comprehensive line of high-performance LED solutions that have been adopted by some of the largest companies in the world. Green Creative focuses on professional-grade LED lamps and fixtures that meet the high standards of commercial, institutional and industrial installations. Anchored by strongly integrated R&D capabilities and patented technology, Green Creative's innovation, performance and reliability have been recognized year after year by the Illuminating Engineering Society Progress Report, the LEDs Magazine Sapphire Awards and Lighting for Tomorrow. 25,000 Hours • Dimmable Green Creative - 8.5W PAR30 LED - 75W Equal - 40° | 3000 | 80 | 700 | 82.3529 | 25000 | 8.5 | 1 | 9.98 | 9.98 | 11.7269 | 2020Q2 | https://www.topbulb.com/green-creative-8-5w-par30-led-75w-equal-flood-3000k | Top Bulb | 2020 | Yes
LED Lighting | Decorative | Green Creative | True |  | LED | G25 | E26 (Medium) | Topbulb » LED Bulbs » LED Globe » Green Creative 97729 - 6W G25 LED - 40W Equal - Warm White This dimmable G25 LED bulb has been designed and engineered for demanding commercial applications and is Energy Star certified. With only 6W it offers the same output as a 40W incandescent bulb and lasts 25 times longer. This 275° beam omnidirectional lamp is a long life, energy efficient alternative for decorative applications. See the document below for complete specifications. LED Technology Notice Due to constantly evolving nature of LED technology, manufacturers will reserve the right to replace this product with next generation technology. We appreciate your understanding and acceptance of this policy. Utility/Government Incentives Documents Green Creative 6G25DIM/827 Specification Sheet About Green Creative Green Creative, founded in 2010, is a solid state lighting development and manufacturing company based in Silicon Valley, CA. The company offers a comprehensive line of high-performance LED solutions that have been adopted by some of the largest companies in the world. Green Creative focuses on professional-grade LED lamps and fixtures that meet the high standards of commercial, institutional and industrial installations. Anchored by strongly integrated R&D capabilities and patented technology, Green Creative's innovation, performance and reliability have been recognized year after year by the Illuminating Engineering Society Progress Report, the LEDs Magazine Sapphire Awards and Lighting for Tomorrow. 25000 Hours • 2700K • CRI 80 Green Creative 97729 - 6W G25 LED - 40W Equal - Warm White | 2700 | 80 | 450 | 75 | 25000 | 6 | 1 | 9.98 | 9.98 | 11.7269 | 2020Q2 | https://www.topbulb.com/green-creative-97729-6g25dim-827-6w-120v-2700k | Top Bulb | 2020 | Yes
LED Lighting | A-Type | TCP | False |  | A19/21 | E26 (Medium) | E26 (Medium) | Home / Light Bulbs / LED / TCP - LED7A1927K Durable Plastic Housing; Enclosed Fixture Rated; Damp Location Rated 7W A19 LED Lamp - Universal - 450 Lumens - Warm White (2700K) - 82 CRI - 25000 Hours - E26 (Medium) - 120 to 130V TCP - LED7A1927K | 2700 | 82 | 450 | 64.2857 | 25000 | 7 | 1 | 14.85 | 14.85 | 17.4493 | 2020Q3 | https://shop.regencylighting.com/lamps/led/led7a1927k-tcp.html | Regency Lighting | 2020 | Yes
LED Lighting | A-Type | TCP | True |  | A19 (Arbitrary) |  | Medium Screw (E26), Medium Screw (E26), Medium Screw (E26) | Home Lamps, Bulbs, Ballasts Bulbs - LED LED - Traditional Lamps - A-Type Dimmable LED Omni-Directional A-Lamp, 7W, 120V, Bulb: A-Type (A19), Base: Medium Screw (E26), Lumens: 450, CRI: 82, Color Temperature: 2700K, Rated Average Life: 25,000 Hrs. 40W Equivalent. Smooth Uniform Dimming TCP LED7A19DOD27K Dimmable LED Lamp, Omni-Directional, A19, 7W, 120V | 2700 | 82 | 450 | 64.2857 |  | 7 | 1 | 5 | 5 | 5.8752 | 2020Q3 | https://www.platt.com/platt-electric-supply/LED-Traditional-Lamps-A-Type/TCP/LED7A19DOD27K/product.aspx?zpid=126374 | Platt | 2020 | Yes
LED Lighting | Decorative | Green Creative | True |  | LED |  | 2G11 | Topbulb » LED Bulbs » LED CFL Tube Pin Base » Ballast Compatible » Green Creative 97745 ¦ 17W LED - 40W CFL Equal - 2G11 - 3000K - Ballast Compatible This Green Creative LED replacement for a 40W 4-pin, 2G11 base CFL is compatible with most instant and programmed start electronic ballasts. It provides a plug-n-play solution for simple replacement of existing fluorescent lamps. Features include: Efficacy: 124 lm/W Suitable for use in totally enclosed fixtures Wide beam: 280° light emitting area 0-10V dimming See the document below for additional information and specifications. LED Technology Notice Due to constantly evolving nature of LED technology, manufacturers will reserve the right to replace this product with next generation technology. We appreciate your understanding and acceptance of this policy. Documents Green Creative 17PLL/830/DIR Specification Sheet About Green Creative Green Creative, founded in 2010, is a solid state lighting development and manufacturing company based in Silicon Valley, CA. The company offers a comprehensive line of high-performance LED solutions that have been adopted by some of the largest companies in the world. Green Creative focuses on professional-grade LED lamps and fixtures that meet the high standards of commercial, institutional and industrial installations. Anchored by strongly integrated R&D capabilities and patented technology, Green Creative's innovation, performance and reliability have been recognized year after year by the Illuminating Engineering Society Progress Report, the LEDs Magazine Sapphire Awards and Lighting for Tomorrow. 50,000 Hour • Internal Driver Green Creative 97745 ¦ 17W LED - 40W CFL Equal - 2G11 - 3000K - Ballast Compatible | 3000 | 80 | 2000 | 117.6471 | 50000 | 17 | 1 | 21.98 | 21.98 | 25.8273 | 2020Q2 | https://www.topbulb.com/green-creative-97745-17pll-830-dir-17w-v-3000k | Top Bulb | 2020 | No
LED Lighting | Decorative | Green Creative | True |  | LED |  | 2G11 | Topbulb » LED Bulbs » LED CFL Tube Pin Base » Ballast Compatible » Green Creative 97746 ¦ 17W LED - 40W CFL Equal - 2G11 - 3500K - Ballast Compatible This Green Creative LED replacement for a 40W 4-pin, 2G11 base CFL is compatible with most instant and programmed start electronic ballasts. It provides a plug-n-play solution for simple replacement of existing fluorescent lamps. Features include: Efficacy: 124 lm/W Suitable for use in totally enclosed fixtures Wide beam: 280° light emitting area 0-10V dimming See the document below for additional information and specifications. LED Technology Notice Due to constantly evolving nature of LED technology, manufacturers will reserve the right to replace this product with next generation technology. We appreciate your understanding and acceptance of this policy. Documents Green Creative 17PLL/835/DIR Specification Sheet About Green Creative Green Creative, founded in 2010, is a solid state lighting development and manufacturing company based in Silicon Valley, CA. The company offers a comprehensive line of high-performance LED solutions that have been adopted by some of the largest companies in the world. Green Creative focuses on professional-grade LED lamps and fixtures that meet the high standards of commercial, institutional and industrial installations. Anchored by strongly integrated R&D capabilities and patented technology, Green Creative's innovation, performance and reliability have been recognized year after year by the Illuminating Engineering Society Progress Report, the LEDs Magazine Sapphire Awards and Lighting for Tomorrow. 50,000 Hour • Internal Driver Green Creative 97746 ¦ 17W LED - 40W CFL Equal - 2G11 - 3500K - Ballast Compatible | 3500 | 80 | 2050 | 120.5882 | 50000 | 17 | 1 | 21.98 | 21.98 | 25.8273 | 2020Q2 | https://www.topbulb.com/green-creative-97746-17pll-835-dir-17w-v-3500k | Top Bulb | 2020 | No
LED Lighting | Decorative | Green Creative | True |  | LED |  | 2G11 | Topbulb » LED Bulbs » LED CFL Tube Pin Base » Ballast Compatible » Green Creative 97747 ¦ 17W LED - 40W CFL Equal - 2G11 - 4000K - Ballast Compatible This Green Creative LED replacement for a 40W 4-pin, 2G11 base CFL is compatible with most instant and programmed start electronic ballasts. It provides a plug-n-play solution for simple replacement of existing fluorescent lamps. Features include: Efficacy: 124 lm/W Suitable for use in totally enclosed fixtures Wide beam: 280° light emitting area 0-10V dimming See the document below for additional information and specifications. LED Technology Notice Due to constantly evolving nature of LED technology, manufacturers will reserve the right to replace this product with next generation technology. We appreciate your understanding and acceptance of this policy. Documents Green Creative 17PLL/840/DIR Specification Sheet About Green Creative Green Creative, founded in 2010, is a solid state lighting development and manufacturing company based in Silicon Valley, CA. The company offers a comprehensive line of high-performance LED solutions that have been adopted by some of the largest companies in the world. Green Creative focuses on professional-grade LED lamps and fixtures that meet the high standards of commercial, institutional and industrial installations. Anchored by strongly integrated R&D capabilities and patented technology, Green Creative's innovation, performance and reliability have been recognized year after year by the Illuminating Engineering Society Progress Report, the LEDs Magazine Sapphire Awards and Lighting for Tomorrow. 50,000 Hour • Internal Driver Green Creative 97747 ¦ 17W LED - 40W CFL Equal - 2G11 - 4000K - Ballast Compatible | 4000 | 80 | 2100 | 123.5294 | 50000 | 17 | 1 | 21.98 | 21.98 | 25.8273 | 2020Q2 | https://www.topbulb.com/green-creative-97747-17pll-840-dir-17w-v-4000k | Top Bulb | 2020 | No
LED Lighting | Decorative | Green Creative |  |  | LED |  | 2G11 | Topbulb » LED Bulbs » LED CFL Tube Pin Base » Ballast Compatible » Green Creative 97750 ¦ 14.5W LED - 36W CFL Equal - 2G11 - 3500K - Ballast Compatible This Green Creative 14.5PLL/835/DIR premium 14.5 watt LED replacement for 36W 2G11 base CFL bulbs operates directly from the existing CFL electronic ballast. Simply remove the CFL bulb and replace with this LED. See the document below for additional information and specifications. LED Technology Notice Due to constantly evolving nature of LED technology, manufacturers will reserve the right to replace this product with next generation technology. We appreciate your understanding and acceptance of this policy. Documents Green Creative 14.5PLL/835/DIR Specification Sheet About Green Creative Green Creative, founded in 2010, is a solid state lighting development and manufacturing company based in Silicon Valley, CA. The company offers a comprehensive line of high-performance LED solutions that have been adopted by some of the largest companies in the world. Green Creative focuses on professional-grade LED lamps and fixtures that meet the high standards of commercial, institutional and industrial installations. Anchored by strongly integrated R&D capabilities and patented technology, Green Creative's innovation, performance and reliability have been recognized year after year by the Illuminating Engineering Society Progress Report, the LEDs Magazine Sapphire Awards and Lighting for Tomorrow. 50,000 Hour • Internal Driver Green Creative 97750 ¦ 14.5W LED - 36W CFL Equal - 2G11 - 3500K - Ballast Compatible | 3500 | 80 | 1550 | 106.8966 | 50000 | 14.5 | 1 | 22.48 | 22.48 | 26.4149 | 2020Q2 | https://www.topbulb.com/green-creative-97750-145pll-835-dir-145w-v-3500k | Top Bulb | 2020 | No
LED Lighting | Decorative | Green Creative | True |  | LED | B11 | E12 (Candelabra) | Topbulb » LED Bulbs » LED Chandelier » Green Creative 97817 - 4.5W B11 LED - 40W Equal - Warm White This 4.5B11DIM/827 premium 4.5 watt LED replacement for 40 bulbs from Green Creative features 120 volt operation and exception light distribution characteristics.See the document below for additional information and specifications. LED Technology Notice Due to constantly evolving nature of LED technology, manufacturers will reserve the right to replace this product with next generation technology. We appreciate your understanding and acceptance of this policy. Utility/Government Incentives Documents Green Creative 4.5B11DIM/827 Specification Sheet About Green Creative Green Creative, founded in 2010, is a solid state lighting development and manufacturing company based in Silicon Valley, CA. The company offers a comprehensive line of high-performance LED solutions that have been adopted by some of the largest companies in the world. Green Creative focuses on professional-grade LED lamps and fixtures that meet the high standards of commercial, institutional and industrial installations. Anchored by strongly integrated R&D capabilities and patented technology, Green Creative's innovation, performance and reliability have been recognized year after year by the Illuminating Engineering Society Progress Report, the LEDs Magazine Sapphire Awards and Lighting for Tomorrow. 25000 Hours • CRI 80 Green Creative 97817 - 4.5W B11 LED - 40W Equal - Warm White | 2700 | 80 | 300 | 66.6667 | 25000 | 4.5 | 1 | 8.98 | 8.98 | 10.5518 | 2020Q2 | https://www.topbulb.com/green-creative-97817-45b11dim-827-45w-120v-2700k | Top Bulb | 2020 | Yes
LED Lighting | Downlight | LaMar Lighting |  |  | LED |  |  | Topbulb » Brands » LaMar Lighting » Architectural LED Series » LaMar DRL48H-40 ¦ 93W LED Suspended - Direct / Indirect - 4 Ft - 9020 Lumens - 4000K The LaMar DRL48H-40 is part of the Durado LED Series of suspended direct and indirect distribution fixtures for commercial applications. This attractive and versatile luminaire offers a clean uplight with diffused downlight for a balanced appearance and maximum illumination. Ships standard with flat ends. Cable mount as individual units or continuous rows. 50 inch adjustable aircraft cable included. Call for optional Emergency Battery Backup. See the document below for complete specifications. LED Technology Notice Due to constantly evolving nature of LED technology, manufacturers will reserve the right to replace this product with next generation technology. We appreciate your understanding and acceptance of this policy. Documents Lamar DRL48H-40 Spec Sheet Steel Housing • Perforated Diffuser • 50" Adjustable Aircraft Cable LaMar DRL48H-40 ¦ 93W LED Suspended - Direct / Indirect - 4 Ft - 9020 Lumens - 4000K | 4000 |  | 9020 | 96.9892 | 100000 | 93 | 1 | 441.95 | 441.95 | 519.3083 | 2020Q2 | https://www.topbulb.com/lamar-drl48h-40-4000k-4-high-power-durado-led-series | Top Bulb | 2020 | No
LED Lighting | Downlight | LaMar Lighting |  |  | LED |  |  | Topbulb » Brands » LaMar Lighting » Architectural LED Series » LaMar DRL48L-40 ¦ 42W LED Suspended - Direct / Indirect - 4 Ft - 4270 Lumens - 4000K The LaMar DRL48L-40 is part of the Durado LED Series of suspended direct and indirect distribution fixtures for commercial applications. This attractive and versatile luminaire offers a clean uplight with diffused downlight for a balanced appearance and maximum illumination. Ships standard with flat ends. Cable mount as individual units or continuous rows. 50 inch adjustable aircraft cable included. Call for optional Emergency Battery Backup. See the document below for complete specifications. LED Technology Notice Due to constantly evolving nature of LED technology, manufacturers will reserve the right to replace this product with next generation technology. We appreciate your understanding and acceptance of this policy. Documents Lamar DRL48L-40 Spec Sheet Steel Housing • Perforated Diffuser • 50" Adjustable Aircraft Cable LaMar DRL48L-40 ¦ 42W LED Suspended - Direct / Indirect - 4 Ft - 4270 Lumens - 4000K | 4000 |  | 4270 | 101.6667 | 100000 | 42 | 1 | 406.95 | 406.95 | 478.182 | 2020Q2 | https://www.topbulb.com/lamar-drl48l-40-4000k-4-low-power-durado-led-series | Top Bulb | 2020 | No
LED Lighting | Downlight | LaMar Lighting |  |  | LED |  |  | Topbulb » Brands » LaMar Lighting » Architectural LED Series » LaMar DRL48M-40 ¦ 61W LED Suspended - Direct / Indirect - 4 Ft - 5760 Lumens - 4000K The LaMar DRL48M-40 is part of the Durado LED Series of suspended direct and indirect distribution fixtures for commercial applications. This attractive and versatile luminaire offers a clean uplight with diffused downlight for a balanced appearance and maximum illumination. Ships standard with flat ends. Cable mount as individual units or continuous rows. 50 inch adjustable aircraft cable included. Call for optional Emergency Battery Backup. See the document below for complete specifications. LED Technology Notice Due to constantly evolving nature of LED technology, manufacturers will reserve the right to replace this product with next generation technology. We appreciate your understanding and acceptance of this policy. Documents Lamar DRL48M-40 Spec Sheet Steel Housing • Perforated Diffuser • 50" Adjustable Aircraft Cable LaMar DRL48M-40 ¦ 61W LED Suspended - Direct / Indirect - 4 Ft - 5760 Lumens - 4000K | 4000 |  | 5760 | 94.4262 | 100000 | 61 | 1 | 414.95 | 414.95 | 487.5823 | 2020Q2 | https://www.topbulb.com/lamar-drl48m-40-4000k-4-medium-power-durado-led-series | Top Bulb | 2020 | No
LED Lighting | Downlight | LaMar Lighting | True |  | LED |  |  | Topbulb » Brands » LaMar Lighting » Architectural LED Series » LaMar PRL48MPPS-40 ¦ 62W LED Suspended - Direct / Indirect - 4 Ft - 6300 Lumens - 4000K The LaMar PRL48MPPS-40 is part of the Pulsar LED Series of indirect / direct distribution fixtures for commercial applications. This stylish, clean-lined LED luminaire is ideal for schools, offices and other spaces utilizing video display terminals or locations requiring a visually comfortable environment. The fixture offers maximum uplight with subtle downlighting through a perforated metal diffuser and center cross baffle. Cable or pendant mounted individually. For 0-10V Dimming, 5-wire supply required. Call for other options. See the document below for complete specifications. LED Technology Notice Due to constantly evolving nature of LED technology, manufacturers will reserve the right to replace this product with next generation technology. We appreciate your understanding and acceptance of this policy. Documents Lamar PRL48MPPS-40 Spec Sheet Premium Steel Housing • 49.25"L x 11.75"W LaMar PRL48MPPS-40 ¦ 62W LED Suspended - Direct / Indirect - 4 Ft - 6300 Lumens - 4000K | 4000 |  | 6300 | 101.6129 | 100000 | 62 | 1 | 478.95 | 478.95 | 562.7848 | 2020Q2 | https://www.topbulb.com/lamar-prl48mpps-40-4000k-4-medium-power-pulsar-led-series | Top Bulb | 2020 | No
LED Lighting | Downlight | LaMar Lighting |  |  | LED |  |  | Topbulb » Brands » LaMar Lighting » Architectural LED Series » LaMar QRL48HPF-40 ¦ 94W LED Suspended - Direct / Indirect - 4 Ft - 9845 Lumens - 4000K This LaMar QRL48HPF-40 is part of the Quasar LED Series of suspended direct / indirect distribution fixtures. Stylish, clean-lined LED luminaires, perfect for schools, offices and other spaces utilizing video display terminals or locations requiring a visually comfortable environment. Offers maximum uplight with subtle downlighting through perforated metal diffuser. Cable or pendant mounted individually or in continuous rows See the document below for complete specifications. LED Technology Notice Due to constantly evolving nature of LED technology, manufacturers will reserve the right to replace this product with next generation technology. We appreciate your understanding and acceptance of this policy. Documents Lamar QRL48HPF-40 Spec Sheet Steel Housing • Perforated Diffuser • 49.25"L x 11.75"W x 3.5"D LaMar QRL48HPF-40 ¦ 94W LED Suspended - Direct / Indirect - 4 Ft - 9845 Lumens - 4000K | 4000 |  | 9845 | 104.734 | 100000 | 94 | 1 | 433.95 | 433.95 | 509.908 | 2020Q2 | https://www.topbulb.com/lamar-qrl48hpf-40-4000k-4-high-power-quasar-led-series | Top Bulb | 2020 | No
LED Lighting | Downlight | LaMar Lighting |  |  | LED |  |  | Topbulb » Brands » LaMar Lighting » Architectural LED Series » LaMar QRL48LPF-40 ¦ 40W LED Suspended - Direct / Indirect - 4 Ft - 4370 Lumens - 4000K This LaMar QRL48LPF-40 is part of the Quasar LED Series of suspended direct / indirect distribution fixtures. Stylish, clean-lined LED luminaires, perfect for schools, offices and other spaces utilizing video display terminals or locations requiring a visually comfortable environment. Offers maximum uplight with subtle downlighting through perforated metal diffuser. Cable or pendant mounted individually or in continuous rows See the document below for complete specifications. LED Technology Notice Due to constantly evolving nature of LED technology, manufacturers will reserve the right to replace this product with next generation technology. We appreciate your understanding and acceptance of this policy. Documents Lamar QRL48LPF-40 Spec Sheet Steel Housing • Perforated Diffuser • 49.25"L x 11.75"W x 3.5"D LaMar QRL48LPF-40 ¦ 40W LED Suspended - Direct / Indirect - 4 Ft - 4370 Lumens - 4000K | 4000 |  | 4370 | 109.25 | 100000 | 40 | 1 | 378.95 | 378.95 | 445.2809 | 2020Q2 | https://www.topbulb.com/lamar-qrl48lpf-40-4000k-4-low-power-quasar-led-series | Top Bulb | 2020 | No
LED Lighting | Downlight | LaMar Lighting |  |  | LED |  |  | Topbulb » Brands » LaMar Lighting » Architectural LED Series » LaMar QRL48MPF-40 ¦ 62W LED Suspended - Direct / Indirect - 4 Ft - 6300 Lumens - 4000K This LaMar QRL48MPF-40 is part of the Quasar LED Series of suspended direct / indirect distribution fixtures. Stylish, clean-lined LED luminaires, perfect for schools, offices and other spaces utilizing video display terminals or locations requiring a visually comfortable environment. Offers maximum uplight with subtle downlighting through perforated metal diffuser. Cable or pendant mounted individually or in continuous rows See the document below for complete specifications. LED Technology Notice Due to constantly evolving nature of LED technology, manufacturers will reserve the right to replace this product with next generation technology. We appreciate your understanding and acceptance of this policy. Documents Lamar QRL48MPF-40 Spec Sheet Steel Housing • Perforated Diffuser • 49.25"L x 11.75"W x 3.5"D LaMar QRL48MPF-40 ¦ 62W LED Suspended - Direct / Indirect - 4 Ft - 6300 Lumens - 4000K | 4000 |  | 6300 | 101.6129 | 100000 | 62 | 1 | 396.95 | 396.95 | 466.4316 | 2020Q2 | https://www.topbulb.com/lamar-qrl48mpf-40-4000k-4-medium-power-quasar-led-series | Top Bulb | 2020 | No
LED Lighting | Decorative | Bulbrite | True |  | LED | B11 | E12 (Candelabra) | Topbulb » LED Bulbs » LED Filament / Vintage » Bulbrite - 4W LED Filament Style - B11 - Medium Base This Bulbrite 4 watt, B11 shape decorative LED bulb with an exposed filament provides a unique decorative look. With a warm white, 2700K color temperature, dimmability and a candelabra base, use this bulb in applications where a contemporary ambience is desired. A thin, clear coating of silicone covers glass in compliance with UL standards. LED Technology Notice Due to constantly evolving nature of LED technology, manufacturers will reserve the right to replace this product with next generation technology. We appreciate your understanding and acceptance of this policy. Applications Chandeliers Decorative Sconces Pendants Documents Bulbrite 776552 Spec Sheet Bulbrite 776552 Sell Sheet About Bulbrite Bulbrite has been a leading manufacturer and supplier of innovative, energy-efficient light source solutions for over 40 years. With strong manufacturing expertise and an in-house state-of-the-art testing lab, Bulbrite can ensure high quality for a full line of innovative, award winning lighting products. 40W Equal • 2700K Warm White Light • Dimmable Bulbrite - 4W LED Filament Style - B11 - Medium Base | 2700 | 80 | 400 | 100 | 15000 | 4 | 1 | 8.95 | 8.95 | 10.5166 | 2020Q2 | https://www.topbulb.com/led4b11-27k-fil-d-bulbrite-4w-led-filament-style-b11-medium-base | Top Bulb | 2020 | Yes
LED Lighting | Downlight | Lite the Nite | True |  | LED |  |  | Topbulb » Fixtures » Residential Fixtures » Outdoor » Landscape Flood » Lite the Nite AD115TBZ ¦ 5W LED Landscape Downlight - Aluminum - Bronze Finish - MR16 Lamp - Dimmable This Lite the Nite AD115TBZ is a LED Landscape Downlight Aluminum - Textured Bronze Finish - 5W 12VAC/VDC MR16 Lamp Dimmable. LED Technology Notice Due to constantly evolving nature of LED technology, manufacturers will reserve the right to replace this product with next generation technology. We appreciate your understanding and acceptance of this policy. Documents Lite the Nite AD115TBZ Spec Sheet Lite the Nite AD115TBZ Installation Instructions Ground Stake • 12VAC/VDC • ETL Listed Lite the Nite AD115TBZ ¦ 5W LED Landscape Downlight - Aluminum - Bronze Finish - MR16 Lamp - Dimmable | 3000 | 80 | 430 | 86 | 30000 | 5 | 1 | 82 | 82 | 96.3532 | 2020Q2 | https://www.topbulb.com/lite-the-nite-ad115tbz-led-landscape-downlight-aluminum-textured-bronze-finish-5w-12vac-vdc-mr16-lamp-dimmable | Top Bulb | 2020 | Yes
LED Lighting | Downlight | Lite the Nite | True |  | LED |  |  | Topbulb » Fixtures » Residential Fixtures » Outdoor » Landscape Flood » Lite the Nite BD115BZ ¦ 5W LED Landscape Downlight - Brass - Bronze Finish - MR16 Lamp - Dimmable This Lite the Nite BD115BZ is a LED Landscape Downlight Brass - Bronze Finish - 5W 12VAC/VDC Mr16 Lamp Dimmable Ground Stake. LED Technology Notice Due to constantly evolving nature of LED technology, manufacturers will reserve the right to replace this product with next generation technology. We appreciate your understanding and acceptance of this policy. Documents Lite the Nite BD115BZ Spec Sheet Lite the Nite BD115BZ Installation Instructions 12VAC/VDC • Ground Stake Lite the Nite BD115BZ ¦ 5W LED Landscape Downlight - Brass - Bronze Finish - MR16 Lamp - Dimmable | 3000 | 80 | 430 | 86 | 30000 | 5 | 1 | 139 | 139 | 163.3304 | 2020Q2 | https://www.topbulb.com/lite-the-nite-bd115bz-led-landscape-downlight-brass-bronze-finish-5w-12vac-vdc-mr16-lamp-dimmable-ground-stake | Top Bulb | 2020 | Yes
LED Lighting | Downlight | Lite the Nite | False |  | LED |  |  | Topbulb » Fixtures » Residential Fixtures » Outdoor » Landscape Flood » Lite the Nite BD132BZ ¦ 2.5W LED Landscape Downlight Brass - Bronze Finish - MR8 Lamp This Lite the Nite BD132BZ is a LED Landscape Downlight Brass - Bronze Finish - 2.5W 12VAC/VDC Mr8 Lamp Ground Stake. LED Technology Notice Due to constantly evolving nature of LED technology, manufacturers will reserve the right to replace this product with next generation technology. We appreciate your understanding and acceptance of this policy. Documents Lite the Nite BD132BZ Spec Sheet Lite the Nite BD132BZ Installation Instructions Ground Stake • 12VAC/VDC Lite the Nite BD132BZ ¦ 2.5W LED Landscape Downlight Brass - Bronze Finish - MR8 Lamp | 3000 | 80 | 175 | 70 | 25000 | 2.5 | 1 | 131 | 131 | 153.9301 | 2020Q2 | https://www.topbulb.com/lite-the-nite-bd132bz-led-landscape-downlight-brass-bronze-finish-25w-12vac-vdc-mr8-lamp-ground-stake | Top Bulb | 2020 | No
LED Lighting | A-Type | Philips Lighting | True |  |  | A19 (Arbitrary) | Medium Screw (E26) | Home Lamps, Bulbs, Ballasts Bulbs - LED LED - Traditional Lamps - A-Type 7A19/LED/827-22/E26/DIM-120V Dimmable LED Lamp, 7W, 120V, Bulb: A-Type (A19), Base: Medium Screw (E26), Lumens: 450, CRI: 80, Color Temperature: 2700K, Rated Average Life: 25,000 Hrs, Replaces 40W Incandescent, * Philips P/N 45874-5 *USE SUBSTITUTE #201828* *USE SUBSTITUTE #201828* Philips Lighting 7A19/LED/827-22/E26/DIM-120V *USE SUBSTITUTE #201828* | 2700 | 80 | 450 | 64.2857 |  | 7 | 1 | 6.3 | 6.3 | 7.4027 | 2020Q3 | https://www.rexelusa.com/usr/Root-Category/Lamps,-Bulbs,-Ballasts/Bulbs---LED/LED---Traditional/Lamps---A-Type/Philips-Lighting-7A19-LED-827-22-E26-DIM-120V-USE-SUBSTITUTE-%23201828-/p/995335?prevPageNumber=32 | Rexel Energy Solutions | 2020 | Yes
LED Lighting | Reflector | MaxLite | True |  | LED | BR30 | E26 (Medium) | Topbulb » LED Bulbs » LED Reflector Flood » 65W / 75W Equal » Maxlite 11BR30DLED27/G2 ¦ 11W BR30 LED - 65W Equal - 850 Lumens - 2700K This Maxlite 77630 11BR30DLED27/G2 LED lamp produces 850 lumens and can be used as a direct replacement for a 65 watt incandescent (BR30) reflector flood. Features include: Smooth aluminum housing with ANSI standard form factor Dimmable down to 10% Operating temperature: -4°F to 104°F Suitable for use in damp locations Not for use in enclosed luminaires See the document below for complete specifications. LED Technology Notice Due to constantly evolving nature of LED technology, manufacturers will reserve the right to replace this product with next generation technology. We appreciate your understanding and acceptance of this policy. Utility/Government Incentives Documents Maxlite 11BR30DLED27/G2 Spec Sheet Lamps • BR Lamps • 11BR30DLED27/G2 Maxlite 11BR30DLED27/G2 ¦ 11W BR30 LED - 65W Equal - 850 Lumens - 2700K | 2700 | 82 | 850 | 77.2727 | 25000 | 11 | 1 | 4.95 | 4.95 | 5.8164 | 2020Q2 | https://www.topbulb.com/mxl77630-maxlite-11br30dled27-g2-11w-dim-br30-2700k-g2 | Top Bulb | 2020 | Yes
LED Lighting | Reflector | MaxLite | True |  | LED | BR40 | E26 (Medium) | Topbulb » LED Bulbs » LED Reflector Flood » 100W / 120W Equal » Maxlite 17BR40DLED27/G2 ¦ 17W BR40 LED - 100W Equal - 1400 Lumens - 2700K This Maxlite 77633 17BR40DLED27/G2 LED lamp produces 1400 lumens and can be used as a direct replacement for a 100 watt incandescent (BR40) reflector flood. Features include: Smooth aluminum housing with ANSI standard form factor Dimmable down to 10% Operating temperature: -4°F to 104°F Suitable for use in damp locations Not for use in enclosed luminaires See the document below for complete specifications. LED Technology Notice Due to constantly evolving nature of LED technology, manufacturers will reserve the right to replace this product with next generation technology. We appreciate your understanding and acceptance of this policy. Utility/Government Incentives Documents Maxlite 17BR40DLED27/G2 Spec Sheet Lamps • BR Lamps • 17BR40DLED27/G2 Maxlite 17BR40DLED27/G2 ¦ 17W BR40 LED - 100W Equal - 1400 Lumens - 2700K | 2700 | 82 | 1400 | 82.3529 | 25000 | 17 | 1 | 8.95 | 8.95 | 10.5166 | 2020Q2 | https://www.topbulb.com/mxl77633-maxlite-17br40dled27-g2-17w-dim-br40-2700k-g2 | Top Bulb | 2020 | Yes
LED Lighting | Reflector | MaxLite | True |  | LED | BR40 | E26 (Medium) | Topbulb » LED Bulbs » LED Reflector Flood » 100W / 120W Equal » Maxlite 17BR40DLED30/G2 ¦ 17W BR40 LED - 100W Equal - 1400 Lumens - 3000K This Maxlite 77634 17BR40DLED30/G2 LED lamp produces 1400 lumens and can be used as a direct replacement for a 100 watt incandescent (BR40) reflector flood. Features include: Smooth aluminum housing with ANSI standard form factor Dimmable down to 10% Operating temperature: -4°F to 104°F Suitable for use in damp locations Not for use in enclosed luminaires See the document below for complete specifications. LED Technology Notice Due to constantly evolving nature of LED technology, manufacturers will reserve the right to replace this product with next generation technology. We appreciate your understanding and acceptance of this policy. Utility/Government Incentives Documents Maxlite 17BR40DLED30/G2 Spec Sheet Lamps • BR Lamps • 17BR40DLED30/G2 Maxlite 17BR40DLED30/G2 ¦ 17W BR40 LED - 100W Equal - 1400 Lumens - 3000K | 3000 | 82 | 1400 | 82.3529 | 25000 | 17 | 1 | 8.95 | 8.95 | 10.5166 | 2020Q2 | https://www.topbulb.com/mxl77634-maxlite-17br40dled30-g2-17w-dim-br40-3000k-g2 | Top Bulb | 2020 | Yes
LED Lighting | Reflector | MaxLite | True |  | LED | BR40 | E26 (Medium) | Topbulb » LED Bulbs » LED Reflector Flood » 100W / 120W Equal » Maxlite 17BR40DLED40/G2 ¦ 17W BR40 LED - 100W Equal - 1400 Lumens - 4000K This Maxlite 77635 17BR40DLED40/G2 LED lamp produces 1400 lumens and can be used as a direct replacement for a 100 watt incandescent (BR40) reflector flood. Features include: Smooth aluminum housing with ANSI standard form factor Dimmable down to 10% Operating temperature: -4°F to 104°F Suitable for use in damp locations Not for use in enclosed luminaires See the document below for complete specifications. LED Technology Notice Due to constantly evolving nature of LED technology, manufacturers will reserve the right to replace this product with next generation technology. We appreciate your understanding and acceptance of this policy. Utility/Government Incentives Documents Maxlite 17BR40DLED40/G2 Spec Sheet Lamps • BR Lamps • 17BR40DLED40/G2 Maxlite 17BR40DLED40/G2 ¦ 17W BR40 LED - 100W Equal - 1400 Lumens - 4000K | 4000 | 82 | 1400 | 82.3529 | 25000 | 17 | 1 | 8.95 | 8.95 | 10.5166 | 2020Q2 | https://www.topbulb.com/mxl77635-maxlite-17br40dled40-g2-17w-dim-br40-4000k-g2 | Top Bulb | 2020 | Yes
LED Lighting | Downlight | NICOR | True |  | LED |  |  | Topbulb » Brands » Nicor » Downlights » Nicor CLR6-10-UNV-30K-WH ¦ 10W LED Recessed Downlight - 6" - 1000 Lumens - 3000K Designed for both new construction and retrofit applications, the CLR Series can be installed directly into drywall, a ceiling grid or an existing 6” CFL mounting frame with its spring loaded retention tabs and a J-box cable connection. Offering a full range of dimming from 0-10 volts, the base fixture is white but has available trims in nickel, oilrubbed bronze and black making it adaptable to most any environment. The versatility of this light source is perfect for commercial applications, such as educational and governmental facilities, retail and grocery lighting, offices or hospitality. Features include: Integrated LED driver, no bulbs or accessories required. Does not require a housing, mounts directly to ceiling. (can also fit into 6-inch CFL Frame) Adjustable, spring loaded retention tabs allow for easy and secure installation. Housing not required. Wet Location Rated Fully dimmable down to 10% (0-10VDC) Can be used with both 120V or 277V input Voltage Uses only 10-Watts and produces over 1,000 Lumens Features a cast aluminum heat sink to draw off heat and keep the unit cool. Lifetime rated for over 60,000 hours of use. No maintenance required. Protected by NICOR's 5 Year Limited Warranty See the documents below for complete specifications, installation instructions and additional options. LED Technology Notice Due to constantly evolving nature of LED technology, manufacturers will reserve the right to replace this product with next generation technology. We appreciate your understanding and acceptance of this policy. Utility/Government Incentives Documents Nicor CLR6-10-UNV-30K-WH Spec Sheet Nicor CLR6-10-UNV-30K-WH Brochure Nicor CLR6-10-UNV-30K-WH Installation Instructions 60,000 Hour LED • 120-277V • Housing Not Required Nicor CLR6-10-UNV-30K-WH ¦ 10W LED Recessed Downlight - 6" - 1000 Lumens - 3000K | 3000 | 83 | 1001 | 100.1 | 60000 | 10 | 1 | 61.95 | 61.95 | 72.7936 | 2020Q2 | https://www.topbulb.com/nicor-clr6-10-unv-30k-wh-clr-6-in-white-commercial-led-recessed-downlight-in-3000k-housing-not-required | Top Bulb | 2020 | Yes
LED Lighting | Downlight | NICOR | True |  | LED |  |  | Topbulb » Brands » Nicor » Downlights » Nicor CLR6-10-UNV-40K-WH ¦ 10W LED Recessed Downlight - 6" - 1050 Lumens - 4000K Designed for both new construction and retrofit applications, the CLR Series can be installed directly into drywall, a ceiling grid or an existing 6” CFL mounting frame with its spring loaded retention tabs and a J-box cable connection. Offering a full range of dimming from 0-10 volts, the base fixture is white but has available trims in nickel, oilrubbed bronze and black making it adaptable to most any environment. The versatility of this light source is perfect for commercial applications, such as educational and governmental facilities, retail and grocery lighting, offices or hospitality. Features include: Integrated LED driver, no bulbs or accessories required. Does not require a housing, mounts directly to ceiling. (can also fit into 6-inch CFL Frame) Adjustable, spring loaded retention tabs allow for easy and secure installation. Housing not required. Wet Location Rated Fully dimmable down to 10% (0-10VDC) Can be used with both 120V or 277V input Voltage Uses only 10-Watts and produces over 1,000 Lumens Features a cast aluminum heat sink to draw off heat and keep the unit cool. Lifetime rated for over 60,000 hours of use. No maintenance required. Protected by NICOR's 5 Year Limited Warranty See the documents below for complete specifications, installation instructions and additional options. LED Technology Notice Due to constantly evolving nature of LED technology, manufacturers will reserve the right to replace this product with next generation technology. We appreciate your understanding and acceptance of this policy. Utility/Government Incentives Documents Nicor CLR6-10-UNV-40K-WH Spec Sheet Nicor CLR6-10-UNV-40K-WH Brochure Nicor CLR6-10-UNV-40K-WH Installation Instructions 60,000 Hour LED • 120-277V • Housing Not Required Nicor CLR6-10-UNV-40K-WH ¦ 10W LED Recessed Downlight - 6" - 1050 Lumens - 4000K | 4000 | 83 | 1051 | 105.1 | 60000 | 10 | 1 | 61.95 | 61.95 | 72.7936 | 2020Q2 | https://www.topbulb.com/nicor-clr6-10-unv-40k-wh-clr-6-in-white-commercial-led-recessed-downlight-in-4000k-housing-not-required | Top Bulb | 2020 | Yes
LED Lighting | Downlight | NICOR | True |  | LED Array |  |  | Topbulb » Brands » Nicor » Downlights » Nicor DLR4-3006-120-2K-WH ¦ 10W LED Recessed Downlight - 4" - 674 Lumen - 2700K - White The DLR4 from NICOR is a 4 inch recessed LED downlight that is ideal for both retrofit and new construction. Redesigned to boost energy efficiency, the LED light engine draws only 10 watts while producing 674 lumens. The enriched 90+ CRI provides superior color quality, along with an R9 greater than 50. Not only is the light quality better, but this design improvement meets new industry standards like Title 24 and CEC. See the documents below for complete specifications, installation instructions and additional options. Utility/Government Incentives Documents Nicor DLR4-3006-120-2K-WH Spec Sheet Nicor DLR4-3006-120-2K-WH Brochure Nicor DLR4-3006-120-2K-WH Installation Instructions 53,000 Hour LED • 120V Input Nicor DLR4-3006-120-2K-WH ¦ 10W LED Recessed Downlight - 4" - 674 Lumen - 2700K - White | 2700 | 91 | 612 | 61.2 | 53000 | 10 | 1 | 16.95 | 16.95 | 19.9169 | 2020Q2 | https://www.topbulb.com/nicor-dlr4-3006-120-2k-wh-4-in-white-led-recessed-downlight-in-2700k | Top Bulb | 2020 | Yes
LED Lighting | Downlight | NICOR | True |  | LED Array |  |  | Topbulb » Brands » Nicor » Downlights » Nicor DLR4-3006-120-5K-WH ¦ 10W LED Recessed Downlight - 4" - 674 Lumen - 5000K - White The DLR4 from NICOR is a 4 inch recessed LED downlight that is ideal for both retrofit and new construction. Redesigned to boost energy efficiency, the LED light engine draws only 10 watts while producing 674 lumens. The enriched 90+ CRI provides superior color quality, along with an R9 greater than 50. Not only is the light quality better, but this design improvement meets new industry standards like Title 24 and CEC. See the documents below for complete specifications, installation instructions and additional options. Utility/Government Incentives Documents Nicor DLR4-3006-120-5K-WH Spec Sheet Nicor DLR4-3006-120-5K-WH Brochure Nicor DLR4-3006-120-5K-WH Installation Instructions 53,000 Hour LED • 120V Input Nicor DLR4-3006-120-5K-WH ¦ 10W LED Recessed Downlight - 4" - 674 Lumen - 5000K - White | 5000 | 91 | 674 | 67.4 | 53000 | 10 | 1 | 16.95 | 16.95 | 19.9169 | 2020Q2 | https://www.topbulb.com/nicor-dlr4-3006-120-5k-wh-4-in-white-led-recessed-downlight-in-5000k | Top Bulb | 2020 | Yes
LED Lighting | Downlight | NICOR | True |  | LED Array |  |  | Topbulb » Brands » Nicor » Downlights » Nicor DLR56-3008-120-2K-WH ¦ 13W LED Recessed Downlight - 6" - 800 Lumen - 2700K - White The DLR56 from NICOR is a 5” & 6” recessed LED downlight that is ideal for both retrofit and new construction alike. Redesigned to boost energy efficiency, the LED light engine draws only 13 watts while producing over 800 lumens. The enriched 90+ CRI provides superior color quality, along with an R9 greater than 60. Not only is the light quality better, but this design improvement meets new industry standards like Title 24 and CEC. See the documents below for complete specifications, installation instructions and additional options. Utility/Government Incentives Documents Nicor DLR56-3008-120-2K-WH Spec Sheet Nicor DLR56-3008-120-2K-WH Installation Instructions 53,000 Hour LED • 120V Input Nicor DLR56-3008-120-2K-WH ¦ 13W LED Recessed Downlight - 6" - 800 Lumen - 2700K - White | 2700 | 91 | 798 | 66.5 | 53000 | 12 | 1 | 16.95 | 16.95 | 19.9169 | 2020Q2 | https://www.topbulb.com/nicor-dlr56-3008-120-2k-wh-6-in-white-800-lumen-led-recessed-downlight-in-2700k | Top Bulb | 2020 | Yes
LED Lighting | Downlight | NICOR | True |  | LED Array |  |  | Topbulb » Brands » Nicor » Downlights » Nicor DLR56-3008-120-4K-WH ¦ 13W LED Recessed Downlight - 6" - 800 Lumen - 4000K - White The DLR56 from NICOR is a 5” & 6” recessed LED downlight that is ideal for both retrofit and new construction alike. Redesigned to boost energy efficiency, the LED light engine draws only 13 watts while producing over 800 lumens. The enriched 90+ CRI provides superior color quality, along with an R9 greater than 60. Not only is the light quality better, but this design improvement meets new industry standards like Title 24 and CEC. See the documents below for complete specifications, installation instructions and additional options. Utility/Government Incentives Documents Nicor DLR56-3008-120-4K-WH Spec Sheet Nicor DLR56-3008-120-4K-WH Installation Instructions 53,000 Hour LED • 120V INput Nicor DLR56-3008-120-4K-WH ¦ 13W LED Recessed Downlight - 6" - 800 Lumen - 4000K - White | 4000 | 91 | 806 | 67.1667 | 53000 | 12 | 1 | 16.95 | 16.95 | 19.9169 | 2020Q2 | https://www.topbulb.com/nicor-dlr56-3008-120-4k-wh-6-in-white-800-lumen-led-recessed-downlight-in-4000k | Top Bulb | 2020 | Yes
LED Lighting | Downlight | NICOR | True |  | LED Array |  |  | Topbulb » Brands » Nicor » Downlights » Nicor DLR56-3008-120-5K-WH ¦ 13W LED Recessed Downlight - 6" - 800 Lumen - 5000K - White The DLR56 from NICOR is a 5” & 6” recessed LED downlight that is ideal for both retrofit and new construction alike. Redesigned to boost energy efficiency, the LED light engine draws only 13 watts while producing over 800 lumens. The enriched 90+ CRI provides superior color quality, along with an R9 greater than 60. Not only is the light quality better, but this design improvement meets new industry standards like Title 24 and CEC. See the documents below for complete specifications, installation instructions and additional options. Utility/Government Incentives Documents Nicor DLR56-3008-120-5K-WH Spec Sheet Nicor DLR56-3008-120-5K-WH Installation Instructions 53,000 Hour LED • 120V Input Nicor DLR56-3008-120-5K-WH ¦ 13W LED Recessed Downlight - 6" - 800 Lumen - 5000K - White | 5000 | 91 | 879 | 73.25 | 53000 | 12 | 1 | 16.95 | 16.95 | 19.9169 | 2020Q2 | https://www.topbulb.com/nicor-dlr56-3008-120-5k-wh-6-in-white-800-lumen-led-recessed-downlight-in-5000k | Top Bulb | 2020 | Yes
LED Lighting | Downlight | NICOR | True |  | LED Array |  |  | Topbulb » Brands » Nicor » Downlights » Nicor DQR5-10-120-2K-WH-BF ¦ 14.5W LED Recessed Downlight - 5" Square Baffle - 1103 Lumens - 2700K The Nicor DQR5 recessed downlight series includes the added design aesthetic of a square trim. Compatible with most 5” recessed housings, this luminaire delivers incredible color accuracy with 90+ CRI and flexible dimming capabilities. Designed to boost energy efficiency, the LED light engine draws only 14.5 watts while achieving a light output to over 1100 lumens. CRI is over 90 with an R9 greater than 50. The DQR5 is an ideal commercial, retail, institutional or residential downlight choice for retrofit or new construction. From LED color rendering and trim finishes to fixture performance, the design style blends nicely with other fixtures in this design series. Utility/Government Incentives Documents Nicor DQR5-10-120-2K-WH-BF Spec Sheet 50,000 Hours • 120V Input • White Finish Nicor DQR5-10-120-2K-WH-BF ¦ 14.5W LED Recessed Downlight - 5" Square Baffle - 1103 Lumens - 2700K | 2700 | 90 | 1103 | 68.9375 | 50000 | 16 | 1 | 52.95 | 52.95 | 62.2183 | 2020Q2 | https://www.topbulb.com/nicor-dqr5-10-120-2k-wh-bf-5-in-white-square-led-recessed-downlight-in-2700k | Top Bulb | 2020 | Yes
LED Lighting | Downlight | NICOR | True |  | LED Array |  |  | Topbulb » Brands » Nicor » Downlights » Nicor DQR5-10-120-3K-WH-BF ¦ 14.5W LED Recessed Downlight - 5" Square Baffle - 1190 Lumens - 3000K The Nicor DQR5 recessed downlight series includes the added design aesthetic of a square trim. Compatible with most 5” recessed housings, this luminaire delivers incredible color accuracy with 90+ CRI and flexible dimming capabilities. Designed to boost energy efficiency, the LED light engine draws only 14.5 watts while achieving a light output to over 1100 lumens. CRI is over 90 with an R9 greater than 50. The DQR5 is an ideal commercial, retail, institutional or residential downlight choice for retrofit or new construction. From LED color rendering and trim finishes to fixture performance, the design style blends nicely with other fixtures in this design series. Utility/Government Incentives Documents Nicor DQR5-10-120-3K-WH-BF Spec Sheet 50,000 Hour LED • 120V Input • White Finish Nicor DQR5-10-120-3K-WH-BF ¦ 14.5W LED Recessed Downlight - 5" Square Baffle - 1190 Lumens - 3000K | 3000 | 90 | 1191 | 74.4375 | 50000 | 16 | 1 | 52.95 | 52.95 | 62.2183 | 2020Q2 | https://www.topbulb.com/nicor-dqr5-10-120-3k-wh-bf-5-in-white-square-led-recessed-downlight-in-3000k | Top Bulb | 2020 | Yes
LED Lighting | Downlight | NICOR | True |  | LED Array |  |  | Topbulb » Brands » Nicor » Downlights » Nicor DQR5-10-120-4K-WH-BF ¦ 14.5W LED Recessed Downlight - 5" Square Baffle - 1190 Lumens - 4000K The Nicor DQR5 recessed downlight series includes the added design aesthetic of a square trim. Compatible with most 5” recessed housings, this luminaire delivers incredible color accuracy with 90+ CRI and flexible dimming capabilities. Designed to boost energy efficiency, the LED light engine draws only 14.5 watts while achieving a light output to over 1100 lumens. CRI is over 90 with an R9 greater than 50. The DQR5 is an ideal commercial, retail, institutional or residential downlight choice for retrofit or new construction. From LED color rendering and trim finishes to fixture performance, the design style blends nicely with other fixtures in this design series. Utility/Government Incentives Documents Nicor DQR5-10-120-4K-WH-BF Spec Sheet 50,000 Hour LED • 120V Input • White Finish Nicor DQR5-10-120-4K-WH-BF ¦ 14.5W LED Recessed Downlight - 5" Square Baffle - 1190 Lumens - 4000K | 4000 | 90 | 1191 | 74.4375 | 50000 | 16 | 1 | 52.95 | 52.95 | 62.2183 | 2020Q2 | https://www.topbulb.com/nicor-dqr5-10-120-4k-wh-bf-5-in-white-square-led-recessed-downlight-in-4000k | Top Bulb | 2020 | Yes
LED Lighting | Decorative | Philips | False |  | LED |  | 2G11 | Topbulb » Brands » Philips » LED Lamps and Tubes » LED Tubes » Philips 456634 ¦ 16.5W LED - 40W CFL Equal - 2G11 - 3000K - Ballast Compatible - 10/Case This Philips 16.5PL-LED/24-3000 IF replacement for 2G11 base fluorescent lamps provides a simple, plug-n-play installation when the existing fluorescent fixture uses an electronic instant start ballast. Price shown is for a case of 10 lamps. See the document below for complete specifications. LED Technology Notice Due to constantly evolving nature of LED technology, manufacturers will reserve the right to replace this product with next generation technology. We appreciate your understanding and acceptance of this policy. Documents Philips 456634 Spec Sheet About Philips For over 123 years, Philips Lighting has been a global marketplace leader known for pioneering innovative lighting technology and products. Philips serves both individual consumers and businesses with a diverse, high quality product selection across a full range of market segments. The product selection provides for the needs of these markets through light sources, luminaires, electronics, controls, and full applications and solutions. 40,000 Hours • Operates On Electronic Instant Start Ballast Philips 456634 ¦ 16.5W LED - 40W CFL Equal - 2G11 - 3000K - Ballast Compatible - 10/Case | 3000 | 82 | 1900 | 115.1515 | 40000 | 16.5 | 1 | 188.95 | 188.95 | 222.0236 | 2020Q2 | https://www.topbulb.com/philips-456634-16-5pl-led-24-3000-if-10-1-10-case | Top Bulb | 2020 | No
LED Lighting | Decorative | Philips | False |  | LED |  | 2G11 | Topbulb » Brands » Philips » LED Lamps and Tubes » LED Tubes » Philips 456641 ¦ 16.5W LED - 40W CFL Equal - 2G11 - 3500K - Ballast Compatible - 10/Case This Philips 16.5PL-LED/24-3000 IF replacement for 2G11 base fluorescent lamps provides a simple, plug-n-play installation when the existing fluorescent fixture uses an electronic instant start ballast. Price shown is for a case of 10 lamps. See the document below for complete specifications. LED Technology Notice Due to constantly evolving nature of LED technology, manufacturers will reserve the right to replace this product with next generation technology. We appreciate your understanding and acceptance of this policy. Documents Philips 456641 Spec Sheet About Philips For over 123 years, Philips Lighting has been a global marketplace leader known for pioneering innovative lighting technology and products. Philips serves both individual consumers and businesses with a diverse, high quality product selection across a full range of market segments. The product selection provides for the needs of these markets through light sources, luminaires, electronics, controls, and full applications and solutions. 40,000 Hours • Operates On Electronic Instant Start Ballast Philips 456641 ¦ 16.5W LED - 40W CFL Equal - 2G11 - 3500K - Ballast Compatible - 10/Case | 3500 | 82 | 2000 | 121.2121 | 40000 | 16.5 | 1 | 188.95 | 188.95 | 222.0236 | 2020Q2 | https://www.topbulb.com/philips-456641-16-5pl-led-24-3500-if-10-1-10-case | Top Bulb | 2020 | No
LED Lighting | Decorative | Philips | False |  | LED |  | 2G11 | Topbulb » Brands » Philips » LED Lamps and Tubes » LED Tubes » Philips 456658 ¦ 16.5W LED - 40W CFL Equal - 2G11 - 4000K - Ballast Compatible - 10/Case This Philips 16.5PL-LED/24-3000 IF replacement for 2G11 base fluorescent lamps provides a simple, plug-n-play installation when the existing fluorescent fixture uses an electronic instant start ballast. Price shown is for a case of 10 lamps. See the document below for complete specifications. LED Technology Notice Due to constantly evolving nature of LED technology, manufacturers will reserve the right to replace this product with next generation technology. We appreciate your understanding and acceptance of this policy. Documents Philips 456658 Spec Sheet About Philips For over 123 years, Philips Lighting has been a global marketplace leader known for pioneering innovative lighting technology and products. Philips serves both individual consumers and businesses with a diverse, high quality product selection across a full range of market segments. The product selection provides for the needs of these markets through light sources, luminaires, electronics, controls, and full applications and solutions. 40,000 Hours • Operates On Electronic Instant Start Ballast Philips 456658 ¦ 16.5W LED - 40W CFL Equal - 2G11 - 4000K - Ballast Compatible - 10/Case | 4000 | 82 | 2100 | 127.2727 | 40000 | 16.5 | 1 | 188.95 | 188.95 | 222.0236 | 2020Q2 | https://www.topbulb.com/philips-456658-16-5pl-led-24-4000-if-10-1-10-case | Top Bulb | 2020 | No
LED Lighting | Reflector | Philips | True | Scene Controls, | LED |  | E26 (Medium) | Topbulb » LED Bulbs » LED Reflector Flood » 45W / 50W Equal » Philips 456979 ¦ 6W R20 LED - 45W Equal - Flood - 2200K - 2700K The Philips R20 Dimmable LED lamp features AirFlux technology that provide a soft, diffused level of light and smooth dimming. The sleek, lightweight design is ideal for downlighting. This LED also provides tunable color temperature from amber (2200K) to warm white (2700K). Use this long life, energy saving LED as a directly replacement for 45 watt to 50 watt incandescent R20 bulbs. See the document below for complete specifications. LED Technology Notice Due to constantly evolving nature of LED technology, manufacturers will reserve the right to replace this product with next generation technology. We appreciate your understanding and acceptance of this policy. Documents Philips 456979 Spec Sheet About Philips For over 123 years, Philips Lighting has been a global marketplace leader known for pioneering innovative lighting technology and products. Philips serves both individual consumers and businesses with a diverse, high quality product selection across a full range of market segments. The product selection provides for the needs of these markets through light sources, luminaires, electronics, controls, and full applications and solutions. 25,000 Hours • Tunable Color Temperature • Dimmable Philips 456979 ¦ 6W R20 LED - 45W Equal - Flood - 2200K - 2700K | 2200 | 80 | 450 | 75 | 25000 | 6 | 1 | 7.95 | 7.95 | 9.3416 | 2020Q2 | https://www.topbulb.com/philips-456979-6r20-led-827-22-dim-120v | Top Bulb | 2020 | Yes
LED Lighting | Reflector | Philips | True |  | LED | MR16 | GU5.3 | Topbulb » LED Bulbs » LED MR16 » 12V MR16 » 35W Equal » Philips 457587 ¦ 6.6W MR16 LED - 35W Equal - 12V - 25° Narrow Flood - 3000K This Philips 12 volt MR16 dimmable LED lamp provides directional illumination ideal for track and open recessed fixtures in retail, hospitality and residential spaces. Increased transformer compatibility allows for operation on a wider range of transformers. See the document below for complete specifications. LED Technology Notice Due to constantly evolving nature of LED technology, manufacturers will reserve the right to replace this product with next generation technology. We appreciate your understanding and acceptance of this policy. Documents Philips 457587 Spec Sheet About Philips For over 123 years, Philips Lighting has been a global marketplace leader known for pioneering innovative lighting technology and products. Philips serves both individual consumers and businesses with a diverse, high quality product selection across a full range of market segments. The product selection provides for the needs of these markets through light sources, luminaires, electronics, controls, and full applications and solutions. 25,000 Hours • GU5.3 Base • Dimmable Philips 457587 ¦ 6.6W MR16 LED - 35W Equal - 12V - 25° Narrow Flood - 3000K | 3000 | 80 | 395 | 59.8485 | 25000 | 6.6 | 1 | 9.95 | 9.95 | 11.6916 | 2020Q2 | https://www.topbulb.com/philips-457587-6-6mr16-f25-3000-dim-12v | Top Bulb | 2020 | Yes
LED Lighting | Downlight | Philips | True |  | LED |  | E26 (Medium) | Topbulb » LED Bulbs » LED Reflector Flood » 65W / 75W Equal » Philips 458102 ¦ 9W BR30 LED - 65W Equal - Soft Warm White - Dimmable This Philips dimmable LED BR30 reflector flood provides a soft, warm white diffused illumination and smooth dimming. The sleek, lightweight design of this 9 watt LED is ideal for replacement of 65 watt incandescent BR30 bulbs often used in downlights. See the document below for complete specifications. LED Technology Notice Due to constantly evolving nature of LED technology, manufacturers will reserve the right to replace this product with next generation technology. We appreciate your understanding and acceptance of this policy. Documents Philips 458102 Spec Sheet About Philips For over 123 years, Philips Lighting has been a global marketplace leader known for pioneering innovative lighting technology and products. Philips serves both individual consumers and businesses with a diverse, high quality product selection across a full range of market segments. The product selection provides for the needs of these markets through light sources, luminaires, electronics, controls, and full applications and solutions. 10,000 Hours • 2700K Philips 458102 ¦ 9W BR30 LED - 65W Equal - Soft Warm White - Dimmable | 2700 | 80 | 650 | 72.2222 | 10000 | 9 | 1 | 6.95 | 6.95 | 8.1665 | 2020Q2 | https://www.topbulb.com/philips-458102-9br30-led-827-dim-120v | Top Bulb | 2020 | Yes
LED Lighting | Downlight | Philips | True |  | LED Array |  |  | Topbulb » Fixtures » Commercial Fixtures » Indoor » Recessed Downlights » LED - Retrofit » 4" Retrofit » Philips 800003 ¦ 8.5W LED Downlight Retrofit - 50W Equal - 4" - Flood - 2700K - Dimmable This Philips Energy Star certified LED recessed retrofit downlight features a medium based socket adapter for easy installation. The Philips LED downlight has a white trim that provides a clean look and a bright white light, making it ideal for general lighting. Fully dimmable to 10%, this LED retrofit downlight is suitable for both wet and dry locations and is an ideal choice to upgrade the aesthetics of offices, conference rooms, reception and, lobby areas. See the document below for complete specifications. Utility/Government Incentives Documents Philips 800003 Spec Sheet About Philips For over 123 years, Philips Lighting has been a global marketplace leader known for pioneering innovative lighting technology and products. Philips serves both individual consumers and businesses with a diverse, high quality product selection across a full range of market segments. The product selection provides for the needs of these markets through light sources, luminaires, electronics, controls, and full applications and solutions. 50,000 Hours • CRI 90 • Wet Listed Philips 800003 ¦ 8.5W LED Downlight Retrofit - 50W Equal - 4" - Flood - 2700K - Dimmable | 2700 | 90 | 520 | 57.7778 | 50000 | 9 | 1 | 19.95 | 19.95 | 23.442 | 2020Q2 | https://www.topbulb.com/philips-800003-4-8-5w-120v-white-2700k-dimmable-recessed-downlight-medium-e26-socket-adapter-reflector-flood-hatton | Top Bulb | 2020 | Yes
LED Lighting | Downlight | Philips | True |  | LED Array |  |  | Topbulb » Fixtures » Commercial Fixtures » Indoor » Recessed Downlights » LED - Retrofit » 4" Retrofit » Philips 800029 ¦ 8.5W LED Downlight Retrofit - 50W Equal - 4" - Flood - 5000K - Dimmable This Philips Energy Star certified LED recessed retrofit downlight features a medium based socket adapter for easy installation. The Philips LED downlight has a white trim that provides a clean look and a bright white light, making it ideal for general lighting. Fully dimmable to 10%, this LED retrofit downlight is suitable for both wet and dry locations and is an ideal choice to upgrade the aesthetics of offices, conference rooms, reception and, lobby areas. See the document below for complete specifications. Utility/Government Incentives Documents Philips 800029 Spec Sheet About Philips For over 123 years, Philips Lighting has been a global marketplace leader known for pioneering innovative lighting technology and products. Philips serves both individual consumers and businesses with a diverse, high quality product selection across a full range of market segments. The product selection provides for the needs of these markets through light sources, luminaires, electronics, controls, and full applications and solutions. 50,000 Hours • CRI 83 • Wet Listed Philips 800029 ¦ 8.5W LED Downlight Retrofit - 50W Equal - 4" - Flood - 5000K - Dimmable | 5000 | 83 | 680 | 75.5556 | 50000 | 9 | 1 | 19.95 | 19.95 | 23.442 | 2020Q2 | https://www.topbulb.com/philips-800029-4-8-5w-120v-white-5000k-dimmable-recessed-downlight-medium-e26-socket-adapter-reflector-flood-hatton | Top Bulb | 2020 | Yes
LED Lighting | Downlight | Philips | True |  | LED Array |  |  | Topbulb » Fixtures » Commercial Fixtures » Indoor » Recessed Downlights » LED - Retrofit » 5" / 6" Retrofit » Philips 800060 ¦ 10W LED Downlight Retrofit - 65W Equal - 5"/6" - Flood - 5000K - Dimmable This Philips Energy Star certified LED recessed retrofit downlight features a medium based socket adapter for easy installation. The Philips LED downlight has a white trim that provides a clean look and a bright white light, making it ideal for general lighting. Fully dimmable to 10%, this LED retrofit downlight is suitable for both wet and dry locations and is an ideal choice to upgrade the aesthetics of offices, conference rooms, reception and, lobby areas. See the document below for complete specifications. Utility/Government Incentives Documents Philips 800060 Spec Sheet About Philips For over 123 years, Philips Lighting has been a global marketplace leader known for pioneering innovative lighting technology and products. Philips serves both individual consumers and businesses with a diverse, high quality product selection across a full range of market segments. The product selection provides for the needs of these markets through light sources, luminaires, electronics, controls, and full applications and solutions. 50,000 Hours • CRI 83 • Wet Listed Philips 800060 ¦ 10W LED Downlight Retrofit - 65W Equal - 5"/6" - Flood - 5000K - Dimmable | 5000 | 83 | 800 | 80 | 50000 | 10 | 1 | 19.95 | 19.95 | 23.442 | 2020Q2 | https://www.topbulb.com/philips-800060-5-6-10w-120v-white-5000k-dimmable-recessed-downlight-medium-e26-socket-adapter-reflector-flood-hatton | Top Bulb | 2020 | Yes
LED Lighting | Downlight | RAB Lighting | True |  |  |  |  | Topbulb » Fixtures » Commercial Fixtures » Outdoor » Floodlighting » Slipfitter / Stem / Knuckle Mount » RAB Lighting BULLET12 ¦ 12W LED Floodlight - 75W Halogen Equal The RAB 12 watt bullet style LED floodlight is designed to replace a 75 watt halogen floodlight while providing a 100,000 hour rated LED light source life (25+ years) compared to a 2,000 hour life for halogen. The low profile design of this bullet fixture measures 4 3/4" x 4 1/2" while delivering 1,914 lumens. Additional features include: Adjustable Head Mount as downlight or uplight Microprismatic acrylic diffusion lens for smooth and even light distribution that eliminates glare Integrated TRIAC and ELV dimming Reflector: semi-specular, vacuum metalized polycarbonate IESNA LM-79, LM-80 testing California Title 24 compliant 5-year manufacturer limited warranty See the document below for complete specifications. Documents RAB Bullet Flood Spec Sheet 100,000 Hour LED • Adjustable Head RAB Lighting BULLET12 ¦ 12W LED Floodlight - 75W Halogen Equal |  |  | 1914 | 159.5 | 100000 | 12 | 1 | 70.1 | 70.1 | 82.3702 | 2020Q2 | https://www.topbulb.com/rab-lighting-bullet12-12w-led-bullet-floodlight | Top Bulb | 2020 | Yes
LED Lighting | Downlight | Soraa | True | Daylighting/Photocell, | LED | PAR38 | E26 (Medium) | Topbulb » LED Bulbs » LED PAR » LED PAR38 » 100W Equal » Soraa 00997 - 18.5W PAR38 - 100W Equal - 36° Beam Angle - CRI 95 Shipping NoticeSoraa Considers this item a Standard product, which will ship within four to five weeks of ordering if not currently in stock.SORAA LED PAR38 Vivid Series lamps are designed to provide exceptional color characteristics and beam control. Intended for use in PAR38 compatible recessed downlights, track lighting and other indoor and outdoor installations. These lamps directly replace PAR38 halogen equivalent. The Vivid Series provides accurate color rendering across the visible spectrum from 400nm to 700nm, with a CRI of 95 and R9 of 95. Whiteness rendering matches or exceeds that of halogen sources at 2700K and 3000K. Other features include: 35,000 hour rated life (compared to 2,000 hours for halogen) 85% more efficient than halogen Compatible with standard fixtures, directly replaces halogen bulbs Suitable for fully enclosed fixtures (can be used with front glass cover) Designed to safely turn down in any thermal environment not conducive to minimum airflow or proper ventilation Indoor / Outdoor - suitable for damp locations Dimmable with trailing edge and leading edge phase cut dimmers 3-year warranty See the document below for complete specifications and photometrics. LED Technology Notice Due to constantly evolving nature of LED technology, manufacturers will reserve the right to replace this product with next generation technology. We appreciate your understanding and acceptance of this policy. Applications Art Gallery Hospitality Museum Recessed Lighting Retail Track Lighting Documents Soraa SP38-18-36D-930-03 Specification Sheet About Soraa LED manufacturer SORRA utilizes gallium nitride on gallium nitride (GaN on GaN) LED technology that emits more light per LED material, handles more electric current per area and has extremely precise crystals enabling full visible spectrum light. SORAA has built a line of lamps and light engines around this innovative light source. SORAA’s distinctive products feature an intense single point source LED with full visible spectrum light, Flicker Free digital driver, unique heat dissipating heat sink, and point source optics. SORAA is headquartered in Fremont, California, where a talented team manufactures the GaN on GaN LEDs in a semiconductor fabrication facility. They are also building a new facility in Syracuse, New York. SORAA has sales offices and distributors worldwide. 35,000 Hours • Natural White Technology • Dimmable Soraa 00997 - 18.5W PAR38 - 100W Equal - 36° Beam Angle - CRI 95 | 3000 | 95 | 1000 | 54.0541 | 35000 | 18.5 | 1 | 43.95 | 43.95 | 51.6429 | 2020Q2 | https://www.topbulb.com/soraa-00997-18-5w-par38-100w-equal-36-deg-beam-angle-cri-95 | Top Bulb | 2020 | No
LED Lighting | Downlight | Soraa | True | Daylighting/Photocell, | LED | PAR38 | E26 (Medium) | Topbulb » LED Bulbs » LED PAR » LED PAR38 » 100W Equal » Soraa 00999 - 18.5W PAR38 - 100W Equal - 60° Beam Angle - CRI 95 Shipping NoticeSoraa Considers this item a "Not Standard" product, which will ship within eight weeks of ordering if not currently in stock.SORAA LED PAR38 Vivid Series lamps are designed to provide exceptional color characteristics and beam control. Intended for use in PAR38 compatible recessed downlights, track lighting and other indoor and outdoor installations. These lamps directly replace PAR38 halogen equivalent. The Vivid Series provides accurate color rendering across the visible spectrum from 400nm to 700nm, with a CRI of 95 and R9 of 95. Whiteness rendering matches or exceeds that of halogen sources at 2700K and 3000K. Other features include: 35,000 hour rated life (compared to 2,000 hours for halogen) 85% more efficient than halogen Compatible with standard fixtures, directly replaces halogen bulbs Suitable for fully enclosed fixtures (can be used with front glass cover) Designed to safely turn down in any thermal environment not conducive to minimum airflow or proper ventilation Indoor / Outdoor - suitable for damp locations Dimmable with trailing edge and leading edge phase cut dimmers 3-year warranty See the document below for complete specifications and photometrics. LED Technology Notice Due to constantly evolving nature of LED technology, manufacturers will reserve the right to replace this product with next generation technology. We appreciate your understanding and acceptance of this policy. Applications Art Gallery Hospitality Museum Recessed Lighting Retail Track Lighting Documents Soraa SP38-18-60D-930-03 Specification Sheet About Soraa LED manufacturer SORRA utilizes gallium nitride on gallium nitride (GaN on GaN) LED technology that emits more light per LED material, handles more electric current per area and has extremely precise crystals enabling full visible spectrum light. SORAA has built a line of lamps and light engines around this innovative light source. SORAA’s distinctive products feature an intense single point source LED with full visible spectrum light, Flicker Free digital driver, unique heat dissipating heat sink, and point source optics. SORAA is headquartered in Fremont, California, where a talented team manufactures the GaN on GaN LEDs in a semiconductor fabrication facility. They are also building a new facility in Syracuse, New York. SORAA has sales offices and distributors worldwide. 35,000 Hours • Natural White Technology • Dimmable Soraa 00999 - 18.5W PAR38 - 100W Equal - 60° Beam Angle - CRI 95 | 3000 | 95 | 1000 | 54.0541 | 35000 | 18.5 | 1 | 45.95 | 45.95 | 53.993 | 2020Q2 | https://www.topbulb.com/soraa-00999-18-5w-par38-100w-equal-60-deg-beam-angle-cri-95 | Top Bulb | 2020 | No
LED Lighting | Downlight | Soraa | True | Daylighting/Photocell, | LED | PAR38 | E26 (Medium) | Topbulb » LED Bulbs » LED PAR » LED PAR38 » 100W Equal » Soraa 01009 - 18.5W PAR38 - 100W Equal - 9° Beam Angle - CRI 95 Shipping NoticeSoraa Considers this item a "Not Standard" product, which will ship within eight weeks of ordering if not currently in stock.SORAA LED PAR38 Vivid Series lamps are designed to provide exceptional color characteristics and beam control. Intended for use in PAR38 compatible recessed downlights, track lighting and other indoor and outdoor installations. These lamps directly replace PAR38 halogen equivalent. The Vivid Series provides accurate color rendering across the visible spectrum from 400nm to 700nm, with a CRI of 95 and R9 of 95. Whiteness rendering matches or exceeds that of halogen sources at 2700K and 3000K. Other features include: 35,000 hour rated life (compared to 2,000 hours for halogen) 85% more efficient than halogen Compatible with standard fixtures, directly replaces halogen bulbs Suitable for fully enclosed fixtures (can be used with front glass cover) Designed to safely turn down in any thermal environment not conducive to minimum airflow or proper ventilation Indoor / Outdoor - suitable for damp locations Dimmable with trailing edge and leading edge phase cut dimmers 3-year warranty See the document below for complete specifications and photometrics. LED Technology Notice Due to constantly evolving nature of LED technology, manufacturers will reserve the right to replace this product with next generation technology. We appreciate your understanding and acceptance of this policy. Applications Art Gallery Hospitality Museum Recessed Lighting Retail Track Lighting Documents Soraa SP38-18-09D-940-03 Specification Sheet About Soraa LED manufacturer SORRA utilizes gallium nitride on gallium nitride (GaN on GaN) LED technology that emits more light per LED material, handles more electric current per area and has extremely precise crystals enabling full visible spectrum light. SORAA has built a line of lamps and light engines around this innovative light source. SORAA’s distinctive products feature an intense single point source LED with full visible spectrum light, Flicker Free digital driver, unique heat dissipating heat sink, and point source optics. SORAA is headquartered in Fremont, California, where a talented team manufactures the GaN on GaN LEDs in a semiconductor fabrication facility. They are also building a new facility in Syracuse, New York. SORAA has sales offices and distributors worldwide. 35,000 Hours • Natural White Technology • Dimmable Soraa 01009 - 18.5W PAR38 - 100W Equal - 9° Beam Angle - CRI 95 | 4000 | 95 | 1040 | 56.2162 | 35000 | 18.5 | 1 | 49.95 | 49.95 | 58.6932 | 2020Q2 | https://www.topbulb.com/soraa-01009-18-5w-par38-100w-equal-9-deg-beam-angle-cri-95 | Top Bulb | 2020 | No
LED Lighting | Downlight | Soraa | True | Daylighting/Photocell, | LED | MR16 | GU5.3 | Topbulb » LED Bulbs » LED MR16 » 12V MR16 » 35W Equal » Soraa 01159 - 6W MR16 - 35W Equal - 25° Beam - CRI 85 - 2700K Shipping NoticeSoraa Considers this item a Standard product, which will ship within four to five weeks of ordering if not currently in stock.SORAA LED MR16 GU5.3 base Brilliant Series lamps provide outstanding beam control and are designed to provide a direct replacement for 12 volt halogen MR16 lamps. Intended for use in MR16 compatible recessed downlights, track lighting and other indoor and outdoor installations. These lamps directly replace the 12 volt MR16 halogen equivalent. Whiteness rendering matches or exceeds that of halogen sources at 2700K and 3000K. Features include: 35,000 hour rated life (compared to 2,000 hours for halogen) 85% more efficient than halogen Compatible with standard fixtures, directly replaces halogen bulbs Suitable for fully enclosed fixtures (subject to the maximum heatsink temperature limits shown in the spec sheet below) Designed to safely turn down in any thermal environment not conducive to minimum airflow or proper ventilation Indoor / Outdoor - suitable for damp locations Dimmable with trailing edge and leading edge phase cut dimmers, 12V AC magnetic and electronic transformers and 12V DC transformers 3-year warranty See the document below for complete specifications and photometrics. LED Technology Notice Due to constantly evolving nature of LED technology, manufacturers will reserve the right to replace this product with next generation technology. We appreciate your understanding and acceptance of this policy. Applications Art Gallery Hospitality Museum Recessed Lighting Retail Track Lighting Utility/Government Incentives Documents Soraa SM16-06-25D-827-03 Specification Sheet About Soraa LED manufacturer SORRA utilizes gallium nitride on gallium nitride (GaN on GaN) LED technology that emits more light per LED material, handles more electric current per area and has extremely precise crystals enabling full visible spectrum light. SORAA has built a line of lamps and light engines around this innovative light source. SORAA’s distinctive products feature an intense single point source LED with full visible spectrum light, Flicker Free digital driver, unique heat dissipating heat sink, and point source optics. SORAA is headquartered in Fremont, California, where a talented team manufactures the GaN on GaN LEDs in a semiconductor fabrication facility. They are also building a new facility in Syracuse, New York. SORAA has sales offices and distributors worldwide. WHILE SUPPLIES LAST • • 35,000 Hours • 12 Volt • Natural White Technology • Dimmable Soraa 01159 - 6W MR16 - 35W Equal - 25° Beam - CRI 85 - 2700K | 2700 | 85 | 355 | 59.1667 | 35000 | 6 | 1 | 14.95 | 14.95 | 17.5668 | 2020Q2 | https://www.topbulb.com/soraa-sm16-06-25d-827-03-01159-mr16-35-watt-equal-2700k | Top Bulb | 2020 | No
LED Lighting | Downlight | Soraa | True | Daylighting/Photocell, | LED | MR16 | GU5.3 | Topbulb » LED Bulbs » LED MR16 » 12V MR16 » 50W Equal » Soraa 00917 - 7.5W MR16 - 50W Equal - 10° Spot Beam - CRI 85 - 2700K Shipping NoticeSoraa Considers this item a Standard product, which will ship within four to five weeks of ordering if not currently in stock.SORAA LED MR16 GU5.3 base Brilliant Series lamps provide outstanding beam control and are designed to provide a direct replacement for 12 volt halogen MR16 lamps. Intended for use in MR16 compatible recessed downlights, track lighting and other indoor and outdoor installations. These lamps directly replace the 12 volt MR16 halogen equivalent. Whiteness rendering matches or exceeds that of halogen sources at 2700K and 3000K. Features include: 35,000 hour rated life (compared to 2,000 hours for halogen) 85% more efficient than halogen Compatible with standard fixtures, directly replaces halogen bulbs Suitable for fully enclosed fixtures (subject to the maximum heatsink temperature limits shown in the spec sheet below) Designed to safely turn down in any thermal environment not conducive to minimum airflow or proper ventilation Indoor / Outdoor - suitable for damp locations Dimmable with trailing edge and leading edge phase cut dimmers, 12V AC magnetic and electronic transformers and 12V DC transformers 3-year warranty See the document below for complete specifications and photometrics. LED Technology Notice Due to constantly evolving nature of LED technology, manufacturers will reserve the right to replace this product with next generation technology. We appreciate your understanding and acceptance of this policy. Applications Art Gallery Hospitality Museum Recessed Lighting Retail Track Lighting Utility/Government Incentives Documents Soraa SM16-07-10D-827-03 Specification Sheet About Soraa LED manufacturer SORRA utilizes gallium nitride on gallium nitride (GaN on GaN) LED technology that emits more light per LED material, handles more electric current per area and has extremely precise crystals enabling full visible spectrum light. SORAA has built a line of lamps and light engines around this innovative light source. SORAA’s distinctive products feature an intense single point source LED with full visible spectrum light, Flicker Free digital driver, unique heat dissipating heat sink, and point source optics. SORAA is headquartered in Fremont, California, where a talented team manufactures the GaN on GaN LEDs in a semiconductor fabrication facility. They are also building a new facility in Syracuse, New York. SORAA has sales offices and distributors worldwide. 35,000 Hours • 12 Volt • Natural White Technology • Dimmable Soraa 00917 - 7.5W MR16 - 50W Equal - 10° Spot Beam - CRI 85 - 2700K | 2700 | 85 | 475 | 63.3333 | 35000 | 7.5 | 1 | 21.95 | 21.95 | 25.7921 | 2020Q2 | https://www.topbulb.com/soraa-sm16-07-10d-827-03-00917-mr16-50-watt-equal-2700k | Top Bulb | 2020 | No
LED Lighting | Downlight | Soraa | True | Daylighting/Photocell, | LED | MR16 | GU5.3 | Topbulb » LED Bulbs » LED MR16 » 12V MR16 » 50W Equal » Soraa 00921 - 7.5W MR16 - 50W Equal - 10° Spot Beam - CRI 85 - 3000K Shipping NoticeSoraa Considers this item a Standard product, which will ship within four to five weeks of ordering if not currently in stock.SORAA LED MR16 GU5.3 base Brilliant Series lamps provide outstanding beam control and are designed to provide a direct replacement for 12 volt halogen MR16 lamps. Intended for use in MR16 compatible recessed downlights, track lighting and other indoor and outdoor installations. These lamps directly replace the 12 volt MR16 halogen equivalent. Whiteness rendering matches or exceeds that of halogen sources at 2700K and 3000K. Features include: 35,000 hour rated life (compared to 2,000 hours for halogen) 85% more efficient than halogen Compatible with standard fixtures, directly replaces halogen bulbs Suitable for fully enclosed fixtures (subject to the maximum heatsink temperature limits shown in the spec sheet below) Designed to safely turn down in any thermal environment not conducive to minimum airflow or proper ventilation Indoor / Outdoor - suitable for damp locations Dimmable with trailing edge and leading edge phase cut dimmers, 12V AC magnetic and electronic transformers and 12V DC transformers 3-year warranty See the document below for complete specifications and photometrics. LED Technology Notice Due to constantly evolving nature of LED technology, manufacturers will reserve the right to replace this product with next generation technology. We appreciate your understanding and acceptance of this policy. Applications Art Gallery Hospitality Museum Recessed Lighting Retail Track Lighting Documents Soraa SM16-07-10D-830-03 Specification Sheet About Soraa LED manufacturer SORRA utilizes gallium nitride on gallium nitride (GaN on GaN) LED technology that emits more light per LED material, handles more electric current per area and has extremely precise crystals enabling full visible spectrum light. SORAA has built a line of lamps and light engines around this innovative light source. SORAA’s distinctive products feature an intense single point source LED with full visible spectrum light, Flicker Free digital driver, unique heat dissipating heat sink, and point source optics. SORAA is headquartered in Fremont, California, where a talented team manufactures the GaN on GaN LEDs in a semiconductor fabrication facility. They are also building a new facility in Syracuse, New York. SORAA has sales offices and distributors worldwide. 35,000 Hours • 12 Volt • Natural White Technology • Dimmable Soraa 00921 - 7.5W MR16 - 50W Equal - 10° Spot Beam - CRI 85 - 3000K | 3000 | 85 | 500 | 66.6667 | 35000 | 7.5 | 1 | 21.95 | 21.95 | 25.7921 | 2020Q2 | https://www.topbulb.com/soraa-sm16-07-10d-830-03-00921-mr16-50-watt-equal-3000k | Top Bulb | 2020 | No
LED Lighting | Downlight | Soraa | True | Daylighting/Photocell, | LED | MR16 | GU5.3 | Topbulb » LED Bulbs » LED MR16 » 12V MR16 » 50W Equal » Soraa 00919 - 7.5W MR16 - 50W Equal - 10° Spot Beam - CRI 95 - 2700K Shipping NoticeSoraa Considers this item a Quick Ship product, which will ship within one week of ordering if not currently in stock.SORAA LED MR16 GU5.3 base Vivid Series lamps are designed to provide a direct replacement for 12 volt halogen MR16 lamps in color critical and precise beam requirement applications. Intended for use in MR16 compatible recessed downlights, track lighting and other indoor and outdoor installations. These lamps directly replace the 12 volt MR16 halogen equivalent. The Vivid Series provides accurate color rendering across the visible spectrum from 400nm to 700nm, with a CRI of 95 and R9 of 95. Whiteness rendering matches or exceeds that of halogen sources at 2700K and 3000K. Features include: 35,000 hour rated life (compared to 2,000 hours for halogen) 85% more efficient than halogen Compatible with standard fixtures, directly replaces halogen bulbs Suitable for fully enclosed fixtures (subject to the maximum heatsink temperature limits shown in the spec sheet below) Designed to safely turn down in any thermal environment not conducive to minimum airflow or proper ventilation Indoor / Outdoor - suitable for damp locations Dimmable with trailing edge and leading edge phase cut dimmers, 12V AC magnetic and electronic transformers and 12V DC transformers 3-year warranty See the document below for complete specifications and photometrics.Shipping NoticeSoraa Considers this item a Quick Ship product, which will ship within one week of ordering if not currently in stock. LED Technology Notice Due to constantly evolving nature of LED technology, manufacturers will reserve the right to replace this product with next generation technology. We appreciate your understanding and acceptance of this policy. Applications Art Gallery Hospitality Museum Recessed Lighting Retail Track Lighting Utility/Government Incentives Documents Soraa SM16-07-10D-927-03 Specification Sheet About Soraa LED manufacturer SORRA utilizes gallium nitride on gallium nitride (GaN on GaN) LED technology that emits more light per LED material, handles more electric current per area and has extremely precise crystals enabling full visible spectrum light. SORAA has built a line of lamps and light engines around this innovative light source. SORAA’s distinctive products feature an intense single point source LED with full visible spectrum light, Flicker Free digital driver, unique heat dissipating heat sink, and point source optics. SORAA is headquartered in Fremont, California, where a talented team manufactures the GaN on GaN LEDs in a semiconductor fabrication facility. They are also building a new facility in Syracuse, New York. SORAA has sales offices and distributors worldwide. 35,000 Hours • 12 Volt • Natural White Technology • Dimmable Soraa 00919 - 7.5W MR16 - 50W Equal - 10° Spot Beam - CRI 95 - 2700K | 2700 | 95 | 390 | 52 | 35000 | 7.5 | 1 | 28.95 | 28.95 | 34.0174 | 2020Q2 | https://www.topbulb.com/soraa-sm16-07-10d-927-03-00919-mr16-50-watt-equal-2700k | Top Bulb | 2020 | No
LED Lighting | Downlight | Soraa | True | Daylighting/Photocell, | LED | MR16 | GU5.3 | Topbulb » LED Bulbs » LED MR16 » 12V MR16 » 50W Equal » Soraa 00923 - 7.5W MR16 - 50W Equal - 10° Spot Beam - CRI 95 - 3000K Shipping NoticeSoraa Considers this item a Quick Ship product, which will ship within one week of ordering if not currently in stock.SORAA LED MR16 GU5.3 base Vivid Series lamps are designed to provide a direct replacement for 12 volt halogen MR16 lamps in color critical and precise beam requirement applications. Intended for use in MR16 compatible recessed downlights, track lighting and other indoor and outdoor installations. These lamps directly replace the 12 volt MR16 halogen equivalent. The Vivid Series provides accurate color rendering across the visible spectrum from 400nm to 700nm, with a CRI of 95 and R9 of 95. Whiteness rendering matches or exceeds that of halogen sources at 2700K and 3000K. Features include: 35,000 hour rated life (compared to 2,000 hours for halogen) 85% more efficient than halogen Compatible with standard fixtures, directly replaces halogen bulbs Suitable for fully enclosed fixtures (subject to the maximum heatsink temperature limits shown in the spec sheet below) Designed to safely turn down in any thermal environment not conducive to minimum airflow or proper ventilation Indoor / Outdoor - suitable for damp locations Dimmable with trailing edge and leading edge phase cut dimmers, 12V AC magnetic and electronic transformers and 12V DC transformers 3-year warranty See the document below for complete specifications and photometrics.Shipping NoticeSoraa Considers this item a Quick Ship product, which will ship within one week of ordering if not currently in stock. LED Technology Notice Due to constantly evolving nature of LED technology, manufacturers will reserve the right to replace this product with next generation technology. We appreciate your understanding and acceptance of this policy. Applications Art Gallery Hospitality Museum Recessed Lighting Retail Track Lighting Documents Soraa SM16-07-10D-930-03 Specification Sheet About Soraa LED manufacturer SORRA utilizes gallium nitride on gallium nitride (GaN on GaN) LED technology that emits more light per LED material, handles more electric current per area and has extremely precise crystals enabling full visible spectrum light. SORAA has built a line of lamps and light engines around this innovative light source. SORAA’s distinctive products feature an intense single point source LED with full visible spectrum light, Flicker Free digital driver, unique heat dissipating heat sink, and point source optics. SORAA is headquartered in Fremont, California, where a talented team manufactures the GaN on GaN LEDs in a semiconductor fabrication facility. They are also building a new facility in Syracuse, New York. SORAA has sales offices and distributors worldwide. 35,000 Hours • 12 Volt • Natural White Technology • Dimmable Soraa 00923 - 7.5W MR16 - 50W Equal - 10° Spot Beam - CRI 95 - 3000K | 3000 | 95 | 410 | 54.6667 | 35000 | 7.5 | 1 | 28.95 | 28.95 | 34.0174 | 2020Q2 | https://www.topbulb.com/soraa-sm16-07-10d-930-03-00923-mr16-50-watt-equal-3000k | Top Bulb | 2020 | No
LED Lighting | Downlight | Soraa | True | Daylighting/Photocell, | LED | MR16 | GU5.3 | Topbulb » LED Bulbs » LED MR16 » 12V MR16 » 50W Equal » Soraa 00929 - 7.5W MR16 - 50W Equal - 25° Beam - CRI 85 - 2700K Shipping NoticeSoraa Considers this item a Quick Ship product, which will ship within one week of ordering if not currently in stock.SORAA LED MR16 GU5.3 base Brilliant Series lamps provide outstanding beam control and are designed to provide a direct replacement for 12 volt halogen MR16 lamps. Intended for use in MR16 compatible recessed downlights, track lighting and other indoor and outdoor installations. These lamps directly replace the 12 volt MR16 halogen equivalent. Whiteness rendering matches or exceeds that of halogen sources at 2700K and 3000K. Features include: 35,000 hour rated life (compared to 2,000 hours for halogen) 85% more efficient than halogen Compatible with standard fixtures, directly replaces halogen bulbs Suitable for fully enclosed fixtures (subject to the maximum heatsink temperature limits shown in the spec sheet below) Designed to safely turn down in any thermal environment not conducive to minimum airflow or proper ventilation Indoor / Outdoor - suitable for damp locations Dimmable with trailing edge and leading edge phase cut dimmers, 12V AC magnetic and electronic transformers and 12V DC transformers 3-year warranty See the document below for complete specifications and photometrics.Shipping NoticeSoraa Considers this item a Quick Ship product, which will ship within one week of ordering if not currently in stock. LED Technology Notice Due to constantly evolving nature of LED technology, manufacturers will reserve the right to replace this product with next generation technology. We appreciate your understanding and acceptance of this policy. Applications Art Gallery Hospitality Museum Recessed Lighting Retail Track Lighting Utility/Government Incentives Documents Soraa SM16-07-25D-827-03 Specification Sheet About Soraa LED manufacturer SORRA utilizes gallium nitride on gallium nitride (GaN on GaN) LED technology that emits more light per LED material, handles more electric current per area and has extremely precise crystals enabling full visible spectrum light. SORAA has built a line of lamps and light engines around this innovative light source. SORAA’s distinctive products feature an intense single point source LED with full visible spectrum light, Flicker Free digital driver, unique heat dissipating heat sink, and point source optics. SORAA is headquartered in Fremont, California, where a talented team manufactures the GaN on GaN LEDs in a semiconductor fabrication facility. They are also building a new facility in Syracuse, New York. SORAA has sales offices and distributors worldwide. 35,000 Hours • 12 Volt • Natural White Technology • Dimmable Soraa 00929 - 7.5W MR16 - 50W Equal - 25° Beam - CRI 85 - 2700K | 2700 | 85 | 500 | 66.6667 | 35000 | 7.5 | 1 | 17.95 | 17.95 | 21.0919 | 2020Q2 | https://www.topbulb.com/soraa-sm16-07-25d-827-03-00929-mr16-50-watt-equal-2700k | Top Bulb | 2020 | No
LED Lighting | Downlight | Soraa | True | Daylighting/Photocell, | LED | MR16 | GU5.3 | Topbulb » LED Bulbs » LED MR16 » 12V MR16 » 50W Equal » Soraa 00933 - 7.5W MR16 - 50W Equal - 25° Beam - CRI 85 - 3000K Shipping NoticeSoraa Considers this item a Quick Ship product, which will ship within one week of ordering if not currently in stock.SORAA LED MR16 GU5.3 base Brilliant Series lamps provide outstanding beam control and are designed to provide a direct replacement for 12 volt halogen MR16 lamps. Intended for use in MR16 compatible recessed downlights, track lighting and other indoor and outdoor installations. These lamps directly replace the 12 volt MR16 halogen equivalent. Whiteness rendering matches or exceeds that of halogen sources at 2700K and 3000K. Features include: 35,000 hour rated life (compared to 2,000 hours for halogen) 85% more efficient than halogen Compatible with standard fixtures, directly replaces halogen bulbs Suitable for fully enclosed fixtures (subject to the maximum heatsink temperature limits shown in the spec sheet below) Designed to safely turn down in any thermal environment not conducive to minimum airflow or proper ventilation Indoor / Outdoor - suitable for damp locations Dimmable with trailing edge and leading edge phase cut dimmers, 12V AC magnetic and electronic transformers and 12V DC transformers 3-year warranty See the document below for complete specifications and photometrics.Shipping NoticeSoraa Considers this item a Quick Ship product, which will ship within one week of ordering if not currently in stock. LED Technology Notice Due to constantly evolving nature of LED technology, manufacturers will reserve the right to replace this product with next generation technology. We appreciate your understanding and acceptance of this policy. Applications Art Gallery Hospitality Museum Recessed Lighting Retail Track Lighting Utility/Government Incentives Documents Soraa SM16-07-25D-830-03 Specification Sheet About Soraa LED manufacturer SORRA utilizes gallium nitride on gallium nitride (GaN on GaN) LED technology that emits more light per LED material, handles more electric current per area and has extremely precise crystals enabling full visible spectrum light. SORAA has built a line of lamps and light engines around this innovative light source. SORAA’s distinctive products feature an intense single point source LED with full visible spectrum light, Flicker Free digital driver, unique heat dissipating heat sink, and point source optics. SORAA is headquartered in Fremont, California, where a talented team manufactures the GaN on GaN LEDs in a semiconductor fabrication facility. They are also building a new facility in Syracuse, New York. SORAA has sales offices and distributors worldwide. 35,000 Hours • 12 Volt • Natural White Technology • Dimmable Soraa 00933 - 7.5W MR16 - 50W Equal - 25° Beam - CRI 85 - 3000K | 3000 | 85 | 525 | 70 | 35000 | 7.5 | 1 | 17.95 | 17.95 | 21.0919 | 2020Q2 | https://www.topbulb.com/soraa-sm16-07-25d-830-03-00933-mr16-50-watt-equal-3000k | Top Bulb | 2020 | No
LED Lighting | Downlight | Soraa | True | Daylighting/Photocell, | LED | MR16 | GU5.3 | Topbulb » LED Bulbs » LED MR16 » 12V MR16 » 50W Equal » Soraa 00931 - 7.5W MR16 - 50W Equal - 25° Beam - CRI 95 - 2700K Shipping NoticeSoraa Considers this item a Quick Ship product, which will ship within one week of ordering if not currently in stock.SORAA LED MR16 GU5.3 base Vivid Series lamps are designed to provide a direct replacement for 12 volt halogen MR16 lamps in color critical and precise beam requirement applications. Intended for use in MR16 compatible recessed downlights, track lighting and other indoor and outdoor installations. These lamps directly replace the 12 volt MR16 halogen equivalent. The Vivid Series provides accurate color rendering across the visible spectrum from 400nm to 700nm, with a CRI of 95 and R9 of 95. Whiteness rendering matches or exceeds that of halogen sources at 2700K and 3000K. Features include: 35,000 hour rated life (compared to 2,000 hours for halogen) 85% more efficient than halogen Compatible with standard fixtures, directly replaces halogen bulbs Suitable for fully enclosed fixtures (subject to the maximum heatsink temperature limits shown in the spec sheet below) Designed to safely turn down in any thermal environment not conducive to minimum airflow or proper ventilation Indoor / Outdoor - suitable for damp locations Dimmable with trailing edge and leading edge phase cut dimmers, 12V AC magnetic and electronic transformers and 12V DC transformers 3-year warranty See the document below for complete specifications and photometrics.Shipping NoticeSoraa Considers this item a Quick Ship product, which will ship within one week of ordering if not currently in stock. LED Technology Notice Due to constantly evolving nature of LED technology, manufacturers will reserve the right to replace this product with next generation technology. We appreciate your understanding and acceptance of this policy. Applications Art Gallery Hospitality Museum Recessed Lighting Retail Track Lighting Utility/Government Incentives Documents Soraa SM16-07-25D-927-03 Specification Sheet About Soraa LED manufacturer SORRA utilizes gallium nitride on gallium nitride (GaN on GaN) LED technology that emits more light per LED material, handles more electric current per area and has extremely precise crystals enabling full visible spectrum light. SORAA has built a line of lamps and light engines around this innovative light source. SORAA’s distinctive products feature an intense single point source LED with full visible spectrum light, Flicker Free digital driver, unique heat dissipating heat sink, and point source optics. SORAA is headquartered in Fremont, California, where a talented team manufactures the GaN on GaN LEDs in a semiconductor fabrication facility. They are also building a new facility in Syracuse, New York. SORAA has sales offices and distributors worldwide. 35,000 Hours • 12 Volt • Natural White Technology • Dimmable Soraa 00931 - 7.5W MR16 - 50W Equal - 25° Beam - CRI 95 - 2700K | 2700 | 95 | 410 | 54.6667 | 35000 | 7.5 | 1 | 25.95 | 25.95 | 30.4923 | 2020Q2 | https://www.topbulb.com/soraa-sm16-07-25d-927-03-00931-mr16-50-watt-equal-2700k | Top Bulb | 2020 | No
LED Lighting | Downlight | Soraa | True | Daylighting/Photocell, | LED | MR16 | GU5.3 | Topbulb » LED Bulbs » LED MR16 » 12V MR16 » 50W Equal » Soraa 00935 - 7.5W MR16 - 50W Equal - 25° Beam - CRI 95 - 3000K Shipping NoticeSoraa Considers this item a Quick Ship product, which will ship within one week of ordering if not currently in stock.SORAA LED MR16 GU5.3 base Vivid Series lamps are designed to provide a direct replacement for 12 volt halogen MR16 lamps in color critical and precise beam requirement applications. Intended for use in MR16 compatible recessed downlights, track lighting and other indoor and outdoor installations. These lamps directly replace the 12 volt MR16 halogen equivalent. The Vivid Series provides accurate color rendering across the visible spectrum from 400nm to 700nm, with a CRI of 95 and R9 of 95. Whiteness rendering matches or exceeds that of halogen sources at 2700K and 3000K. Features include: 35,000 hour rated life (compared to 2,000 hours for halogen) 85% more efficient than halogen Compatible with standard fixtures, directly replaces halogen bulbs Suitable for fully enclosed fixtures (subject to the maximum heatsink temperature limits shown in the spec sheet below) Designed to safely turn down in any thermal environment not conducive to minimum airflow or proper ventilation Indoor / Outdoor - suitable for damp locations Dimmable with trailing edge and leading edge phase cut dimmers, 12V AC magnetic and electronic transformers and 12V DC transformers 3-year warranty See the document below for complete specifications and photometrics.Shipping NoticeSoraa Considers this item a Quick Ship product, which will ship within one week of ordering if not currently in stock. LED Technology Notice Due to constantly evolving nature of LED technology, manufacturers will reserve the right to replace this product with next generation technology. We appreciate your understanding and acceptance of this policy. Applications Art Gallery Hospitality Museum Recessed Lighting Retail Track Lighting Utility/Government Incentives Documents Soraa SM16-07-25D-930-03 Specification Sheet About Soraa LED manufacturer SORRA utilizes gallium nitride on gallium nitride (GaN on GaN) LED technology that emits more light per LED material, handles more electric current per area and has extremely precise crystals enabling full visible spectrum light. SORAA has built a line of lamps and light engines around this innovative light source. SORAA’s distinctive products feature an intense single point source LED with full visible spectrum light, Flicker Free digital driver, unique heat dissipating heat sink, and point source optics. SORAA is headquartered in Fremont, California, where a talented team manufactures the GaN on GaN LEDs in a semiconductor fabrication facility. They are also building a new facility in Syracuse, New York. SORAA has sales offices and distributors worldwide. 35,000 Hours • 12 Volt • Natural White Technology • Dimmable Soraa 00935 - 7.5W MR16 - 50W Equal - 25° Beam - CRI 95 - 3000K | 3000 | 95 | 435 | 58 | 35000 | 7.5 | 1 | 25.95 | 25.95 | 30.4923 | 2020Q2 | https://www.topbulb.com/soraa-sm16-07-25d-930-03-00935-mr16-50-watt-equal-3000k | Top Bulb | 2020 | No
LED Lighting | Downlight | Soraa | True | Daylighting/Photocell, | LED | MR16 | GU5.3 | Topbulb » LED Bulbs » LED MR16 » 12V MR16 » 50W Equal » Soraa 00941 - 7.5W MR16 - 50W Equal - 36° Beam - CRI 85 - 2700K Shipping NoticeSoraa Considers this item a Quick Ship product, which will ship within one week of ordering if not currently in stock.SORAA LED MR16 GU5.3 base Brilliant Series lamps provide outstanding beam control and are designed to provide a direct replacement for 12 volt halogen MR16 lamps. Intended for use in MR16 compatible recessed downlights, track lighting and other indoor and outdoor installations. These lamps directly replace the 12 volt MR16 halogen equivalent. Whiteness rendering matches or exceeds that of halogen sources at 2700K and 3000K. Features include: 35,000 hour rated life (compared to 2,000 hours for halogen) 85% more efficient than halogen Compatible with standard fixtures, directly replaces halogen bulbs Suitable for fully enclosed fixtures (subject to the maximum heatsink temperature limits shown in the spec sheet below) Designed to safely turn down in any thermal environment not conducive to minimum airflow or proper ventilation Indoor / Outdoor - suitable for damp locations Dimmable with trailing edge and leading edge phase cut dimmers, 12V AC magnetic and electronic transformers and 12V DC transformers 3-year warranty See the document below for complete specifications and photometrics.Shipping NoticeSoraa Considers this item a Quick Ship product, which will ship within one week of ordering if not currently in stock. LED Technology Notice Due to constantly evolving nature of LED technology, manufacturers will reserve the right to replace this product with next generation technology. We appreciate your understanding and acceptance of this policy. Applications Art Gallery Hospitality Museum Recessed Lighting Retail Track Lighting Utility/Government Incentives Documents Soraa SM16-07-36D-827-03 Specification Sheet About Soraa LED manufacturer SORRA utilizes gallium nitride on gallium nitride (GaN on GaN) LED technology that emits more light per LED material, handles more electric current per area and has extremely precise crystals enabling full visible spectrum light. SORAA has built a line of lamps and light engines around this innovative light source. SORAA’s distinctive products feature an intense single point source LED with full visible spectrum light, Flicker Free digital driver, unique heat dissipating heat sink, and point source optics. SORAA is headquartered in Fremont, California, where a talented team manufactures the GaN on GaN LEDs in a semiconductor fabrication facility. They are also building a new facility in Syracuse, New York. SORAA has sales offices and distributors worldwide. 35,000 Hours • 12 Volt • Natural White Technology • Dimmable Soraa 00941 - 7.5W MR16 - 50W Equal - 36° Beam - CRI 85 - 2700K | 2700 | 85 | 500 | 66.6667 | 35000 | 7.5 | 1 | 17.95 | 17.95 | 21.0919 | 2020Q2 | https://www.topbulb.com/soraa-sm16-07-36d-827-03-00941-mr16-50-watt-equal-2700k-144439 | Top Bulb | 2020 | No
LED Lighting | Downlight | Soraa | True | Daylighting/Photocell, | LED | MR16 | GU5.3 | Topbulb » LED Bulbs » LED MR16 » 12V MR16 » 50W Equal » Soraa 00945 - 7.5W MR16 - 50W Equal - 36° Beam - CRI 85 - 3000K Shipping NoticeSoraa Considers this item a Quick Ship product, which will ship within one week of ordering if not currently in stock.SORAA LED MR16 GU5.3 base Brilliant Series lamps provide outstanding beam control and are designed to provide a direct replacement for 12 volt halogen MR16 lamps. Intended for use in MR16 compatible recessed downlights, track lighting and other indoor and outdoor installations. These lamps directly replace the 12 volt MR16 halogen equivalent. Whiteness rendering matches or exceeds that of halogen sources at 2700K and 3000K. Features include: 35,000 hour rated life (compared to 2,000 hours for halogen) 85% more efficient than halogen Compatible with standard fixtures, directly replaces halogen bulbs Suitable for fully enclosed fixtures (subject to the maximum heatsink temperature limits shown in the spec sheet below) Designed to safely turn down in any thermal environment not conducive to minimum airflow or proper ventilation Indoor / Outdoor - suitable for damp locations Dimmable with trailing edge and leading edge phase cut dimmers, 12V AC magnetic and electronic transformers and 12V DC transformers 3-year warranty See the document below for complete specifications and photometrics.Shipping NoticeSoraa Considers this item a Quick Ship product, which will ship within one week of ordering if not currently in stock. LED Technology Notice Due to constantly evolving nature of LED technology, manufacturers will reserve the right to replace this product with next generation technology. We appreciate your understanding and acceptance of this policy. Applications Art Gallery Hospitality Museum Recessed Lighting Retail Track Lighting Utility/Government Incentives Documents Soraa SM16-07-36D-830-03 Specification Sheet About Soraa LED manufacturer SORRA utilizes gallium nitride on gallium nitride (GaN on GaN) LED technology that emits more light per LED material, handles more electric current per area and has extremely precise crystals enabling full visible spectrum light. SORAA has built a line of lamps and light engines around this innovative light source. SORAA’s distinctive products feature an intense single point source LED with full visible spectrum light, Flicker Free digital driver, unique heat dissipating heat sink, and point source optics. SORAA is headquartered in Fremont, California, where a talented team manufactures the GaN on GaN LEDs in a semiconductor fabrication facility. They are also building a new facility in Syracuse, New York. SORAA has sales offices and distributors worldwide. 35,000 Hours • 12 Volt • Natural White Technology • Dimmable Soraa 00945 - 7.5W MR16 - 50W Equal - 36° Beam - CRI 85 - 3000K | 3000 | 85 | 525 | 70 | 35000 | 7.5 | 1 | 17.95 | 17.95 | 21.0919 | 2020Q2 | https://www.topbulb.com/soraa-sm16-07-36d-830-03-00945-mr16-50-watt-equal-3000k | Top Bulb | 2020 | No
LED Lighting | Downlight | Soraa | True | Daylighting/Photocell, | LED | MR16 | GU5.3 | Topbulb » LED Bulbs » LED MR16 » 12V MR16 » 50W Equal » Soraa 00943 - 7.5W MR16 - 50W Equal - 36° Beam - CRI 95 - 2700K Shipping NoticeSoraa Considers this item a Quick Ship product, which will ship within one week of ordering if not currently in stock.SORAA LED MR16 GU5.3 base Vivid Series lamps are designed to provide a direct replacement for 12 volt halogen MR16 lamps in color critical and precise beam requirement applications. Intended for use in MR16 compatible recessed downlights, track lighting and other indoor and outdoor installations. These lamps directly replace the 12 volt MR16 halogen equivalent. The Vivid Series provides accurate color rendering across the visible spectrum from 400nm to 700nm, with a CRI of 95 and R9 of 95. Whiteness rendering matches or exceeds that of halogen sources at 2700K and 3000K. Features include: 35,000 hour rated life (compared to 2,000 hours for halogen) 85% more efficient than halogen Compatible with standard fixtures, directly replaces halogen bulbs Suitable for fully enclosed fixtures (subject to the maximum heatsink temperature limits shown in the spec sheet below) Designed to safely turn down in any thermal environment not conducive to minimum airflow or proper ventilation Indoor / Outdoor - suitable for damp locations Dimmable with trailing edge and leading edge phase cut dimmers, 12V AC magnetic and electronic transformers and 12V DC transformers 3-year warranty See the document below for complete specifications and photometrics.Shipping NoticeSoraa Considers this item a Quick Ship product, which will ship within one week of ordering if not currently in stock. LED Technology Notice Due to constantly evolving nature of LED technology, manufacturers will reserve the right to replace this product with next generation technology. We appreciate your understanding and acceptance of this policy. Applications Art Gallery Hospitality Museum Recessed Lighting Retail Track Lighting Utility/Government Incentives Documents Soraa SM16-07-36D-927-03 Specification Sheet About Soraa LED manufacturer SORRA utilizes gallium nitride on gallium nitride (GaN on GaN) LED technology that emits more light per LED material, handles more electric current per area and has extremely precise crystals enabling full visible spectrum light. SORAA has built a line of lamps and light engines around this innovative light source. SORAA’s distinctive products feature an intense single point source LED with full visible spectrum light, Flicker Free digital driver, unique heat dissipating heat sink, and point source optics. SORAA is headquartered in Fremont, California, where a talented team manufactures the GaN on GaN LEDs in a semiconductor fabrication facility. They are also building a new facility in Syracuse, New York. SORAA has sales offices and distributors worldwide. 35,000 Hours • 12 Volt • Natural White Technology • Dimmable Soraa 00943 - 7.5W MR16 - 50W Equal - 36° Beam - CRI 95 - 2700K | 2700 | 95 | 410 | 54.6667 | 35000 | 7.5 | 1 | 25.95 | 25.95 | 30.4923 | 2020Q2 | https://www.topbulb.com/soraa-sm16-07-36d-927-03-00943-mr16-50-watt-equal-2700k | Top Bulb | 2020 | No
LED Lighting | Downlight | Soraa | True | Daylighting/Photocell, | LED | MR16 | GU5.3 | Topbulb » LED Bulbs » LED MR16 » 12V MR16 » 50W Equal » Soraa 00947 - 7.5W MR16 - 50W Equal - 36° Beam - CRI 95 - 3000K Shipping NoticeSoraa Considers this item a Quick Ship product, which will ship within one week of ordering if not currently in stock.SORAA LED MR16 GU5.3 base Vivid Series lamps are designed to provide a direct replacement for 12 volt halogen MR16 lamps in color critical and precise beam requirement applications. Intended for use in MR16 compatible recessed downlights, track lighting and other indoor and outdoor installations. These lamps directly replace the 12 volt MR16 halogen equivalent. The Vivid Series provides accurate color rendering across the visible spectrum from 400nm to 700nm, with a CRI of 95 and R9 of 95. Whiteness rendering matches or exceeds that of halogen sources at 2700K and 3000K. Features include: 35,000 hour rated life (compared to 2,000 hours for halogen) 85% more efficient than halogen Compatible with standard fixtures, directly replaces halogen bulbs Suitable for fully enclosed fixtures (subject to the maximum heatsink temperature limits shown in the spec sheet below) Designed to safely turn down in any thermal environment not conducive to minimum airflow or proper ventilation Indoor / Outdoor - suitable for damp locations Dimmable with trailing edge and leading edge phase cut dimmers, 12V AC magnetic and electronic transformers and 12V DC transformers 3-year warranty See the document below for complete specifications and photometrics.Shipping NoticeSoraa Considers this item a Quick Ship product, which will ship within one week of ordering if not currently in stock. LED Technology Notice Due to constantly evolving nature of LED technology, manufacturers will reserve the right to replace this product with next generation technology. We appreciate your understanding and acceptance of this policy. Applications Art Gallery Hospitality Museum Recessed Lighting Retail Track Lighting Utility/Government Incentives Documents Soraa SM16-07-36D-930-03 Specification Sheet About Soraa LED manufacturer SORRA utilizes gallium nitride on gallium nitride (GaN on GaN) LED technology that emits more light per LED material, handles more electric current per area and has extremely precise crystals enabling full visible spectrum light. SORAA has built a line of lamps and light engines around this innovative light source. SORAA’s distinctive products feature an intense single point source LED with full visible spectrum light, Flicker Free digital driver, unique heat dissipating heat sink, and point source optics. SORAA is headquartered in Fremont, California, where a talented team manufactures the GaN on GaN LEDs in a semiconductor fabrication facility. They are also building a new facility in Syracuse, New York. SORAA has sales offices and distributors worldwide. 35,000 Hours • 12 Volt • Natural White Technology • Dimmable Soraa 00947 - 7.5W MR16 - 50W Equal - 36° Beam - CRI 95 - 3000K | 3000 | 95 | 435 | 58 | 35000 | 7.5 | 1 | 25.95 | 25.95 | 30.4923 | 2020Q2 | https://www.topbulb.com/soraa-sm16-07-36d-930-03-00947-mr16-50-watt-equal-3000k | Top Bulb | 2020 | No
LED Lighting | Downlight | Soraa | True | Daylighting/Photocell, | LED | MR16 | GU5.3 | Topbulb » LED Bulbs » LED MR16 » 12V MR16 » 75W Equal » Soraa 00953 - 9W MR16 - 75W Equal - 25° Beam - CRI 85 - 2700K Shipping NoticeSoraa Considers this item a Quick Ship product, which will ship within one week of ordering if not currently in stock.SORAA LED MR16 GU5.3 base Brilliant Series lamps provide outstanding beam control and are designed to provide a direct replacement for 12 volt halogen MR16 lamps. Intended for use in MR16 compatible recessed downlights, track lighting and other indoor and outdoor installations. These lamps directly replace the 12 volt MR16 halogen equivalent. Whiteness rendering matches or exceeds that of halogen sources at 2700K and 3000K. SNAP System Compatible: Beam and Color Shift Accessories Features include: 35,000 hour rated life (compared to 2,000 hours for halogen) 85% more efficient than halogen Compatible with standard fixtures, directly replaces halogen bulbs Suitable for fully enclosed fixtures (subject to the maximum heatsink temperature limits shown in the spec sheet below) Designed to safely turn down in any thermal environment not conducive to minimum airflow or proper ventilation Indoor / Outdoor - suitable for damp locations Dimmable with trailing edge and leading edge phase cut dimmers, 12V AC magnetic and electronic transformers and 12V DC transformers 3-year warranty See the document below for complete specifications and photometrics.Shipping NoticeSoraa Considers this item a Quick Ship product, which will ship within one week of ordering if not currently in stock. LED Technology Notice Due to constantly evolving nature of LED technology, manufacturers will reserve the right to replace this product with next generation technology. We appreciate your understanding and acceptance of this policy. Applications Art Gallery Hospitality Museum Recessed Lighting Retail Track Lighting Documents Soraa SM16-09-25D-827-03 Specification Sheet About Soraa LED manufacturer SORRA utilizes gallium nitride on gallium nitride (GaN on GaN) LED technology that emits more light per LED material, handles more electric current per area and has extremely precise crystals enabling full visible spectrum light. SORAA has built a line of lamps and light engines around this innovative light source. SORAA’s distinctive products feature an intense single point source LED with full visible spectrum light, Flicker Free digital driver, unique heat dissipating heat sink, and point source optics. SORAA is headquartered in Fremont, California, where a talented team manufactures the GaN on GaN LEDs in a semiconductor fabrication facility. They are also building a new facility in Syracuse, New York. SORAA has sales offices and distributors worldwide. 35,000 Hours • 12 Volt • Natural White Technology • Dimmable Soraa 00953 - 9W MR16 - 75W Equal - 25° Beam - CRI 85 - 2700K | 2700 | 85 | 560 | 62.2222 | 35000 | 9 | 1 | 20.95 | 20.95 | 24.6171 | 2020Q2 | https://www.topbulb.com/soraa-sm16-09-25d-827-03-00953-mr16-75-watt-equal-2700k | Top Bulb | 2020 | No
LED Lighting | Downlight | Soraa | True | Daylighting/Photocell, | LED | MR16 | GU5.3 | Topbulb » LED Bulbs » LED MR16 » 12V MR16 » 75W Equal » Soraa 00957 - 9W MR16 - 75W Equal - 25° Beam - CRI 85 - 3000K Shipping NoticeSoraa Considers this item a Quick Ship product, which will ship within one week of ordering if not currently in stock.SORAA LED MR16 GU5.3 base Brilliant Series lamps provide outstanding beam control and are designed to provide a direct replacement for 12 volt halogen MR16 lamps. Intended for use in MR16 compatible recessed downlights, track lighting and other indoor and outdoor installations. These lamps directly replace the 12 volt MR16 halogen equivalent. Whiteness rendering matches or exceeds that of halogen sources at 2700K and 3000K. SNAP System Compatible: Beam and Color Shift Accessories Features include: 35,000 hour rated life (compared to 2,000 hours for halogen) 85% more efficient than halogen Compatible with standard fixtures, directly replaces halogen bulbs Suitable for fully enclosed fixtures (subject to the maximum heatsink temperature limits shown in the spec sheet below) Designed to safely turn down in any thermal environment not conducive to minimum airflow or proper ventilation Indoor / Outdoor - suitable for damp locations Dimmable with trailing edge and leading edge phase cut dimmers, 12V AC magnetic and electronic transformers and 12V DC transformers 3-year warranty See the document below for complete specifications and photometrics.Shipping NoticeSoraa Considers this item a Quick Ship product, which will ship within one week of ordering if not currently in stock. LED Technology Notice Due to constantly evolving nature of LED technology, manufacturers will reserve the right to replace this product with next generation technology. We appreciate your understanding and acceptance of this policy. Applications Art Gallery Hospitality Museum Recessed Lighting Retail Track Lighting Utility/Government Incentives Documents Soraa SM16-09-25D-830-03 Specification Sheet About Soraa LED manufacturer SORRA utilizes gallium nitride on gallium nitride (GaN on GaN) LED technology that emits more light per LED material, handles more electric current per area and has extremely precise crystals enabling full visible spectrum light. SORAA has built a line of lamps and light engines around this innovative light source. SORAA’s distinctive products feature an intense single point source LED with full visible spectrum light, Flicker Free digital driver, unique heat dissipating heat sink, and point source optics. SORAA is headquartered in Fremont, California, where a talented team manufactures the GaN on GaN LEDs in a semiconductor fabrication facility. They are also building a new facility in Syracuse, New York. SORAA has sales offices and distributors worldwide. 35,000 Hours • 12 Volt • Natural White Technology • Dimmable Soraa 00957 - 9W MR16 - 75W Equal - 25° Beam - CRI 85 - 3000K | 3000 | 85 | 590 | 65.5556 | 35000 | 9 | 1 | 20.95 | 20.95 | 24.6171 | 2020Q2 | https://www.topbulb.com/soraa-sm16-09-25d-830-03-00957-mr16-75-watt-equal-3000k | Top Bulb | 2020 | No
LED Lighting | Downlight | Soraa | True | Daylighting/Photocell, | LED | MR16 | GU5.3 | Topbulb » LED Bulbs » LED MR16 » 12V MR16 » 60W Equal » Soraa 00955 - 9W GU10 MR16 - 60W Equal - 25° Beam - CRI 95 - 2700K Shipping NoticeSoraa Considers this item a Quick Ship product, which will ship within one week of ordering if not currently in stock.SORAA LED MR16 GU5.3 base Vivid Series lamps are designed to provide a direct replacement for 12 volt halogen MR16 lamps in color critical and precise beam requirement applications. Intended for use in MR16 compatible recessed downlights, track lighting and other indoor and outdoor installations. These lamps directly replace the 12 volt MR16 halogen equivalent. The Vivid Series provides accurate color rendering across the visible spectrum from 400nm to 700nm, with a CRI of 95 and R9 of 95. Whiteness rendering matches or exceeds that of halogen sources at 2700K and 3000K. SNAP System Compatible: Beam and Color Shift Accessories Features include: 35,000 hour rated life (compared to 2,000 hours for halogen) 85% more efficient than halogen Compatible with standard fixtures, directly replaces halogen bulbs Suitable for fully enclosed fixtures (subject to the maximum heatsink temperature limits shown in the spec sheet below) Designed to safely turn down in any thermal environment not conducive to minimum airflow or proper ventilation Indoor / Outdoor - suitable for damp locations Dimmable with trailing edge and leading edge phase cut dimmers, 12V AC magnetic and electronic transformers and 12V DC transformers 3-year warranty See the document below for complete specifications and photometrics.Shipping NoticeSoraa Considers this item a Quick Ship product, which will ship within one week of ordering if not currently in stock. LED Technology Notice Due to constantly evolving nature of LED technology, manufacturers will reserve the right to replace this product with next generation technology. We appreciate your understanding and acceptance of this policy. Applications Art Gallery Hospitality Museum Recessed Lighting Retail Track Lighting Utility/Government Incentives Documents Soraa SM16-09-25D-927-03 Specification Sheet About Soraa LED manufacturer SORRA utilizes gallium nitride on gallium nitride (GaN on GaN) LED technology that emits more light per LED material, handles more electric current per area and has extremely precise crystals enabling full visible spectrum light. SORAA has built a line of lamps and light engines around this innovative light source. SORAA’s distinctive products feature an intense single point source LED with full visible spectrum light, Flicker Free digital driver, unique heat dissipating heat sink, and point source optics. SORAA is headquartered in Fremont, California, where a talented team manufactures the GaN on GaN LEDs in a semiconductor fabrication facility. They are also building a new facility in Syracuse, New York. SORAA has sales offices and distributors worldwide. 35,000 Hours • 120 Volt • Natural White Technology • Dimmable Soraa 00955 - 9W GU10 MR16 - 60W Equal - 25° Beam - CRI 95 - 2700K | 2700 | 95 | 465 | 51.6667 | 35000 | 9 | 1 | 28.95 | 28.95 | 34.0174 | 2020Q2 | https://www.topbulb.com/soraa-sm16-09-25d-927-03-00955-mr16-60-watt-equal-2700k | Top Bulb | 2020 | No
LED Lighting | Downlight | Soraa | True | Daylighting/Photocell, | LED | MR16 | GU5.3 | Topbulb » LED Bulbs » LED MR16 » 12V MR16 » 60W Equal » Soraa 00959 - 9W MR16 - 60W Equal - 25° Beam - CRI 95 - 3000K Shipping NoticeSoraa Considers this item a Quick Ship product, which will ship within one week of ordering if not currently in stock.SORAA LED MR16 GU5.3 base Vivid Series lamps are designed to provide a direct replacement for 12 volt halogen MR16 lamps in color critical and precise beam requirement applications. Intended for use in MR16 compatible recessed downlights, track lighting and other indoor and outdoor installations. These lamps directly replace the 12 volt MR16 halogen equivalent. The Vivid Series provides accurate color rendering across the visible spectrum from 400nm to 700nm, with a CRI of 95 and R9 of 95. Whiteness rendering matches or exceeds that of halogen sources at 2700K and 3000K. SNAP System Compatible: Beam and Color Shift Accessories Features include: 35,000 hour rated life (compared to 2,000 hours for halogen) 85% more efficient than halogen Compatible with standard fixtures, directly replaces halogen bulbs Suitable for fully enclosed fixtures (subject to the maximum heatsink temperature limits shown in the spec sheet below) Designed to safely turn down in any thermal environment not conducive to minimum airflow or proper ventilation Indoor / Outdoor - suitable for damp locations Dimmable with trailing edge and leading edge phase cut dimmers, 12V AC magnetic and electronic transformers and 12V DC transformers 3-year warranty See the document below for complete specifications and photometrics.Shipping NoticeSoraa Considers this item a Quick Ship product, which will ship within one week of ordering if not currently in stock. LED Technology Notice Due to constantly evolving nature of LED technology, manufacturers will reserve the right to replace this product with next generation technology. We appreciate your understanding and acceptance of this policy. Applications Art Gallery Hospitality Museum Recessed Lighting Retail Track Lighting Utility/Government Incentives Documents Soraa SM16-09-25D-930-03 Specification Sheet About Soraa LED manufacturer SORRA utilizes gallium nitride on gallium nitride (GaN on GaN) LED technology that emits more light per LED material, handles more electric current per area and has extremely precise crystals enabling full visible spectrum light. SORAA has built a line of lamps and light engines around this innovative light source. SORAA’s distinctive products feature an intense single point source LED with full visible spectrum light, Flicker Free digital driver, unique heat dissipating heat sink, and point source optics. SORAA is headquartered in Fremont, California, where a talented team manufactures the GaN on GaN LEDs in a semiconductor fabrication facility. They are also building a new facility in Syracuse, New York. SORAA has sales offices and distributors worldwide. 35,000 Hours • 12 Volt • Natural White Technology • Dimmable Soraa 00959 - 9W MR16 - 60W Equal - 25° Beam - CRI 95 - 3000K | 3000 | 95 | 490 | 54.4444 | 35000 | 9 | 1 | 28.95 | 28.95 | 34.0174 | 2020Q2 | https://www.topbulb.com/soraa-sm16-09-25d-930-03-00959-mr16-60-watt-equal-3000k | Top Bulb | 2020 | No
LED Lighting | Downlight | Soraa | True | Daylighting/Photocell, | LED | MR16 | GU5.3 | Topbulb » LED Bulbs » LED MR16 » 12V MR16 » 75W Equal » Soraa 00961 - 9W MR16 - 75W Equal - 36° Beam - CRI 85 - 2700K Shipping NoticeSoraa Considers this item a Quick Ship product, which will ship within one week of ordering if not currently in stock.SORAA LED MR16 GU5.3 base Brilliant Series lamps provide outstanding beam control and are designed to provide a direct replacement for 12 volt halogen MR16 lamps. Intended for use in MR16 compatible recessed downlights, track lighting and other indoor and outdoor installations. These lamps directly replace the 12 volt MR16 halogen equivalent. Whiteness rendering matches or exceeds that of halogen sources at 2700K and 3000K. SNAP System Compatible: Beam and Color Shift Accessories Features include: 35,000 hour rated life (compared to 2,000 hours for halogen) 85% more efficient than halogen Compatible with standard fixtures, directly replaces halogen bulbs Suitable for fully enclosed fixtures (subject to the maximum heatsink temperature limits shown in the spec sheet below) Designed to safely turn down in any thermal environment not conducive to minimum airflow or proper ventilation Indoor / Outdoor - suitable for damp locations Dimmable with trailing edge and leading edge phase cut dimmers, 12V AC magnetic and electronic transformers and 12V DC transformers 3-year warranty See the document below for complete specifications and photometrics. Shipping Notice Soraa Considers this item a Quick Ship product, which will ship within one week of ordering if not currently in stock. LED Technology Notice Due to constantly evolving nature of LED technology, manufacturers will reserve the right to replace this product with next generation technology. We appreciate your understanding and acceptance of this policy. Applications Art Gallery Hospitality Museum Recessed Lighting Retail Track Lighting Utility/Government Incentives Documents Soraa SM16-09-36D-827-03 Specification Sheet About Soraa LED manufacturer SORRA utilizes gallium nitride on gallium nitride (GaN on GaN) LED technology that emits more light per LED material, handles more electric current per area and has extremely precise crystals enabling full visible spectrum light. SORAA has built a line of lamps and light engines around this innovative light source. SORAA’s distinctive products feature an intense single point source LED with full visible spectrum light, Flicker Free digital driver, unique heat dissipating heat sink, and point source optics. SORAA is headquartered in Fremont, California, where a talented team manufactures the GaN on GaN LEDs in a semiconductor fabrication facility. They are also building a new facility in Syracuse, New York. SORAA has sales offices and distributors worldwide. 35,000 Hours • 12 Volt • Natural White Technology • Dimmable Soraa 00961 - 9W MR16 - 75W Equal - 36° Beam - CRI 85 - 2700K | 2700 | 85 | 560 | 62.2222 | 35000 | 9 | 1 | 20.95 | 20.95 | 24.6171 | 2020Q2 | https://www.topbulb.com/soraa-sm16-09-36d-827-03-00961-mr16-75-watt-equal-2700k | Top Bulb | 2020 | No
LED Lighting | Downlight | Soraa | True | Daylighting/Photocell, | LED | MR16 | GU5.3 | Topbulb » LED Bulbs » LED MR16 » 12V MR16 » 75W Equal » Soraa 00965 - 9W MR16 - 75W Equal - 36° Beam - CRI 85 - 3000K Shipping NoticeSoraa Considers this item a Quick Ship product, which will ship within one week of ordering if not currently in stock.SORAA LED MR16 GU5.3 base Brilliant Series lamps provide outstanding beam control and are designed to provide a direct replacement for 12 volt halogen MR16 lamps. Intended for use in MR16 compatible recessed downlights, track lighting and other indoor and outdoor installations. These lamps directly replace the 12 volt MR16 halogen equivalent. Whiteness rendering matches or exceeds that of halogen sources at 2700K and 3000K. SNAP System Compatible: Beam and Color Shift Accessories Features include: 35,000 hour rated life (compared to 2,000 hours for halogen) 85% more efficient than halogen Compatible with standard fixtures, directly replaces halogen bulbs Suitable for fully enclosed fixtures (subject to the maximum heatsink temperature limits shown in the spec sheet below) Designed to safely turn down in any thermal environment not conducive to minimum airflow or proper ventilation Indoor / Outdoor - suitable for damp locations Dimmable with trailing edge and leading edge phase cut dimmers, 12V AC magnetic and electronic transformers and 12V DC transformers 3-year warranty See the document below for complete specifications and photometrics.Shipping NoticeSoraa Considers this item a Quick Ship product, which will ship within one week of ordering if not currently in stock. LED Technology Notice Due to constantly evolving nature of LED technology, manufacturers will reserve the right to replace this product with next generation technology. We appreciate your understanding and acceptance of this policy. Applications Art Gallery Hospitality Museum Recessed Lighting Retail Track Lighting Utility/Government Incentives Documents Soraa SM16-09-36D-830-03 Specification Sheet About Soraa LED manufacturer SORRA utilizes gallium nitride on gallium nitride (GaN on GaN) LED technology that emits more light per LED material, handles more electric current per area and has extremely precise crystals enabling full visible spectrum light. SORAA has built a line of lamps and light engines around this innovative light source. SORAA’s distinctive products feature an intense single point source LED with full visible spectrum light, Flicker Free digital driver, unique heat dissipating heat sink, and point source optics. SORAA is headquartered in Fremont, California, where a talented team manufactures the GaN on GaN LEDs in a semiconductor fabrication facility. They are also building a new facility in Syracuse, New York. SORAA has sales offices and distributors worldwide. 35,000 Hours • 12 Volt • Natural White Technology • Dimmable Soraa 00965 - 9W MR16 - 75W Equal - 36° Beam - CRI 85 - 3000K | 3000 | 85 | 590 | 65.5556 | 35000 | 9 | 1 | 20.95 | 20.95 | 24.6171 | 2020Q2 | https://www.topbulb.com/soraa-sm16-09-36d-830-03-00965-mr16-75-watt-equal-3000k | Top Bulb | 2020 | No
LED Lighting | Downlight | Soraa | True | Daylighting/Photocell, | LED | MR16 | GU5.3 | Topbulb » LED Bulbs » LED MR16 » 12V MR16 » 60W Equal » Soraa 00963 - 9W MR16 - 60W Equal - 36° Beam - CRI 95 - 2700K Shipping NoticeSoraa Considers this item a Quick Ship product, which will ship within one week of ordering if not currently in stock.SORAA LED MR16 GU5.3 base Vivid Series lamps are designed to provide a direct replacement for 12 volt halogen MR16 lamps in color critical and precise beam requirement applications. Intended for use in MR16 compatible recessed downlights, track lighting and other indoor and outdoor installations. These lamps directly replace the 12 volt MR16 halogen equivalent. The Vivid Series provides accurate color rendering across the visible spectrum from 400nm to 700nm, with a CRI of 95 and R9 of 95. Whiteness rendering matches or exceeds that of halogen sources at 2700K and 3000K. SNAP System Compatible: Beam and Color Shift Accessories Features include: 35,000 hour rated life (compared to 2,000 hours for halogen) 85% more efficient than halogen Compatible with standard fixtures, directly replaces halogen bulbs Suitable for fully enclosed fixtures (subject to the maximum heatsink temperature limits shown in the spec sheet below) Designed to safely turn down in any thermal environment not conducive to minimum airflow or proper ventilation Indoor / Outdoor - suitable for damp locations Dimmable with trailing edge and leading edge phase cut dimmers, 12V AC magnetic and electronic transformers and 12V DC transformers 3-year warranty See the document below for complete specifications and photometrics.Shipping NoticeSoraa Considers this item a Quick Ship product, which will ship within one week of ordering if not currently in stock. LED Technology Notice Due to constantly evolving nature of LED technology, manufacturers will reserve the right to replace this product with next generation technology. We appreciate your understanding and acceptance of this policy. Applications Art Gallery Hospitality Museum Recessed Lighting Retail Track Lighting Utility/Government Incentives Documents Soraa SM16-09-36D-927-03 Specification Sheet About Soraa LED manufacturer SORRA utilizes gallium nitride on gallium nitride (GaN on GaN) LED technology that emits more light per LED material, handles more electric current per area and has extremely precise crystals enabling full visible spectrum light. SORAA has built a line of lamps and light engines around this innovative light source. SORAA’s distinctive products feature an intense single point source LED with full visible spectrum light, Flicker Free digital driver, unique heat dissipating heat sink, and point source optics. SORAA is headquartered in Fremont, California, where a talented team manufactures the GaN on GaN LEDs in a semiconductor fabrication facility. They are also building a new facility in Syracuse, New York. SORAA has sales offices and distributors worldwide. 35,000 Hours • 12 Volt • Natural White Technology • Dimmable Soraa 00963 - 9W MR16 - 60W Equal - 36° Beam - CRI 95 - 2700K | 2700 | 95 | 465 | 51.6667 | 35000 | 9 | 1 | 29.95 | 29.95 | 35.1924 | 2020Q2 | https://www.topbulb.com/soraa-sm16-09-36d-927-03-00963-mr16-60-watt-equal-2700k | Top Bulb | 2020 | No
LED Lighting | Downlight | Soraa | True | Daylighting/Photocell, | LED | MR16 | GU5.3 | Topbulb » LED Bulbs » LED MR16 » 12V MR16 » 60W Equal » Soraa 00967 - 9W MR16 - 60W Equal - 36° Beam - CRI 95 - 3000K Shipping NoticeSoraa Considers this item a Quick Ship product, which will ship within one week of ordering if not currently in stock.SORAA LED MR16 GU5.3 base Vivid Series lamps are designed to provide a direct replacement for 12 volt halogen MR16 lamps in color critical and precise beam requirement applications. Intended for use in MR16 compatible recessed downlights, track lighting and other indoor and outdoor installations. These lamps directly replace the 12 volt MR16 halogen equivalent. The Vivid Series provides accurate color rendering across the visible spectrum from 400nm to 700nm, with a CRI of 95 and R9 of 95. Whiteness rendering matches or exceeds that of halogen sources at 2700K and 3000K. SNAP System Compatible: Beam and Color Shift Accessories Features include: 35,000 hour rated life (compared to 2,000 hours for halogen) 85% more efficient than halogen Compatible with standard fixtures, directly replaces halogen bulbs Suitable for fully enclosed fixtures (subject to the maximum heatsink temperature limits shown in the spec sheet below) Designed to safely turn down in any thermal environment not conducive to minimum airflow or proper ventilation Indoor / Outdoor - suitable for damp locations Dimmable with trailing edge and leading edge phase cut dimmers, 12V AC magnetic and electronic transformers and 12V DC transformers 3-year warranty See the document below for complete specifications and photometrics.Shipping NoticeSoraa Considers this item a Quick Ship product, which will ship within one week of ordering if not currently in stock. LED Technology Notice Due to constantly evolving nature of LED technology, manufacturers will reserve the right to replace this product with next generation technology. We appreciate your understanding and acceptance of this policy. Applications Art Gallery Hospitality Museum Recessed Lighting Retail Track Lighting Utility/Government Incentives Documents Soraa SM16-09-36D-930-03 Specification Sheet About Soraa LED manufacturer SORRA utilizes gallium nitride on gallium nitride (GaN on GaN) LED technology that emits more light per LED material, handles more electric current per area and has extremely precise crystals enabling full visible spectrum light. SORAA has built a line of lamps and light engines around this innovative light source. SORAA’s distinctive products feature an intense single point source LED with full visible spectrum light, Flicker Free digital driver, unique heat dissipating heat sink, and point source optics. SORAA is headquartered in Fremont, California, where a talented team manufactures the GaN on GaN LEDs in a semiconductor fabrication facility. They are also building a new facility in Syracuse, New York. SORAA has sales offices and distributors worldwide. 35,000 Hours • 12 Volt • Natural White Technology • Dimmable Soraa 00967 - 9W MR16 - 60W Equal - 36° Beam - CRI 95 - 3000K | 3000 | 95 | 490 | 54.4444 | 35000 | 9 | 1 | 28.95 | 28.95 | 34.0174 | 2020Q2 | https://www.topbulb.com/soraa-sm16-09-36d-930-03-00967-mr16-60-watt-equal-3000k | Top Bulb | 2020 | No
LED Lighting | Downlight | Soraa | True | Daylighting/Photocell, | LED | MR16 | GU10 | Topbulb » Brands » MR16 GU10 » Soraa 01109 - 7.5W GU10 MR16 - 65W Equal - 10° Beam - CRI 85 - 2700K Shipping NoticeSoraa Considers this item a "Not Standard" product, which will ship within eight weeks of ordering if not currently in stock.SORAA LED MR16 GU10 base Brilliant Series lamps provide outstanding beam control by using an extremely small point source. These lamps are designed to provide a direct replacement for 120 volt halogen MR16 lamps. Intended for use in MR16 GU10 socket compatible recessed downlights, track lighting and other indoor and outdoor installations. These lamps directly replace the MR16 halogen equivalent. Whiteness rendering matches or exceeds that of halogen sources at 2700K and 3000K. SNAP System Compatible: Beam and Color Shift Accessories Features include: 35,000 hour rated life (compared to 2,000 hours for halogen) 85% more efficient than halogen Compatible with standard fixtures, directly replaces halogen bulbs Suitable for fully enclosed fixtures Designed to safely turn down in any thermal environment not conducive to minimum airflow or proper ventilation Indoor / Outdoor - suitable for damp locations Dimmable with trailing edge and leading edge phase cut dimmers 3-year warranty See the document below for complete specifications and photometrics. LED Technology Notice Due to constantly evolving nature of LED technology, manufacturers will reserve the right to replace this product with next generation technology. We appreciate your understanding and acceptance of this policy. Applications Art Gallery Hospitality Museum Recessed Lighting Retail Track Lighting Utility/Government Incentives Documents Soraa SM16GA-07-10D-827-03 Specification Sheet About Soraa LED manufacturer SORRA utilizes gallium nitride on gallium nitride (GaN on GaN) LED technology that emits more light per LED material, handles more electric current per area and has extremely precise crystals enabling full visible spectrum light. SORAA has built a line of lamps and light engines around this innovative light source. SORAA’s distinctive products feature an intense single point source LED with full visible spectrum light, Flicker Free digital driver, unique heat dissipating heat sink, and point source optics. SORAA is headquartered in Fremont, California, where a talented team manufactures the GaN on GaN LEDs in a semiconductor fabrication facility. They are also building a new facility in Syracuse, New York. SORAA has sales offices and distributors worldwide. 35,000 Hours • 120 Volt • Natural White Technology • Dimmable Soraa 01109 - 7.5W GU10 MR16 - 65W Equal - 10° Beam - CRI 85 - 2700K | 2700 | 85 | 475 | 63.3333 | 35000 | 7.5 | 1 | 25.95 | 25.95 | 30.4923 | 2020Q2 | https://www.topbulb.com/soraa-sm16ga-07-10d-827-03-01109-mr16-65-watt-equal-2700k | Top Bulb | 2020 | No
LED Lighting | Downlight | Soraa | True | Daylighting/Photocell, | LED | MR16 | GU10 | Topbulb » Brands » MR16 GU10 » Soraa 01113 - 7.5W GU10 MR16 - 65W Equal - 10° Beam - CRI 85 - 3000K Shipping NoticeSoraa Considers this item a "Not Standard" product, which will ship within eight weeks of ordering if not currently in stock.SORAA LED MR16 GU10 base Brilliant Series lamps provide outstanding beam control by using an extremely small point source. These lamps are designed to provide a direct replacement for 120 volt halogen MR16 lamps. Intended for use in MR16 GU10 socket compatible recessed downlights, track lighting and other indoor and outdoor installations. These lamps directly replace the MR16 halogen equivalent. Whiteness rendering matches or exceeds that of halogen sources at 2700K and 3000K. SNAP System Compatible: Beam and Color Shift Accessories Features include: 35,000 hour rated life (compared to 2,000 hours for halogen) 85% more efficient than halogen Compatible with standard fixtures, directly replaces halogen bulbs Suitable for fully enclosed fixtures Designed to safely turn down in any thermal environment not conducive to minimum airflow or proper ventilation Indoor / Outdoor - suitable for damp locations Dimmable with trailing edge and leading edge phase cut dimmers 3-year warranty See the document below for complete specifications and photometrics. LED Technology Notice Due to constantly evolving nature of LED technology, manufacturers will reserve the right to replace this product with next generation technology. We appreciate your understanding and acceptance of this policy. Applications Art Gallery Hospitality Museum Recessed Lighting Retail Track Lighting Utility/Government Incentives Documents Soraa SM16GA-07-10D-830-03 Specification Sheet About Soraa LED manufacturer SORRA utilizes gallium nitride on gallium nitride (GaN on GaN) LED technology that emits more light per LED material, handles more electric current per area and has extremely precise crystals enabling full visible spectrum light. SORAA has built a line of lamps and light engines around this innovative light source. SORAA’s distinctive products feature an intense single point source LED with full visible spectrum light, Flicker Free digital driver, unique heat dissipating heat sink, and point source optics. SORAA is headquartered in Fremont, California, where a talented team manufactures the GaN on GaN LEDs in a semiconductor fabrication facility. They are also building a new facility in Syracuse, New York. SORAA has sales offices and distributors worldwide. 35,000 Hours • 120 Volt • Natural White Technology • Dimmable Soraa 01113 - 7.5W GU10 MR16 - 65W Equal - 10° Beam - CRI 85 - 3000K | 3000 | 85 | 500 | 66.6667 | 35000 | 7.5 | 1 | 25.95 | 25.95 | 30.4923 | 2020Q2 | https://www.topbulb.com/soraa-sm16ga-07-10d-830-03-01113-mr16-65-watt-equal-3000k | Top Bulb | 2020 | No
LED Lighting | Downlight | Soraa | True | Daylighting/Photocell, | LED | MR16 | GU10 | Topbulb » Brands » MR16 GU10 » Soraa 01111 - 7.5W GU10 MR16 - 50W Equal - 10° Spot Beam - CRI 95 - 2700K Shipping NoticeSoraa Considers this item a Standard product, which will ship within four to five weeks of ordering if not currently in stock.SORAA LED MR16 GU10 base Vivid Series lamps provide excellent color characterics and outstanding beam control for color critical applications. These lamps are designed to provide a direct replacement for 120 volt halogen MR16 lamps. Intended for use in MR16 GU10 socket compatible recessed downlights, track lighting and other indoor and outdoor installations. These lamps directly replace the MR16 halogen equivalent. The Vivid Series provides accurate color rendering across the visible spectrum from 400nm to 700nm, with a CRI of 95 and R9 of 95. Whiteness rendering matches or exceeds that of halogen sources at 2700K and 3000K. Features include: 35,000 hour rated life (compared to 2,000 hours for halogen) 85% more efficient than halogen Compatible with standard fixtures, directly replaces halogen bulbs Suitable for fully enclosed fixtures Designed to safely turn down in any thermal environment not conducive to minimum airflow or proper ventilation Indoor / Outdoor - suitable for damp locations Dimmable with trailing edge and leading edge phase cut dimmers 3-year warranty See the document below for complete specifications and photometrics. LED Technology Notice Due to constantly evolving nature of LED technology, manufacturers will reserve the right to replace this product with next generation technology. We appreciate your understanding and acceptance of this policy. Applications Art Gallery Hospitality Museum Recessed Lighting Retail Track Lighting Utility/Government Incentives Documents Soraa SM16GA-07-10D-927-03 Specification Sheet About Soraa LED manufacturer SORRA utilizes gallium nitride on gallium nitride (GaN on GaN) LED technology that emits more light per LED material, handles more electric current per area and has extremely precise crystals enabling full visible spectrum light. SORAA has built a line of lamps and light engines around this innovative light source. SORAA’s distinctive products feature an intense single point source LED with full visible spectrum light, Flicker Free digital driver, unique heat dissipating heat sink, and point source optics. SORAA is headquartered in Fremont, California, where a talented team manufactures the GaN on GaN LEDs in a semiconductor fabrication facility. They are also building a new facility in Syracuse, New York. SORAA has sales offices and distributors worldwide. 35,000 Hours • 120 Volt • Natural White Technology • Dimmable Soraa 01111 - 7.5W GU10 MR16 - 50W Equal - 10° Spot Beam - CRI 95 - 2700K | 2700 | 95 | 390 | 52 | 35000 | 7.5 | 1 | 30.95 | 30.95 | 36.3674 | 2020Q2 | https://www.topbulb.com/soraa-sm16ga-07-10d-927-03-01111-mr16-50-watt-equal-2700k | Top Bulb | 2020 | No
LED Lighting | Downlight | Soraa | True | Daylighting/Photocell, | LED | MR16 | GU10 | Topbulb » Brands » MR16 GU10 » Soraa 01121 - 7.5W GU10 MR16 - 65W Equal - 25° Beam - CRI 85 - 2700K Shipping NoticeSoraa Considers this item a "Not Standard" product, which will ship within eight weeks of ordering if not currently in stock.SORAA LED MR16 GU10 base Brilliant Series lamps provide outstanding beam control by using an extremely small point source. These lamps are designed to provide a direct replacement for 120 volt halogen MR16 lamps. Intended for use in MR16 GU10 socket compatible recessed downlights, track lighting and other indoor and outdoor installations. These lamps directly replace the MR16 halogen equivalent. Whiteness rendering matches or exceeds that of halogen sources at 2700K and 3000K. SNAP System Compatible: Beam and Color Shift Accessories Features include: 35,000 hour rated life (compared to 2,000 hours for halogen) 85% more efficient than halogen Compatible with standard fixtures, directly replaces halogen bulbs Suitable for fully enclosed fixtures Designed to safely turn down in any thermal environment not conducive to minimum airflow or proper ventilation Indoor / Outdoor - suitable for damp locations Dimmable with trailing edge and leading edge phase cut dimmers 3-year warranty See the document below for complete specifications and photometrics. LED Technology Notice Due to constantly evolving nature of LED technology, manufacturers will reserve the right to replace this product with next generation technology. We appreciate your understanding and acceptance of this policy. Applications Art Gallery Hospitality Museum Recessed Lighting Retail Track Lighting Utility/Government Incentives Documents Soraa SM16GA-07-25D-827-03 Specification Sheet About Soraa LED manufacturer SORRA utilizes gallium nitride on gallium nitride (GaN on GaN) LED technology that emits more light per LED material, handles more electric current per area and has extremely precise crystals enabling full visible spectrum light. SORAA has built a line of lamps and light engines around this innovative light source. SORAA’s distinctive products feature an intense single point source LED with full visible spectrum light, Flicker Free digital driver, unique heat dissipating heat sink, and point source optics. SORAA is headquartered in Fremont, California, where a talented team manufactures the GaN on GaN LEDs in a semiconductor fabrication facility. They are also building a new facility in Syracuse, New York. SORAA has sales offices and distributors worldwide. 35,000 Hours • 120 Volt • Natural White Technology • Dimmable Soraa 01121 - 7.5W GU10 MR16 - 65W Equal - 25° Beam - CRI 85 - 2700K | 2700 | 85 | 500 | 66.6667 | 35000 | 7.5 | 1 | 18.95 | 18.95 | 22.267 | 2020Q2 | https://www.topbulb.com/soraa-sm16ga-07-25d-827-03-01121-mr16-65-watt-equal-2700k | Top Bulb | 2020 | No
LED Lighting | Downlight | Soraa | True | Daylighting/Photocell, | LED | MR16 | GU10 | Topbulb » Brands » MR16 GU10 » Soraa 01125 - 7.5W GU10 MR16 - 65W Equal - 25° Beam - CRI 85 - 3000K Shipping NoticeSoraa Considers this item a "Not Standard" product, which will ship within eight weeks of ordering if not currently in stock.SORAA LED MR16 GU10 base Brilliant Series lamps provide outstanding beam control by using an extremely small point source. These lamps are designed to provide a direct replacement for 120 volt halogen MR16 lamps. Intended for use in MR16 GU10 socket compatible recessed downlights, track lighting and other indoor and outdoor installations. These lamps directly replace the MR16 halogen equivalent. Whiteness rendering matches or exceeds that of halogen sources at 2700K and 3000K. SNAP System Compatible: Beam and Color Shift Accessories Features include: 35,000 hour rated life (compared to 2,000 hours for halogen) 85% more efficient than halogen Compatible with standard fixtures, directly replaces halogen bulbs Suitable for fully enclosed fixtures Designed to safely turn down in any thermal environment not conducive to minimum airflow or proper ventilation Indoor / Outdoor - suitable for damp locations Dimmable with trailing edge and leading edge phase cut dimmers 3-year warranty See the document below for complete specifications and photometrics. LED Technology Notice Due to constantly evolving nature of LED technology, manufacturers will reserve the right to replace this product with next generation technology. We appreciate your understanding and acceptance of this policy. Applications Art Gallery Hospitality Museum Recessed Lighting Retail Track Lighting Utility/Government Incentives Documents Soraa SM16GA-07-25D-830-03 Specification Sheet About Soraa LED manufacturer SORRA utilizes gallium nitride on gallium nitride (GaN on GaN) LED technology that emits more light per LED material, handles more electric current per area and has extremely precise crystals enabling full visible spectrum light. SORAA has built a line of lamps and light engines around this innovative light source. SORAA’s distinctive products feature an intense single point source LED with full visible spectrum light, Flicker Free digital driver, unique heat dissipating heat sink, and point source optics. SORAA is headquartered in Fremont, California, where a talented team manufactures the GaN on GaN LEDs in a semiconductor fabrication facility. They are also building a new facility in Syracuse, New York. SORAA has sales offices and distributors worldwide. 35,000 Hours • 120 Volt • Natural White Technology • Dimmable Soraa 01125 - 7.5W GU10 MR16 - 65W Equal - 25° Beam - CRI 85 - 3000K | 3000 | 85 | 525 | 70 | 35000 | 7.5 | 1 | 18.95 | 18.95 | 22.267 | 2020Q2 | https://www.topbulb.com/soraa-sm16ga-07-25d-830-03-01125-mr16-65-watt-equal-3000k | Top Bulb | 2020 | No
LED Lighting | Downlight | Soraa | True | Daylighting/Photocell, | LED | MR16 | GU10 | Topbulb » Brands » MR16 GU10 » Soraa 01133 - 7.5W GU10 MR16 - 65W Equal - 36° Beam - CRI 85 - 2700K Shipping NoticeSoraa Considers this item a "Not Standard" product, which will ship within eight weeks of ordering if not currently in stock.SORAA LED MR16 GU10 base Brilliant Series lamps provide outstanding beam control by using an extremely small point source. These lamps are designed to provide a direct replacement for 120 volt halogen MR16 lamps. Intended for use in MR16 GU10 socket compatible recessed downlights, track lighting and other indoor and outdoor installations. These lamps directly replace the MR16 halogen equivalent. Whiteness rendering matches or exceeds that of halogen sources at 2700K and 3000K. SNAP System Compatible: Beam and Color Shift Accessories Features include: 35,000 hour rated life (compared to 2,000 hours for halogen) 85% more efficient than halogen Compatible with standard fixtures, directly replaces halogen bulbs Suitable for fully enclosed fixtures Designed to safely turn down in any thermal environment not conducive to minimum airflow or proper ventilation Indoor / Outdoor - suitable for damp locations Dimmable with trailing edge and leading edge phase cut dimmers 3-year warranty See the document below for complete specifications and photometrics. LED Technology Notice Due to constantly evolving nature of LED technology, manufacturers will reserve the right to replace this product with next generation technology. We appreciate your understanding and acceptance of this policy. Applications Art Gallery Hospitality Museum Recessed Lighting Retail Track Lighting Utility/Government Incentives Documents Soraa SM16GA-07-36D-827-03 Specification Sheet About Soraa LED manufacturer SORRA utilizes gallium nitride on gallium nitride (GaN on GaN) LED technology that emits more light per LED material, handles more electric current per area and has extremely precise crystals enabling full visible spectrum light. SORAA has built a line of lamps and light engines around this innovative light source. SORAA’s distinctive products feature an intense single point source LED with full visible spectrum light, Flicker Free digital driver, unique heat dissipating heat sink, and point source optics. SORAA is headquartered in Fremont, California, where a talented team manufactures the GaN on GaN LEDs in a semiconductor fabrication facility. They are also building a new facility in Syracuse, New York. SORAA has sales offices and distributors worldwide. 35,000 Hours • 120 Volt • Natural White Technology • Dimmable Soraa 01133 - 7.5W GU10 MR16 - 65W Equal - 36° Beam - CRI 85 - 2700K | 2700 | 85 | 500 | 66.6667 | 35000 | 7.5 | 1 | 18.95 | 18.95 | 22.267 | 2020Q2 | https://www.topbulb.com/soraa-sm16ga-07-36d-827-03-01133-mr16-65-watt-equal-2700k | Top Bulb | 2020 | No
LED Lighting | Downlight | Soraa | True | Daylighting/Photocell, | LED | MR16 | GU10 | Topbulb » Brands » MR16 GU10 » Soraa 01137 - 7.5WGU10 MR16 - 65W Equal - 36° Beam - CRI 85 - 3000K Shipping NoticeSoraa Considers this item a "Not Standard" product, which will ship within eight weeks of ordering if not currently in stock.SORAA LED MR16 GU10 base Brilliant Series lamps provide outstanding beam control by using an extremely small point source. These lamps are designed to provide a direct replacement for 120 volt halogen MR16 lamps. Intended for use in MR16 GU10 socket compatible recessed downlights, track lighting and other indoor and outdoor installations. These lamps directly replace the MR16 halogen equivalent. Whiteness rendering matches or exceeds that of halogen sources at 2700K and 3000K. SNAP System Compatible: Beam and Color Shift Accessories Features include: 35,000 hour rated life (compared to 2,000 hours for halogen) 85% more efficient than halogen Compatible with standard fixtures, directly replaces halogen bulbs Suitable for fully enclosed fixtures Designed to safely turn down in any thermal environment not conducive to minimum airflow or proper ventilation Indoor / Outdoor - suitable for damp locations Dimmable with trailing edge and leading edge phase cut dimmers 3-year warranty See the document below for complete specifications and photometrics. LED Technology Notice Due to constantly evolving nature of LED technology, manufacturers will reserve the right to replace this product with next generation technology. We appreciate your understanding and acceptance of this policy. Applications Art Gallery Hospitality Museum Recessed Lighting Retail Track Lighting Utility/Government Incentives Documents Soraa SM16GA-07-36D-830-03 Specification Sheet About Soraa LED manufacturer SORRA utilizes gallium nitride on gallium nitride (GaN on GaN) LED technology that emits more light per LED material, handles more electric current per area and has extremely precise crystals enabling full visible spectrum light. SORAA has built a line of lamps and light engines around this innovative light source. SORAA’s distinctive products feature an intense single point source LED with full visible spectrum light, Flicker Free digital driver, unique heat dissipating heat sink, and point source optics. SORAA is headquartered in Fremont, California, where a talented team manufactures the GaN on GaN LEDs in a semiconductor fabrication facility. They are also building a new facility in Syracuse, New York. SORAA has sales offices and distributors worldwide. 35,000 Hours • 120 Volt • Natural White Technology • Dimmable Soraa 01137 - 7.5WGU10 MR16 - 65W Equal - 36° Beam - CRI 85 - 3000K | 3000 | 85 | 525 | 70 | 35000 | 7.5 | 1 | 18.95 | 18.95 | 22.267 | 2020Q2 | https://www.topbulb.com/soraa-sm16ga-07-36d-830-03-01137-mr16-65-watt-equal-3000k | Top Bulb | 2020 | No
LED Lighting | Downlight | Soraa | True | Daylighting/Photocell, | LED | MR16 | GU10 | Topbulb » Brands » MR16 GU10 » Soraa 01139 - 7.5W GU10 MR16 - 50W Equal - 36° Beam - CRI 95 - 3000K Shipping NoticeSoraa Considers this item a Standard product, which will ship within four to five weeks of ordering if not currently in stock.SORAA LED MR16 GU10 base Vivid Series lamps provide excellent color characterics and outstanding beam control for color critical applications. These lamps are designed to provide a direct replacement for 120 volt halogen MR16 lamps. Intended for use in MR16 GU10 socket compatible recessed downlights, track lighting and other indoor and outdoor installations. These lamps directly replace the MR16 halogen equivalent. The Vivid Series provides accurate color rendering across the visible spectrum from 400nm to 700nm, with a CRI of 95 and R9 of 95. Whiteness rendering matches or exceeds that of halogen sources at 2700K and 3000K. Features include: 35,000 hour rated life (compared to 2,000 hours for halogen) 85% more efficient than halogen Compatible with standard fixtures, directly replaces halogen bulbs Suitable for fully enclosed fixtures Designed to safely turn down in any thermal environment not conducive to minimum airflow or proper ventilation Indoor / Outdoor - suitable for damp locations Dimmable with trailing edge and leading edge phase cut dimmers 3-year warranty See the document below for complete specifications and photometrics. LED Technology Notice Due to constantly evolving nature of LED technology, manufacturers will reserve the right to replace this product with next generation technology. We appreciate your understanding and acceptance of this policy. Applications Art Gallery Hospitality Museum Recessed Lighting Retail Track Lighting Utility/Government Incentives Documents Soraa SM16GA-07-36D-930-03 Specification Sheet About Soraa LED manufacturer SORRA utilizes gallium nitride on gallium nitride (GaN on GaN) LED technology that emits more light per LED material, handles more electric current per area and has extremely precise crystals enabling full visible spectrum light. SORAA has built a line of lamps and light engines around this innovative light source. SORAA’s distinctive products feature an intense single point source LED with full visible spectrum light, Flicker Free digital driver, unique heat dissipating heat sink, and point source optics. SORAA is headquartered in Fremont, California, where a talented team manufactures the GaN on GaN LEDs in a semiconductor fabrication facility. They are also building a new facility in Syracuse, New York. SORAA has sales offices and distributors worldwide. 35,000 Hours • 120 Volt • Natural White Technology • Dimmable Soraa 01139 - 7.5W GU10 MR16 - 50W Equal - 36° Beam - CRI 95 - 3000K | 3000 | 95 | 435 | 58 | 35000 | 7.5 | 1 | 27.95 | 27.95 | 32.8423 | 2020Q2 | https://www.topbulb.com/soraa-sm16ga-07-36d-930-03-01139-mr16-50-watt-equal-3000k | Top Bulb | 2020 | No
LED Lighting | Downlight | Soraa | True | Daylighting/Photocell, | LED | MR16 | GU10 | Topbulb » Brands » MR16 GU10 » Soraa 01571 - 7.5W GU10 MR16 - 65W Equal - 60° Beam - CRI 85 - 2700K Shipping NoticeSoraa Considers this item a "Not Standard" product, which will ship within eight weeks of ordering if not currently in stock.SORAA LED MR16 GU10 base Brilliant Series lamps provide outstanding beam control by using an extremely small point source. These lamps are designed to provide a direct replacement for 120 volt halogen MR16 lamps. Intended for use in MR16 GU10 socket compatible recessed downlights, track lighting and other indoor and outdoor installations. These lamps directly replace the MR16 halogen equivalent. Whiteness rendering matches or exceeds that of halogen sources at 2700K and 3000K. SNAP System Compatible: Beam and Color Shift Accessories Features include: 35,000 hour rated life (compared to 2,000 hours for halogen) 85% more efficient than halogen Compatible with standard fixtures, directly replaces halogen bulbs Suitable for fully enclosed fixtures Designed to safely turn down in any thermal environment not conducive to minimum airflow or proper ventilation Indoor / Outdoor - suitable for damp locations Dimmable with trailing edge and leading edge phase cut dimmers 3-year warranty See the document below for complete specifications and photometrics. LED Technology Notice Due to constantly evolving nature of LED technology, manufacturers will reserve the right to replace this product with next generation technology. We appreciate your understanding and acceptance of this policy. Applications Art Gallery Hospitality Museum Recessed Lighting Retail Track Lighting Utility/Government Incentives Documents Soraa SM16GA-07-60D-827-03 Specification Sheet About Soraa LED manufacturer SORRA utilizes gallium nitride on gallium nitride (GaN on GaN) LED technology that emits more light per LED material, handles more electric current per area and has extremely precise crystals enabling full visible spectrum light. SORAA has built a line of lamps and light engines around this innovative light source. SORAA’s distinctive products feature an intense single point source LED with full visible spectrum light, Flicker Free digital driver, unique heat dissipating heat sink, and point source optics. SORAA is headquartered in Fremont, California, where a talented team manufactures the GaN on GaN LEDs in a semiconductor fabrication facility. They are also building a new facility in Syracuse, New York. SORAA has sales offices and distributors worldwide. 35,000 Hours • 120 Volt • Natural White Technology • Dimmable Soraa 01571 - 7.5W GU10 MR16 - 65W Equal - 60° Beam - CRI 85 - 2700K | 2700 | 85 | 500 | 66.6667 | 35000 | 7.5 | 1 | 18.95 | 18.95 | 22.267 | 2020Q2 | https://www.topbulb.com/soraa-sm16ga-07-60d-827-03-01571-mr16-65-watt-equal-2700k | Top Bulb | 2020 | No
LED Lighting | Downlight | Soraa | True | Daylighting/Photocell, | LED | MR16 | GU10 | Topbulb » Brands » MR16 GU10 » Soraa 01575 - 7.5W GU10 MR16 - 65W Equal - 60° Beam - CRI 85 - 3000K Shipping NoticeSoraa Considers this item a "Not Standard" product, which will ship within eight weeks of ordering if not currently in stock.SORAA LED MR16 GU10 base Brilliant Series lamps provide outstanding beam control by using an extremely small point source. These lamps are designed to provide a direct replacement for 120 volt halogen MR16 lamps. Intended for use in MR16 GU10 socket compatible recessed downlights, track lighting and other indoor and outdoor installations. These lamps directly replace the MR16 halogen equivalent. Whiteness rendering matches or exceeds that of halogen sources at 2700K and 3000K. SNAP System Compatible: Beam and Color Shift Accessories Features include: 35,000 hour rated life (compared to 2,000 hours for halogen) 85% more efficient than halogen Compatible with standard fixtures, directly replaces halogen bulbs Suitable for fully enclosed fixtures Designed to safely turn down in any thermal environment not conducive to minimum airflow or proper ventilation Indoor / Outdoor - suitable for damp locations Dimmable with trailing edge and leading edge phase cut dimmers 3-year warranty See the document below for complete specifications and photometrics. LED Technology Notice Due to constantly evolving nature of LED technology, manufacturers will reserve the right to replace this product with next generation technology. We appreciate your understanding and acceptance of this policy. Applications Art Gallery Hospitality Museum Recessed Lighting Retail Track Lighting Utility/Government Incentives Documents Soraa SM16GA-07-60D-830-03 Specification Sheet About Soraa LED manufacturer SORRA utilizes gallium nitride on gallium nitride (GaN on GaN) LED technology that emits more light per LED material, handles more electric current per area and has extremely precise crystals enabling full visible spectrum light. SORAA has built a line of lamps and light engines around this innovative light source. SORAA’s distinctive products feature an intense single point source LED with full visible spectrum light, Flicker Free digital driver, unique heat dissipating heat sink, and point source optics. SORAA is headquartered in Fremont, California, where a talented team manufactures the GaN on GaN LEDs in a semiconductor fabrication facility. They are also building a new facility in Syracuse, New York. SORAA has sales offices and distributors worldwide. 35,000 Hours • 120 Volt • Natural White Technology • Dimmable Soraa 01575 - 7.5W GU10 MR16 - 65W Equal - 60° Beam - CRI 85 - 3000K | 3000 | 85 | 525 | 70 | 35000 | 7.5 | 1 | 18.95 | 18.95 | 22.267 | 2020Q2 | https://www.topbulb.com/soraa-sm16ga-07-60d-830-03-01575-mr16-65-watt-equal-3000k | Top Bulb | 2020 | No
LED Lighting | Downlight | Soraa | True | Daylighting/Photocell, | LED | MR16 | GU10 | Topbulb » Brands » MR16 GU10 » Soraa 01577 - 7.5W GU10 MR16 - 50W Equal - 60° Beam - CRI 95 - 3000K Shipping NoticeSoraa Considers this item a "Not Standard" product, which will ship within eight weeks of ordering if not currently in stock.SORAA LED MR16 GU10 base Vivid Series lamps provide excellent color characterics and outstanding beam control for color critical applications. These lamps are designed to provide a direct replacement for 120 volt halogen MR16 lamps. Intended for use in MR16 GU10 socket compatible recessed downlights, track lighting and other indoor and outdoor installations. These lamps directly replace the MR16 halogen equivalent. The Vivid Series provides accurate color rendering across the visible spectrum from 400nm to 700nm, with a CRI of 95 and R9 of 95. Whiteness rendering matches or exceeds that of halogen sources at 2700K and 3000K. Features include: 35,000 hour rated life (compared to 2,000 hours for halogen) 85% more efficient than halogen Compatible with standard fixtures, directly replaces halogen bulbs Suitable for fully enclosed fixtures Designed to safely turn down in any thermal environment not conducive to minimum airflow or proper ventilation Indoor / Outdoor - suitable for damp locations Dimmable with trailing edge and leading edge phase cut dimmers 3-year warranty See the document below for complete specifications and photometrics. LED Technology Notice Due to constantly evolving nature of LED technology, manufacturers will reserve the right to replace this product with next generation technology. We appreciate your understanding and acceptance of this policy. Applications Art Gallery Hospitality Museum Recessed Lighting Retail Track Lighting Utility/Government Incentives Documents Soraa SM16GA-07-60D-930-03 Specification Sheet About Soraa LED manufacturer SORRA utilizes gallium nitride on gallium nitride (GaN on GaN) LED technology that emits more light per LED material, handles more electric current per area and has extremely precise crystals enabling full visible spectrum light. SORAA has built a line of lamps and light engines around this innovative light source. SORAA’s distinctive products feature an intense single point source LED with full visible spectrum light, Flicker Free digital driver, unique heat dissipating heat sink, and point source optics. SORAA is headquartered in Fremont, California, where a talented team manufactures the GaN on GaN LEDs in a semiconductor fabrication facility. They are also building a new facility in Syracuse, New York. SORAA has sales offices and distributors worldwide. 35,000 Hours • 120 Volt • Natural White Technology • Dimmable Soraa 01577 - 7.5W GU10 MR16 - 50W Equal - 60° Beam - CRI 95 - 3000K | 3000 | 95 | 435 | 58 | 35000 | 7.5 | 1 | 27.95 | 27.95 | 32.8423 | 2020Q2 | https://www.topbulb.com/soraa-sm16ga-07-60d-930-03-01577-mr16-50-watt-equal-3000k | Top Bulb | 2020 | No
LED Lighting | Downlight | Soraa | True | Daylighting/Photocell, | LED | MR16 | GU10 | Topbulb » Brands » MR16 GU10 » Soraa 01579 - 7.5W GU10 MR16 - 50W Equal - 60° Beam - CRI 95 - 4000K Shipping NoticeSoraa Considers this item a "Not Standard" product, which will ship within eight weeks of ordering if not currently in stock.SORAA LED MR16 GU10 base Vivid Series lamps provide excellent color characterics and outstanding beam control for color critical applications. These lamps are designed to provide a direct replacement for 120 volt halogen MR16 lamps. Intended for use in MR16 GU10 socket compatible recessed downlights, track lighting and other indoor and outdoor installations. These lamps directly replace the MR16 halogen equivalent. The Vivid Series provides accurate color rendering across the visible spectrum from 400nm to 700nm, with a CRI of 95 and R9 of 95. Whiteness rendering matches or exceeds that of halogen sources at 2700K and 3000K. Features include: 35,000 hour rated life (compared to 2,000 hours for halogen) 85% more efficient than halogen Compatible with standard fixtures, directly replaces halogen bulbs Suitable for fully enclosed fixtures Designed to safely turn down in any thermal environment not conducive to minimum airflow or proper ventilation Indoor / Outdoor - suitable for damp locations Dimmable with trailing edge and leading edge phase cut dimmers 3-year warranty See the document below for complete specifications and photometrics. LED Technology Notice Due to constantly evolving nature of LED technology, manufacturers will reserve the right to replace this product with next generation technology. We appreciate your understanding and acceptance of this policy. Applications Art Gallery Hospitality Museum Recessed Lighting Retail Track Lighting Utility/Government Incentives Documents Soraa SM16GA-07-60D-940-03 Specification Sheet About Soraa LED manufacturer SORRA utilizes gallium nitride on gallium nitride (GaN on GaN) LED technology that emits more light per LED material, handles more electric current per area and has extremely precise crystals enabling full visible spectrum light. SORAA has built a line of lamps and light engines around this innovative light source. SORAA’s distinctive products feature an intense single point source LED with full visible spectrum light, Flicker Free digital driver, unique heat dissipating heat sink, and point source optics. SORAA is headquartered in Fremont, California, where a talented team manufactures the GaN on GaN LEDs in a semiconductor fabrication facility. They are also building a new facility in Syracuse, New York. SORAA has sales offices and distributors worldwide. 35,000 Hours • 120 Volt • Natural White Technology • Dimmable Soraa 01579 - 7.5W GU10 MR16 - 50W Equal - 60° Beam - CRI 95 - 4000K | 4000 | 95 | 455 | 60.6667 | 35000 | 7.5 | 1 | 27.95 | 27.95 | 32.8423 | 2020Q2 | https://www.topbulb.com/soraa-sm16ga-07-60d-940-03-01579-mr16-50-watt-equal-4000k | Top Bulb | 2020 | No
LED Lighting | Downlight | Soraa | True | Daylighting/Photocell, | LED | MR16 | GU10 | Topbulb » Brands » MR16 GU10 » Soraa 02487 - 9W GU10 MR16 - 75W Equal - 25° Beam - CRI 85 - 2700K Shipping NoticeSoraa Considers this item a "Not Standard" product, which will ship within eight weeks of ordering if not currently in stock.SORAA LED MR16 GU10 base Brilliant Series lamps provide outstanding beam control by using an extremely small point source. These lamps are designed to provide a direct replacement for 120 volt halogen MR16 lamps. Intended for use in MR16 GU10 socket compatible recessed downlights, track lighting and other indoor and outdoor installations. These lamps directly replace the MR16 halogen equivalent. Whiteness rendering matches or exceeds that of halogen sources at 2700K and 3000K. SNAP System Compatible: Beam and Color Shift Accessories Features include: 35,000 hour rated life (compared to 2,000 hours for halogen) 85% more efficient than halogen Compatible with standard fixtures, directly replaces halogen bulbs Suitable for fully enclosed fixtures Designed to safely turn down in any thermal environment not conducive to minimum airflow or proper ventilation Indoor / Outdoor - suitable for damp locations Dimmable with trailing edge and leading edge phase cut dimmers 3-year warranty See the document below for complete specifications and photometrics. LED Technology Notice Due to constantly evolving nature of LED technology, manufacturers will reserve the right to replace this product with next generation technology. We appreciate your understanding and acceptance of this policy. Applications Art Gallery Hospitality Museum Recessed Lighting Retail Track Lighting Documents Soraa SM16GA-09-25D-827-03 Specification Sheet About Soraa LED manufacturer SORRA utilizes gallium nitride on gallium nitride (GaN on GaN) LED technology that emits more light per LED material, handles more electric current per area and has extremely precise crystals enabling full visible spectrum light. SORAA has built a line of lamps and light engines around this innovative light source. SORAA’s distinctive products feature an intense single point source LED with full visible spectrum light, Flicker Free digital driver, unique heat dissipating heat sink, and point source optics. SORAA is headquartered in Fremont, California, where a talented team manufactures the GaN on GaN LEDs in a semiconductor fabrication facility. They are also building a new facility in Syracuse, New York. SORAA has sales offices and distributors worldwide. 35,000 Hours • 120 Volt • Natural White Technology • Dimmable Soraa 02487 - 9W GU10 MR16 - 75W Equal - 25° Beam - CRI 85 - 2700K | 2700 | 85 | 560 | 62.2222 | 35000 | 9 | 1 | 21.95 | 21.95 | 25.7921 | 2020Q2 | https://www.topbulb.com/soraa-sm16ga-09-25d-827-03-02487-mr16-75-watt-equal-2700k | Top Bulb | 2020 | No
LED Lighting | Downlight | Soraa | True | Daylighting/Photocell, | LED | MR16 | GU10 | Topbulb » Brands » MR16 GU10 » Soraa 02491 - 9W GU10 MR16 - 75W Equal - 25° Beam - CRI 85 - 3000K Shipping NoticeSoraa Considers this item a "Not Standard" product, which will ship within eight weeks of ordering if not currently in stock.SORAA LED MR16 GU10 base Brilliant Series lamps provide outstanding beam control by using an extremely small point source. These lamps are designed to provide a direct replacement for 120 volt halogen MR16 lamps. Intended for use in MR16 GU10 socket compatible recessed downlights, track lighting and other indoor and outdoor installations. These lamps directly replace the MR16 halogen equivalent. Whiteness rendering matches or exceeds that of halogen sources at 2700K and 3000K. SNAP System Compatible: Beam and Color Shift Accessories Features include: 35,000 hour rated life (compared to 2,000 hours for halogen) 85% more efficient than halogen Compatible with standard fixtures, directly replaces halogen bulbs Suitable for fully enclosed fixtures Designed to safely turn down in any thermal environment not conducive to minimum airflow or proper ventilation Indoor / Outdoor - suitable for damp locations Dimmable with trailing edge and leading edge phase cut dimmers 3-year warranty See the document below for complete specifications and photometrics. LED Technology Notice Due to constantly evolving nature of LED technology, manufacturers will reserve the right to replace this product with next generation technology. We appreciate your understanding and acceptance of this policy. Applications Art Gallery Hospitality Museum Recessed Lighting Retail Track Lighting Documents Soraa SM16GA-09-25D-830-03 Specification Sheet About Soraa LED manufacturer SORRA utilizes gallium nitride on gallium nitride (GaN on GaN) LED technology that emits more light per LED material, handles more electric current per area and has extremely precise crystals enabling full visible spectrum light. SORAA has built a line of lamps and light engines around this innovative light source. SORAA’s distinctive products feature an intense single point source LED with full visible spectrum light, Flicker Free digital driver, unique heat dissipating heat sink, and point source optics. SORAA is headquartered in Fremont, California, where a talented team manufactures the GaN on GaN LEDs in a semiconductor fabrication facility. They are also building a new facility in Syracuse, New York. SORAA has sales offices and distributors worldwide. 35,000 Hour • 120 Volt • Natural White Technology • Dimmable Soraa 02491 - 9W GU10 MR16 - 75W Equal - 25° Beam - CRI 85 - 3000K | 3000 | 85 | 590 | 65.5556 | 35000 | 9 | 1 | 21.95 | 21.95 | 25.7921 | 2020Q2 | https://www.topbulb.com/soraa-sm16ga-09-25d-830-03-02491-mr16-75-watt-equal-3000k | Top Bulb | 2020 | No
LED Lighting | Downlight | Soraa | True | Daylighting/Photocell, | LED | MR16 | GU10 | Topbulb » Brands » MR16 GU10 » Soraa 02495 - 9W GU10 MR16 - 75W Equal - 36° Beam - CRI 85 - 2700K Shipping NoticeSoraa Considers this item a "Not Standard" product, which will ship within eight weeks of ordering if not currently in stock.SORAA LED MR16 GU10 base Brilliant Series lamps provide outstanding beam control by using an extremely small point source. These lamps are designed to provide a direct replacement for 120 volt halogen MR16 lamps. Intended for use in MR16 GU10 socket compatible recessed downlights, track lighting and other indoor and outdoor installations. These lamps directly replace the MR16 halogen equivalent. Whiteness rendering matches or exceeds that of halogen sources at 2700K and 3000K. SNAP System Compatible: Beam and Color Shift Accessories Features include: 35,000 hour rated life (compared to 2,000 hours for halogen) 85% more efficient than halogen Compatible with standard fixtures, directly replaces halogen bulbs Suitable for fully enclosed fixtures Designed to safely turn down in any thermal environment not conducive to minimum airflow or proper ventilation Indoor / Outdoor - suitable for damp locations Dimmable with trailing edge and leading edge phase cut dimmers 3-year warranty See the document below for complete specifications and photometrics. LED Technology Notice Due to constantly evolving nature of LED technology, manufacturers will reserve the right to replace this product with next generation technology. We appreciate your understanding and acceptance of this policy. Applications Art Gallery Hospitality Museum Recessed Lighting Retail Track Lighting Documents Soraa SM16GA-09-36D-827-03 Specification Sheet About Soraa LED manufacturer SORRA utilizes gallium nitride on gallium nitride (GaN on GaN) LED technology that emits more light per LED material, handles more electric current per area and has extremely precise crystals enabling full visible spectrum light. SORAA has built a line of lamps and light engines around this innovative light source. SORAA’s distinctive products feature an intense single point source LED with full visible spectrum light, Flicker Free digital driver, unique heat dissipating heat sink, and point source optics. SORAA is headquartered in Fremont, California, where a talented team manufactures the GaN on GaN LEDs in a semiconductor fabrication facility. They are also building a new facility in Syracuse, New York. SORAA has sales offices and distributors worldwide. 35,000 Hours • 120 Volt • Natural White Technology • Dimmable Soraa 02495 - 9W GU10 MR16 - 75W Equal - 36° Beam - CRI 85 - 2700K | 2700 | 85 | 560 | 62.2222 | 35000 | 9 | 1 | 21.95 | 21.95 | 25.7921 | 2020Q2 | https://www.topbulb.com/soraa-sm16ga-09-36d-827-03-02495-mr16-75-watt-equal-2700k | Top Bulb | 2020 | No
LED Lighting | Downlight | Soraa | True | Daylighting/Photocell, | LED | MR16 | GU10 | Topbulb » Brands » MR16 GU10 » Soraa 02499 - 9W GU10 MR16 - 75W Equal - 36° Beam - CRI 85 - 3000K Shipping NoticeSoraa Considers this item a "Not Standard" product, which will ship within eight weeks of ordering if not currently in stock.SORAA LED MR16 GU10 base Brilliant Series lamps provide outstanding beam control by using an extremely small point source. These lamps are designed to provide a direct replacement for 120 volt halogen MR16 lamps. Intended for use in MR16 GU10 socket compatible recessed downlights, track lighting and other indoor and outdoor installations. These lamps directly replace the MR16 halogen equivalent. Whiteness rendering matches or exceeds that of halogen sources at 2700K and 3000K. SNAP System Compatible: Beam and Color Shift Accessories Features include: 35,000 hour rated life (compared to 2,000 hours for halogen) 85% more efficient than halogen Compatible with standard fixtures, directly replaces halogen bulbs Suitable for fully enclosed fixtures Designed to safely turn down in any thermal environment not conducive to minimum airflow or proper ventilation Indoor / Outdoor - suitable for damp locations Dimmable with trailing edge and leading edge phase cut dimmers 3-year warranty See the document below for complete specifications and photometrics. LED Technology Notice Due to constantly evolving nature of LED technology, manufacturers will reserve the right to replace this product with next generation technology. We appreciate your understanding and acceptance of this policy. Applications Art Gallery Hospitality Museum Recessed Lighting Retail Track Lighting Documents Soraa SM16GA-09-36D-830-03 Specification Sheet About Soraa LED manufacturer SORRA utilizes gallium nitride on gallium nitride (GaN on GaN) LED technology that emits more light per LED material, handles more electric current per area and has extremely precise crystals enabling full visible spectrum light. SORAA has built a line of lamps and light engines around this innovative light source. SORAA’s distinctive products feature an intense single point source LED with full visible spectrum light, Flicker Free digital driver, unique heat dissipating heat sink, and point source optics. SORAA is headquartered in Fremont, California, where a talented team manufactures the GaN on GaN LEDs in a semiconductor fabrication facility. They are also building a new facility in Syracuse, New York. SORAA has sales offices and distributors worldwide. 35,000 Hours • 120 Volt • Natural White Technology • Dimmable Soraa 02499 - 9W GU10 MR16 - 75W Equal - 36° Beam - CRI 85 - 3000K | 3000 | 85 | 590 | 65.5556 | 35000 | 9 | 1 | 21.95 | 21.95 | 25.7921 | 2020Q2 | https://www.topbulb.com/soraa-sm16ga-09-36d-830-03-02499-mr16-75-watt-equal-3000k | Top Bulb | 2020 | No
LED Lighting | Downlight | Soraa | True | Daylighting/Photocell, | LED | MR16 | GU10 | Topbulb » Brands » MR16 GU10 » Soraa 02497 - 9W GU10 MR16 - 65W Equal - 36° Beam - CRI 95 - 2700K Shipping NoticeSoraa Considers this item a Standard product, which will ship within four to five weeks of ordering if not currently in stock.SORAA LED MR16 GU10 base Vivid Series lamps provide excellent color characterics and outstanding beam control for color critical applications. These lamps are designed to provide a direct replacement for 120 volt halogen MR16 lamps. Intended for use in MR16 GU10 socket compatible recessed downlights, track lighting and other indoor and outdoor installations. These lamps directly replace the MR16 halogen equivalent. The Vivid Series provides accurate color rendering across the visible spectrum from 400nm to 700nm, with a CRI of 95 and R9 of 95. Whiteness rendering matches or exceeds that of halogen sources at 2700K and 3000K. SNAP System Compatible: Beam and Color Shift Accessories Features include: 35,000 hour rated life (compared to 2,000 hours for halogen) 85% more efficient than halogen Compatible with standard fixtures, directly replaces halogen bulbs Suitable for fully enclosed fixtures Designed to safely turn down in any thermal environment not conducive to minimum airflow or proper ventilation Indoor / Outdoor - suitable for damp locations Dimmable with trailing edge and leading edge phase cut dimmers 3-year warranty See the document below for complete specifications and photometrics. LED Technology Notice Due to constantly evolving nature of LED technology, manufacturers will reserve the right to replace this product with next generation technology. We appreciate your understanding and acceptance of this policy. Applications Art Gallery Hospitality Museum Recessed Lighting Retail Track Lighting Documents Soraa SM16GA-09-36D-927-03 Specification Sheet About Soraa LED manufacturer SORRA utilizes gallium nitride on gallium nitride (GaN on GaN) LED technology that emits more light per LED material, handles more electric current per area and has extremely precise crystals enabling full visible spectrum light. SORAA has built a line of lamps and light engines around this innovative light source. SORAA’s distinctive products feature an intense single point source LED with full visible spectrum light, Flicker Free digital driver, unique heat dissipating heat sink, and point source optics. SORAA is headquartered in Fremont, California, where a talented team manufactures the GaN on GaN LEDs in a semiconductor fabrication facility. They are also building a new facility in Syracuse, New York. SORAA has sales offices and distributors worldwide. 35,000 Hours • 120 Volt • Natural White Technology • Dimmable Soraa 02497 - 9W GU10 MR16 - 65W Equal - 36° Beam - CRI 95 - 2700K | 2700 | 95 | 465 | 51.6667 | 35000 | 9 | 1 | 32.95 | 32.95 | 38.7175 | 2020Q2 | https://www.topbulb.com/soraa-sm16ga-09-36d-927-03-02497-mr16-65-watt-equal-2700k | Top Bulb | 2020 | No
LED Lighting | Downlight | Soraa | True | Daylighting/Photocell, | LED | MR16 | GU10 | Topbulb » Brands » MR16 GU10 » Soraa 02501 - 9W GU10 MR16 - 65W Equal - 36° Beam - CRI 95 - 3000K Shipping NoticeSoraa Considers this item a Standard product, which will ship within four to five weeks of ordering if not currently in stock.SORAA LED MR16 GU10 base Vivid Series lamps provide excellent color characterics and outstanding beam control for color critical applications. These lamps are designed to provide a direct replacement for 120 volt halogen MR16 lamps. Intended for use in MR16 GU10 socket compatible recessed downlights, track lighting and other indoor and outdoor installations. These lamps directly replace the MR16 halogen equivalent. The Vivid Series provides accurate color rendering across the visible spectrum from 400nm to 700nm, with a CRI of 95 and R9 of 95. Whiteness rendering matches or exceeds that of halogen sources at 2700K and 3000K. SNAP System Compatible: Beam and Color Shift Accessories Features include: 35,000 hour rated life (compared to 2,000 hours for halogen) 85% more efficient than halogen Compatible with standard fixtures, directly replaces halogen bulbs Suitable for fully enclosed fixtures Designed to safely turn down in any thermal environment not conducive to minimum airflow or proper ventilation Indoor / Outdoor - suitable for damp locations Dimmable with trailing edge and leading edge phase cut dimmers 3-year warranty See the document below for complete specifications and photometrics. LED Technology Notice Due to constantly evolving nature of LED technology, manufacturers will reserve the right to replace this product with next generation technology. We appreciate your understanding and acceptance of this policy. Applications Art Gallery Hospitality Museum Recessed Lighting Retail Track Lighting Documents Soraa SM16GA-09-36D-930-03 Specification Sheet About Soraa LED manufacturer SORRA utilizes gallium nitride on gallium nitride (GaN on GaN) LED technology that emits more light per LED material, handles more electric current per area and has extremely precise crystals enabling full visible spectrum light. SORAA has built a line of lamps and light engines around this innovative light source. SORAA’s distinctive products feature an intense single point source LED with full visible spectrum light, Flicker Free digital driver, unique heat dissipating heat sink, and point source optics. SORAA is headquartered in Fremont, California, where a talented team manufactures the GaN on GaN LEDs in a semiconductor fabrication facility. They are also building a new facility in Syracuse, New York. SORAA has sales offices and distributors worldwide. 35,000 Hours • 120 Volt • Natural White Technology • Dimmable Soraa 02501 - 9W GU10 MR16 - 65W Equal - 36° Beam - CRI 95 - 3000K | 3000 | 95 | 490 | 54.4444 | 35000 | 9 | 1 | 30.95 | 30.95 | 36.3674 | 2020Q2 | https://www.topbulb.com/soraa-sm16ga-09-36d-930-03-02501-mr16-65-watt-equal-3000k | Top Bulb | 2020 | No
LED Lighting | Downlight | Soraa | True | Daylighting/Photocell, | LED | MR16 | GU10 | Topbulb » Brands » MR16 GU10 » Soraa 02503 - 9W GU10 MR16 - 75W Equal - 60° Beam - CRI 85 - 2700K Shipping NoticeSoraa Considers this item a "Not Standard" product, which will ship within eight weeks of ordering if not currently in stock.SORAA LED MR16 GU10 base Brilliant Series lamps provide outstanding beam control by using an extremely small point source. These lamps are designed to provide a direct replacement for 120 volt halogen MR16 lamps. Intended for use in MR16 GU10 socket compatible recessed downlights, track lighting and other indoor and outdoor installations. These lamps directly replace the MR16 halogen equivalent. Whiteness rendering matches or exceeds that of halogen sources at 2700K and 3000K. SNAP System Compatible: Beam and Color Shift Accessories Features include: 35,000 hour rated life (compared to 2,000 hours for halogen) 85% more efficient than halogen Compatible with standard fixtures, directly replaces halogen bulbs Suitable for fully enclosed fixtures Designed to safely turn down in any thermal environment not conducive to minimum airflow or proper ventilation Indoor / Outdoor - suitable for damp locations Dimmable with trailing edge and leading edge phase cut dimmers 3-year warranty See the document below for complete specifications and photometrics. LED Technology Notice Due to constantly evolving nature of LED technology, manufacturers will reserve the right to replace this product with next generation technology. We appreciate your understanding and acceptance of this policy. Applications Art Gallery Hospitality Museum Recessed Lighting Retail Track Lighting Documents Soraa SM16GA-09-60D-827-03 Specification Sheet About Soraa LED manufacturer SORRA utilizes gallium nitride on gallium nitride (GaN on GaN) LED technology that emits more light per LED material, handles more electric current per area and has extremely precise crystals enabling full visible spectrum light. SORAA has built a line of lamps and light engines around this innovative light source. SORAA’s distinctive products feature an intense single point source LED with full visible spectrum light, Flicker Free digital driver, unique heat dissipating heat sink, and point source optics. SORAA is headquartered in Fremont, California, where a talented team manufactures the GaN on GaN LEDs in a semiconductor fabrication facility. They are also building a new facility in Syracuse, New York. SORAA has sales offices and distributors worldwide. 35,000 Hours • 120 Volt • Natural White Technology • Dimmable Soraa 02503 - 9W GU10 MR16 - 75W Equal - 60° Beam - CRI 85 - 2700K | 2700 | 85 | 560 | 62.2222 | 35000 | 9 | 1 | 21.95 | 21.95 | 25.7921 | 2020Q2 | https://www.topbulb.com/soraa-sm16ga-09-60d-827-03-02503-mr16-75-watt-equal-2700k | Top Bulb | 2020 | No
LED Lighting | Downlight | Soraa | True | Daylighting/Photocell, | LED | MR16 | GU10 | Topbulb » Brands » MR16 GU10 » Soraa 02507 - 9W GU10 MR16 - 75W Equal - 60° Beam - CRI 85 - 3000K Shipping NoticeSoraa Considers this item a "Not Standard" product, which will ship within eight weeks of ordering if not currently in stock.SORAA LED MR16 GU10 base Brilliant Series lamps provide outstanding beam control by using an extremely small point source. These lamps are designed to provide a direct replacement for 120 volt halogen MR16 lamps. Intended for use in MR16 GU10 socket compatible recessed downlights, track lighting and other indoor and outdoor installations. These lamps directly replace the MR16 halogen equivalent. Whiteness rendering matches or exceeds that of halogen sources at 2700K and 3000K. SNAP System Compatible: Beam and Color Shift Accessories Features include: 35,000 hour rated life (compared to 2,000 hours for halogen) 85% more efficient than halogen Compatible with standard fixtures, directly replaces halogen bulbs Suitable for fully enclosed fixtures Designed to safely turn down in any thermal environment not conducive to minimum airflow or proper ventilation Indoor / Outdoor - suitable for damp locations Dimmable with trailing edge and leading edge phase cut dimmers 3-year warranty See the document below for complete specifications and photometrics. LED Technology Notice Due to constantly evolving nature of LED technology, manufacturers will reserve the right to replace this product with next generation technology. We appreciate your understanding and acceptance of this policy. Applications Art Gallery Hospitality Museum Recessed Lighting Retail Track Lighting Documents Soraa SM16GA-09-60D-830-03 Specification Sheet About Soraa LED manufacturer SORRA utilizes gallium nitride on gallium nitride (GaN on GaN) LED technology that emits more light per LED material, handles more electric current per area and has extremely precise crystals enabling full visible spectrum light. SORAA has built a line of lamps and light engines around this innovative light source. SORAA’s distinctive products feature an intense single point source LED with full visible spectrum light, Flicker Free digital driver, unique heat dissipating heat sink, and point source optics. SORAA is headquartered in Fremont, California, where a talented team manufactures the GaN on GaN LEDs in a semiconductor fabrication facility. They are also building a new facility in Syracuse, New York. SORAA has sales offices and distributors worldwide. 35,000 Hours • 120 Volt • Natural White Technology • Dimmable Soraa 02507 - 9W GU10 MR16 - 75W Equal - 60° Beam - CRI 85 - 3000K | 3000 | 85 | 590 | 65.5556 | 35000 | 9 | 1 | 21.95 | 21.95 | 25.7921 | 2020Q2 | https://www.topbulb.com/soraa-sm16ga-09-60d-830-03-02507-mr16-75-watt-equal-3000k | Top Bulb | 2020 | No
LED Lighting | Downlight | Soraa | True | Daylighting/Photocell, | LED | MR16 | GU10 | Topbulb » Brands » MR16 GU10 » Soraa 02509 - 9W GU10 MR16 - 65W Equal - 60° Beam - CRI 95 - 3000K Shipping NoticeSoraa Considers this item a "Not Standard" product, which will ship within eight weeks of ordering if not currently in stock.SORAA LED MR16 GU10 base Vivid Series lamps provide excellent color characterics and outstanding beam control for color critical applications. These lamps are designed to provide a direct replacement for 120 volt halogen MR16 lamps. Intended for use in MR16 GU10 socket compatible recessed downlights, track lighting and other indoor and outdoor installations. These lamps directly replace the MR16 halogen equivalent. The Vivid Series provides accurate color rendering across the visible spectrum from 400nm to 700nm, with a CRI of 95 and R9 of 95. Whiteness rendering matches or exceeds that of halogen sources at 2700K and 3000K. SNAP System Compatible: Beam and Color Shift Accessories Features include: 35,000 hour rated life (compared to 2,000 hours for halogen) 85% more efficient than halogen Compatible with standard fixtures, directly replaces halogen bulbs Suitable for fully enclosed fixtures Designed to safely turn down in any thermal environment not conducive to minimum airflow or proper ventilation Indoor / Outdoor - suitable for damp locations Dimmable with trailing edge and leading edge phase cut dimmers 3-year warranty See the document below for complete specifications and photometrics. LED Technology Notice Due to constantly evolving nature of LED technology, manufacturers will reserve the right to replace this product with next generation technology. We appreciate your understanding and acceptance of this policy. Applications Art Gallery Hospitality Museum Recessed Lighting Retail Track Lighting Documents Soraa SM16GA-09-60D-930-03 Specification Sheet About Soraa LED manufacturer SORRA utilizes gallium nitride on gallium nitride (GaN on GaN) LED technology that emits more light per LED material, handles more electric current per area and has extremely precise crystals enabling full visible spectrum light. SORAA has built a line of lamps and light engines around this innovative light source. SORAA’s distinctive products feature an intense single point source LED with full visible spectrum light, Flicker Free digital driver, unique heat dissipating heat sink, and point source optics. SORAA is headquartered in Fremont, California, where a talented team manufactures the GaN on GaN LEDs in a semiconductor fabrication facility. They are also building a new facility in Syracuse, New York. SORAA has sales offices and distributors worldwide. 35,000 Hours • 120 Volt • Natural White Technology • Dimmable Soraa 02509 - 9W GU10 MR16 - 65W Equal - 60° Beam - CRI 95 - 3000K | 3000 | 95 | 490 | 54.4444 | 35000 | 9 | 1 | 32.95 | 32.95 | 38.7175 | 2020Q2 | https://www.topbulb.com/soraa-sm16ga-09-60d-930-03-02509-mr16-65-watt-equal-3000k | Top Bulb | 2020 | No
LED Lighting |  | Soraa | True | Daylighting/Photocell, | LED | PAR20 | E26 (Medium) | Topbulb » LED Bulbs » LED PAR » LED PAR20 » 75W Equal » Soraa 01617 - 10.8W PAR20 - 75W Equal - 25° Beam Angle - CRI 95 Shipping NoticeSoraa Considers this item a Standard product, which will ship within four to five weeks of ordering if not currently in stock.SORAA LED PAR20 Vivid Series lamps are designed to provide exceptional color characteristics and beam control for demanding applications such as museum, art gallery and higher end retail fashion applications. These lamps directly replace halogen equivalent bulbs in track and recessed fixtures. The Vivid Series provides accurate color rendering across the visible spectrum from 400nm to 700nm, with a CRI of 95 and R9 of 95. Whiteness rendering matches or exceeds that of halogen sources at 2700K and 3000K. SNAP System Compatible: Beam and Color Shift Accessories Other features include: 35,000 hour rated life (compared to 2,000 hours for halogen) 85% more efficient than halogen Compatible with standard fixtures, directly replaces halogen bulbs Suitable for fully enclosed fixtures (can be used with front glass cover) Designed to safely turn down in any thermal environment not conducive to minimum airflow or proper ventilation Indoor / Outdoor - suitable for damp locations Dimmable with trailing edge and leading edge phase cut dimmers 3-year warranty See the document below for complete specifications and photometrics. LED Technology Notice Due to constantly evolving nature of LED technology, manufacturers will reserve the right to replace this product with next generation technology. We appreciate your understanding and acceptance of this policy. Applications Art Gallery Hospitality Museum Recessed Lighting Retail Track Lighting Documents Soraa SP20-11-25D-930-03 Specification Sheet About Soraa LED manufacturer SORRA utilizes gallium nitride on gallium nitride (GaN on GaN) LED technology that emits more light per LED material, handles more electric current per area and has extremely precise crystals enabling full visible spectrum light. SORAA has built a line of lamps and light engines around this innovative light source. SORAA’s distinctive products feature an intense single point source LED with full visible spectrum light, Flicker Free digital driver, unique heat dissipating heat sink, and point source optics. SORAA is headquartered in Fremont, California, where a talented team manufactures the GaN on GaN LEDs in a semiconductor fabrication facility. They are also building a new facility in Syracuse, New York. SORAA has sales offices and distributors worldwide. 35,000 Hours • Natural White Technology • Dimmable Soraa 01617 - 10.8W PAR20 - 75W Equal - 25° Beam Angle - CRI 95 | 3000 | 95 | 540 | 50 | 35000 | 10.8 | 1 | 32.95 | 32.95 | 38.7175 | 2020Q2 | https://www.topbulb.com/soraa-sp20-11-25d-930-03-01617-par20-75-watt-equal-3000k | Top Bulb | 2020 | Yes
LED Lighting |  | Soraa | True | Daylighting/Photocell, | LED | PAR20 | E26 (Medium) | Topbulb » LED Bulbs » LED PAR » LED PAR20 » 75W Equal » Soraa 01619 - 10.8W PAR20 - 75W Equal - 36° Beam Angle - CRI 95 Shipping NoticeSoraa Considers this item a Standard product, which will ship within four to five weeks of ordering if not currently in stock.SORAA LED PAR20 Vivid Series lamps are designed to provide exceptional color characteristics and beam control for demanding applications such as museum, art gallery and higher end retail fashion applications. These lamps directly replace halogen equivalent bulbs in track and recessed fixtures. The Vivid Series provides accurate color rendering across the visible spectrum from 400nm to 700nm, with a CRI of 95 and R9 of 95. Whiteness rendering matches or exceeds that of halogen sources at 2700K and 3000K. SNAP System Compatible: Beam and Color Shift Accessories Other features include: 35,000 hour rated life (compared to 2,000 hours for halogen) 85% more efficient than halogen Compatible with standard fixtures, directly replaces halogen bulbs Suitable for fully enclosed fixtures (can be used with front glass cover) Designed to safely turn down in any thermal environment not conducive to minimum airflow or proper ventilation Indoor / Outdoor - suitable for damp locations Dimmable with trailing edge and leading edge phase cut dimmers 3-year warranty See the document below for complete specifications and photometrics. LED Technology Notice Due to constantly evolving nature of LED technology, manufacturers will reserve the right to replace this product with next generation technology. We appreciate your understanding and acceptance of this policy. Applications Art Gallery Hospitality Museum Recessed Lighting Retail Track Lighting Documents Soraa SP20-11-36D-930-03 Specification Sheet About Soraa LED manufacturer SORRA utilizes gallium nitride on gallium nitride (GaN on GaN) LED technology that emits more light per LED material, handles more electric current per area and has extremely precise crystals enabling full visible spectrum light. SORAA has built a line of lamps and light engines around this innovative light source. SORAA’s distinctive products feature an intense single point source LED with full visible spectrum light, Flicker Free digital driver, unique heat dissipating heat sink, and point source optics. SORAA is headquartered in Fremont, California, where a talented team manufactures the GaN on GaN LEDs in a semiconductor fabrication facility. They are also building a new facility in Syracuse, New York. SORAA has sales offices and distributors worldwide. 35,000 Hours • Natural White Technology • Dimmable Soraa 01619 - 10.8W PAR20 - 75W Equal - 36° Beam Angle - CRI 95 | 3000 | 95 | 540 | 50 | 35000 | 10.8 | 1 | 30.95 | 30.95 | 36.3674 | 2020Q2 | https://www.topbulb.com/soraa-sp20-11-36d-930-03-01619-par20-75-watt-equal-3000k | Top Bulb | 2020 | Yes
LED Lighting |  | Soraa | True | Daylighting/Photocell, | LED | PAR20 | E26 (Medium) | Topbulb » LED Bulbs » LED PAR » LED PAR20 » 75W Equal » Soraa 01621 - 10.8W PAR20 - 75W Equal - 60° Beam Angle - CRI 95 Shipping NoticeSoraa Considers this item a "Not Standard" product, which will ship within eight weeks of ordering if not currently in stock.SORAA LED PAR20 Vivid Series lamps are designed to provide exceptional color characteristics and beam control for demanding applications such as museum, art gallery and higher end retail fashion applications. These lamps directly replace halogen equivalent bulbs in track and recessed fixtures. The Vivid Series provides accurate color rendering across the visible spectrum from 400nm to 700nm, with a CRI of 95 and R9 of 95. Whiteness rendering matches or exceeds that of halogen sources at 2700K and 3000K. SNAP System Compatible: Beam and Color Shift Accessories Other features include: 35,000 hour rated life (compared to 2,000 hours for halogen) 85% more efficient than halogen Compatible with standard fixtures, directly replaces halogen bulbs Suitable for fully enclosed fixtures (can be used with front glass cover) Designed to safely turn down in any thermal environment not conducive to minimum airflow or proper ventilation Indoor / Outdoor - suitable for damp locations Dimmable with trailing edge and leading edge phase cut dimmers 3-year warranty See the document below for complete specifications and photometrics. LED Technology Notice Due to constantly evolving nature of LED technology, manufacturers will reserve the right to replace this product with next generation technology. We appreciate your understanding and acceptance of this policy. Applications Art Gallery Hospitality Museum Recessed Lighting Retail Track Lighting Documents Soraa SP20-11-60D-930-03 Specification Sheet About Soraa LED manufacturer SORRA utilizes gallium nitride on gallium nitride (GaN on GaN) LED technology that emits more light per LED material, handles more electric current per area and has extremely precise crystals enabling full visible spectrum light. SORAA has built a line of lamps and light engines around this innovative light source. SORAA’s distinctive products feature an intense single point source LED with full visible spectrum light, Flicker Free digital driver, unique heat dissipating heat sink, and point source optics. SORAA is headquartered in Fremont, California, where a talented team manufactures the GaN on GaN LEDs in a semiconductor fabrication facility. They are also building a new facility in Syracuse, New York. SORAA has sales offices and distributors worldwide. 35,000 Hours • Natural White Technology • Dimmable Soraa 01621 - 10.8W PAR20 - 75W Equal - 60° Beam Angle - CRI 95 | 3000 | 95 | 540 | 50 | 35000 | 10.8 | 1 | 32.95 | 32.95 | 38.7175 | 2020Q2 | https://www.topbulb.com/soraa-sp20-11-60d-930-03-01621-par20-75-watt-equal-3000k | Top Bulb | 2020 | Yes
LED Lighting |  | Soraa | True | Daylighting/Photocell, | LED | PAR20 | E26 (Medium) | Topbulb » LED Bulbs » LED PAR » LED PAR20 » 75W Equal » Soraa 01637 - 10.8W PAR20 - 75W Equal - 60° Beam Angle - CRI 95 Shipping NoticeSoraa Considers this item a "Not Standard" product, which will ship within eight weeks of ordering if not currently in stock.SORAA LED PAR20 Vivid Series lamps are designed to provide exceptional color characteristics and beam control for demanding applications such as museum, art gallery and higher end retail fashion applications. These lamps directly replace halogen equivalent bulbs in track and recessed fixtures. The Vivid Series provides accurate color rendering across the visible spectrum from 400nm to 700nm, with a CRI of 95 and R9 of 95. Whiteness rendering matches or exceeds that of halogen sources at 2700K and 3000K. SNAP System Compatible: Beam and Color Shift Accessories Other features include: 35,000 hour rated life (compared to 2,000 hours for halogen) 85% more efficient than halogen Compatible with standard fixtures, directly replaces halogen bulbs Suitable for fully enclosed fixtures (can be used with front glass cover) Designed to safely turn down in any thermal environment not conducive to minimum airflow or proper ventilation Indoor / Outdoor - suitable for damp locations Dimmable with trailing edge and leading edge phase cut dimmers 3-year warranty See the document below for complete specifications and photometrics. LED Technology Notice Due to constantly evolving nature of LED technology, manufacturers will reserve the right to replace this product with next generation technology. We appreciate your understanding and acceptance of this policy. Applications Art Gallery Hospitality Museum Recessed Lighting Retail Track Lighting Documents Soraa SP20-11-60D-940-03 Specification Sheet About Soraa LED manufacturer SORRA utilizes gallium nitride on gallium nitride (GaN on GaN) LED technology that emits more light per LED material, handles more electric current per area and has extremely precise crystals enabling full visible spectrum light. SORAA has built a line of lamps and light engines around this innovative light source. SORAA’s distinctive products feature an intense single point source LED with full visible spectrum light, Flicker Free digital driver, unique heat dissipating heat sink, and point source optics. SORAA is headquartered in Fremont, California, where a talented team manufactures the GaN on GaN LEDs in a semiconductor fabrication facility. They are also building a new facility in Syracuse, New York. SORAA has sales offices and distributors worldwide. 35,000 Hours • Natural White Technology • Dimmable Soraa 01637 - 10.8W PAR20 - 75W Equal - 60° Beam Angle - CRI 95 | 4000 | 95 | 560 | 51.8519 | 35000 | 10.8 | 1 | 30.95 | 30.95 | 36.3674 | 2020Q2 | https://www.topbulb.com/soraa-sp20-11-60d-940-03-01637-par20-75-watt-equal-4000k | Top Bulb | 2020 | Yes
LED Lighting |  | Soraa | True | Daylighting/Photocell, | LED | PAR20 | GU24 | Topbulb » LED Bulbs » LED PAR » LED PAR20 » 75W Equal » Soraa 02533 - 10.8W PAR20 - 75W Equal - 60° Beam Angle - CRI 95 Shipping NoticeSoraa Considers this item a "Not Standard" product, which will ship within eight weeks of ordering if not currently in stock.SORAA LED PAR20 Vivid Series lamps with a line voltage GU24 base are designed to provide exceptional color characteristics and beam control for retail and hospitality. These lamps directly replace halogen equivalent bulbs in track and recessed fixtures. The Vivid Series provides accurate color rendering across the visible spectrum from 400nm to 700nm, with a CRI of 95 and R9 of 95. Whiteness rendering matches or exceeds that of halogen sources at 2700K and 3000K. SNAP System Compatible: Beam and Color Shift Accessories Features include: 35,000 hour rated life (compared to 2,000 hours for halogen) 85% more efficient than halogen Compatible with standard fixtures, directly replaces halogen bulbs Suitable for fully enclosed fixtures (can be used with front glass cover) Designed to safely turn down in any thermal environment not conducive to minimum airflow or proper ventilation Indoor / Outdoor - suitable for damp locations Dimmable with trailing edge and leading edge phase cut dimmers 3-year warranty See the document below for complete specifications and photometrics. LED Technology Notice Due to constantly evolving nature of LED technology, manufacturers will reserve the right to replace this product with next generation technology. We appreciate your understanding and acceptance of this policy. Applications Art Gallery Hospitality Museum Recessed Lighting Retail Track Lighting Documents Soraa SP20G-11-60D-930-03 Specification Sheet About Soraa LED manufacturer SORRA utilizes gallium nitride on gallium nitride (GaN on GaN) LED technology that emits more light per LED material, handles more electric current per area and has extremely precise crystals enabling full visible spectrum light. SORAA has built a line of lamps and light engines around this innovative light source. SORAA’s distinctive products feature an intense single point source LED with full visible spectrum light, Flicker Free digital driver, unique heat dissipating heat sink, and point source optics. SORAA is headquartered in Fremont, California, where a talented team manufactures the GaN on GaN LEDs in a semiconductor fabrication facility. They are also building a new facility in Syracuse, New York. SORAA has sales offices and distributors worldwide. 35,000 Hours • Natural White Technology • Dimmable Soraa 02533 - 10.8W PAR20 - 75W Equal - 60° Beam Angle - CRI 95 | 3000 | 95 | 540 | 50 | 35000 | 10.8 | 1 | 34.95 | 34.95 | 41.0676 | 2020Q2 | https://www.topbulb.com/soraa-sp20g-11-60d-930-03-02533-par20-75-watt-equal-3000k | Top Bulb | 2020 | Yes
LED Lighting |  | Soraa | True | Daylighting/Photocell, | LED | PAR30LN | E26 (Medium) | Topbulb » LED Bulbs » LED PAR » LED PAR30 » 90W Equal / Long Neck » Soraa 01489 - 12.5W PAR30LN - 90W Equal - 50° Beam Angle - CRI 85 Shipping NoticeSoraa Considers this item a "Not Standard" product, which will ship within eight weeks of ordering if not currently in stock.SORAA LED PAR30LN (long neck) Brilliant Series lamps are designed to provide very high center beam candle power and precise beam control for accent lighting applications in retail, hospitality and other accent lighting applications. These lamps directly replace halogen equivalent bulbs in track and recessed fixtures. Whiteness rendering matches or exceeds that of halogen sources at 2700K and 3000K. Features include: 35,000 hour rated life (compared to 2,000 hours for halogen) 85% more efficient than halogen Compatible with standard fixtures, directly replaces halogen bulbs Suitable for fully enclosed fixtures (can be used with front glass cover) Designed to safely turn down in any thermal environment not conducive to minimum airflow or proper ventilation Indoor / Outdoor - suitable for damp locations Dimmable with trailing edge and leading edge phase cut dimmers 3-year warranty See the document below for complete specifications and photometrics. LED Technology Notice Due to constantly evolving nature of LED technology, manufacturers will reserve the right to replace this product with next generation technology. We appreciate your understanding and acceptance of this policy. Applications Art Gallery Hospitality Museum Recessed Lighting Retail Track Lighting Utility/Government Incentives Documents Soraa SP30L-12-50D-827-03 Specification Sheet About Soraa LED manufacturer SORRA utilizes gallium nitride on gallium nitride (GaN on GaN) LED technology that emits more light per LED material, handles more electric current per area and has extremely precise crystals enabling full visible spectrum light. SORAA has built a line of lamps and light engines around this innovative light source. SORAA’s distinctive products feature an intense single point source LED with full visible spectrum light, Flicker Free digital driver, unique heat dissipating heat sink, and point source optics. SORAA is headquartered in Fremont, California, where a talented team manufactures the GaN on GaN LEDs in a semiconductor fabrication facility. They are also building a new facility in Syracuse, New York. SORAA has sales offices and distributors worldwide. 35,000 Hours • Natural White Technology • Dimmable Soraa 01489 - 12.5W PAR30LN - 90W Equal - 50° Beam Angle - CRI 85 | 2700 | 85 | 735 | 58.8 | 35000 | 12.5 | 1 | 25.95 | 25.95 | 30.4923 | 2020Q2 | https://www.topbulb.com/soraa-sp30l-12-50d-827-03-01489-par30ln-90-watt-equal-2700k | Top Bulb | 2020 | Yes
LED Lighting |  | Soraa | True | Daylighting/Photocell, | LED | PAR36 | Screw Terminal | Topbulb » LED Bulbs » LED PAR » LED PAR36 » Soraa 03377 - 18.5W PAR36 - 75W Equal - 36° Beam Angle - CRI 95 Shipping NoticeSoraa Considers this item a "Not Standard" product, which will ship within eight weeks of ordering if not currently in stock.SORAA LED PAR36 Vivid Series lamps are designed to provide exceptional color characteristics and beam control for demanding applications such as museum, art gallery retail applications. These 12 volt lamps directly replace halogen equivalent bulbs in track and recessed fixtures. The Vivid Series provides accurate color rendering across the visible spectrum from 400nm to 700nm, with a CRI of 95 and R9 of 95. Whiteness rendering matches or exceeds that of halogen sources at 2700K and 3000K. Other features include: 35,000 hour rated life (compared to 2,000 hours for halogen) 85% more efficient than halogen Compatible with standard fixtures, directly replaces halogen bulbs Suitable for fully enclosed fixtures (can be used with front glass cover) Designed to safely turn down in any thermal environment not conducive to minimum airflow or proper ventilation Indoor / Outdoor - suitable for damp locations Dimmable with trailing edge and leading edge phase cut dimmers, 12V AC magnetic and electronic transformers and 12V DC transformers 3-year warranty See the document below for complete specifications and photometrics. LED Technology Notice Due to constantly evolving nature of LED technology, manufacturers will reserve the right to replace this product with next generation technology. We appreciate your understanding and acceptance of this policy. Applications Art Gallery Hospitality Museum Recessed Lighting Retail Track Lighting Documents Soraa SP36-18-36D-930-03 Specification Sheet About Soraa LED manufacturer SORRA utilizes gallium nitride on gallium nitride (GaN on GaN) LED technology that emits more light per LED material, handles more electric current per area and has extremely precise crystals enabling full visible spectrum light. SORAA has built a line of lamps and light engines around this innovative light source. SORAA’s distinctive products feature an intense single point source LED with full visible spectrum light, Flicker Free digital driver, unique heat dissipating heat sink, and point source optics. SORAA is headquartered in Fremont, California, where a talented team manufactures the GaN on GaN LEDs in a semiconductor fabrication facility. They are also building a new facility in Syracuse, New York. SORAA has sales offices and distributors worldwide. 35,000 Hours • Natural White Technology • Dimmable Soraa 03377 - 18.5W PAR36 - 75W Equal - 36° Beam Angle - CRI 95 | 3000 | 95 | 1000 | 54.0541 | 35000 | 18.5 | 1 | 50.95 | 50.95 | 59.8682 | 2020Q2 | https://www.topbulb.com/soraa-sp36-18-36d-930-03-03377-par36-75-watt-equal-3000k | Top Bulb | 2020 | Yes
LED Lighting | Downlight | Soraa | True |  | LED | AR111 | G5.3 | Topbulb » LED Bulbs » LED ALR » Soraa 01997 - 6W AR111 - 4° Beam Angle - CRI 95 Shipping NoticeSoraa Considers this item a Standard product, which will ship within four to five weeks of ordering if not currently in stock.This Soraa SR111-06-04D-930-03 is an LED AR111 lamp with a G5.3 base. It has a 3000K color temprature, and a CRI of 95. It uses 6 watts, and 12 volts. This bulb is primarily used in recessed downlights and track lighting in museum and art gallery applications. LED Technology Notice Due to constantly evolving nature of LED technology, manufacturers will reserve the right to replace this product with next generation technology. We appreciate your understanding and acceptance of this policy. Applications Art Gallery Hospitality Museum Recessed Lighting Retail Track Lighting Documents Soraa SR111-06-04D-930-03 Specification Sheet About Soraa LED manufacturer SORRA utilizes gallium nitride on gallium nitride (GaN on GaN) LED technology that emits more light per LED material, handles more electric current per area and has extremely precise crystals enabling full visible spectrum light. SORAA has built a line of lamps and light engines around this innovative light source. SORAA’s distinctive products feature an intense single point source LED with full visible spectrum light, Flicker Free digital driver, unique heat dissipating heat sink, and point source optics. SORAA is headquartered in Fremont, California, where a talented team manufactures the GaN on GaN LEDs in a semiconductor fabrication facility. They are also building a new facility in Syracuse, New York. SORAA has sales offices and distributors worldwide. 35,000 Hours • Natural White Technology • Dimmable Soraa 01997 - 6W AR111 - 4° Beam Angle - CRI 95 | 3000 | 95 | 300 | 50 | 35000 | 6 | 1 | 51.95 | 51.95 | 61.0433 | 2020Q2 | https://www.topbulb.com/soraa-sr111-06-04d-930-03-01997-ar111-watt-equal-3000k | Top Bulb | 2020 | No
LED Lighting | Downlight | Soraa | True | Daylighting/Photocell, | LED | AR111 | G5.3 | Topbulb » LED Bulbs » LED ALR » Soraa 01411 - 12.5W AR111 - 50W Equal - 8° Beam Angle - CRI 95 Shipping NoticeSoraa Considers this item a "Not Standard" product, which will ship within eight weeks of ordering if not currently in stock.SORAA LED AR111 Vivid Series lamps are designed to provide a direct replacement for 12 volt halogen AR111 lamps in color critical and precise beam requirement applications. Intended for use in AR111 compatible recessed downlights, track lighting and other indoor and outdoor installations. These lamps directly replace the 12 volt AR111 halogen equivalent. The Vivid Series provides accurate color rendering across the visible spectrum from 400nm to 700nm, with a CRI of 95 and R9 of 95. Whiteness rendering matches or exceeds that of halogen sources at 2700K and 3000K. Features include: 35,000 hour rated life (compared to 2,000 hours for halogen) 85% more efficient than halogen Compatible with standard fixtures, directly replaces halogen bulbs Suitable for fully enclosed fixtures (can be used with front glass cover) Designed to safely turn down in any thermal environment not conducive to minimum airflow or proper ventilation Indoor / Outdoor - suitable for damp locations Dimmable with trailing edge and leading edge phase cut dimmers, 12V AC magnetic and electronic transformers and 12V DC transformers 3-year warranty See the document below for complete specifications and photometrics. LED Technology Notice Due to constantly evolving nature of LED technology, manufacturers will reserve the right to replace this product with next generation technology. We appreciate your understanding and acceptance of this policy. Applications Art Gallery Hospitality Museum Recessed Lighting Retail Track Lighting Documents Soraa SR111-12-08D-940-03 Specification Sheet About Soraa LED manufacturer SORRA utilizes gallium nitride on gallium nitride (GaN on GaN) LED technology that emits more light per LED material, handles more electric current per area and has extremely precise crystals enabling full visible spectrum light. SORAA has built a line of lamps and light engines around this innovative light source. SORAA’s distinctive products feature an intense single point source LED with full visible spectrum light, Flicker Free digital driver, unique heat dissipating heat sink, and point source optics. SORAA is headquartered in Fremont, California, where a talented team manufactures the GaN on GaN LEDs in a semiconductor fabrication facility. They are also building a new facility in Syracuse, New York. SORAA has sales offices and distributors worldwide. 35,000 Hours • Natural White Technology • Dimmable Soraa 01411 - 12.5W AR111 - 50W Equal - 8° Beam Angle - CRI 95 | 4000 | 95 | 645 | 51.6 | 35000 | 12.5 | 1 | 51.95 | 51.95 | 61.0433 | 2020Q2 | https://www.topbulb.com/soraa-sr111-12-08d-940-03-01411-ar111-50-watt-equal-4000k | Top Bulb | 2020 | No
LED Lighting | Downlight | Soraa | True | Daylighting/Photocell, | LED | AR111 | G5.3 | Topbulb » LED Bulbs » LED ALR » Soraa 01389 - 12.5W AR111 - 60W Equal - 25° Beam Angle - CRI 85 Shipping NoticeSoraa Considers this item a Standard product, which will ship within four to five weeks of ordering if not currently in stock.SORAA LED AR111 Brilliant Series lamps provide a viable replacement for halogen AR111 across a range of beam spreads. Brilliant Series lamps are designed to provide exceptional center beam candle power and precise beam control. Intended for use in AR111 compatible recessed downlights, track lighting and other indoor and outdoor installations. These lamps directly replace the 12 volt AR111 halogen equivalent. Whiteness rendering matches or exceeds that of halogen sources at 2700K and 3000K. Features include: 35,000 hour rated life (compared to 2,000 hours for halogen) 85% more efficient than halogen Compatible with standard fixtures, directly replaces halogen bulbs Suitable for fully enclosed fixtures (can be used with front glass cover) Designed to safely turn down in any thermal environment not conducive to minimum airflow or proper ventilation Indoor / Outdoor - suitable for damp locations Dimmable with trailing edge and leading edge phase cut dimmers, 12V AC magnetic and electronic transformers and 12V DC transformers 3-year warranty See the document below for complete specifications and photometrics. LED Technology Notice Due to constantly evolving nature of LED technology, manufacturers will reserve the right to replace this product with next generation technology. We appreciate your understanding and acceptance of this policy. Applications Art Gallery Hospitality Museum Recessed Lighting Retail Track Lighting Documents Soraa SR111-12-25D-827-03 Specification Sheet About Soraa LED manufacturer SORRA utilizes gallium nitride on gallium nitride (GaN on GaN) LED technology that emits more light per LED material, handles more electric current per area and has extremely precise crystals enabling full visible spectrum light. SORAA has built a line of lamps and light engines around this innovative light source. SORAA’s distinctive products feature an intense single point source LED with full visible spectrum light, Flicker Free digital driver, unique heat dissipating heat sink, and point source optics. SORAA is headquartered in Fremont, California, where a talented team manufactures the GaN on GaN LEDs in a semiconductor fabrication facility. They are also building a new facility in Syracuse, New York. SORAA has sales offices and distributors worldwide. 35,000 Hours • Natural White Technology • Dimmable Soraa 01389 - 12.5W AR111 - 60W Equal - 25° Beam Angle - CRI 85 | 2700 | 85 | 735 | 58.8 | 35000 | 12.5 | 1 | 36.95 | 36.95 | 43.4177 | 2020Q2 | https://www.topbulb.com/soraa-sr111-12-25d-827-03-01389-ar111-60-watt-equal-2700k | Top Bulb | 2020 | No
LED Lighting | Downlight | Soraa | True | Daylighting/Photocell, | LED | AR111 | G5.3 | Topbulb » LED Bulbs » LED ALR » Soraa 01413 - 12.5W AR111 - 50W Equal - 25° Beam Angle - CRI 95 Shipping NoticeSoraa Considers this item a "Not Standard" product, which will ship within eight weeks of ordering if not currently in stock.SORAA LED AR111 Vivid Series lamps are designed to provide a direct replacement for 12 volt halogen AR111 lamps in color critical and precise beam requirement applications. Intended for use in AR111 compatible recessed downlights, track lighting and other indoor and outdoor installations. These lamps directly replace the 12 volt AR111 halogen equivalent. The Vivid Series provides accurate color rendering across the visible spectrum from 400nm to 700nm, with a CRI of 95 and R9 of 95. Whiteness rendering matches or exceeds that of halogen sources at 2700K and 3000K. Features include: 35,000 hour rated life (compared to 2,000 hours for halogen) 85% more efficient than halogen Compatible with standard fixtures, directly replaces halogen bulbs Suitable for fully enclosed fixtures (can be used with front glass cover) Designed to safely turn down in any thermal environment not conducive to minimum airflow or proper ventilation Indoor / Outdoor - suitable for damp locations Dimmable with trailing edge and leading edge phase cut dimmers, 12V AC magnetic and electronic transformers and 12V DC transformers 3-year warranty See the document below for complete specifications and photometrics. LED Technology Notice Due to constantly evolving nature of LED technology, manufacturers will reserve the right to replace this product with next generation technology. We appreciate your understanding and acceptance of this policy. Applications Art Gallery Hospitality Museum Recessed Lighting Retail Track Lighting Documents Soraa SR111-12-25D-940-03 Specification Sheet About Soraa LED manufacturer SORRA utilizes gallium nitride on gallium nitride (GaN on GaN) LED technology that emits more light per LED material, handles more electric current per area and has extremely precise crystals enabling full visible spectrum light. SORAA has built a line of lamps and light engines around this innovative light source. SORAA’s distinctive products feature an intense single point source LED with full visible spectrum light, Flicker Free digital driver, unique heat dissipating heat sink, and point source optics. SORAA is headquartered in Fremont, California, where a talented team manufactures the GaN on GaN LEDs in a semiconductor fabrication facility. They are also building a new facility in Syracuse, New York. SORAA has sales offices and distributors worldwide. 35,000 Hours • Natural White Technology • Dimmable Soraa 01413 - 12.5W AR111 - 50W Equal - 25° Beam Angle - CRI 95 | 4000 | 95 | 645 | 51.6 | 35000 | 12.5 | 1 | 45.95 | 45.95 | 53.993 | 2020Q2 | https://www.topbulb.com/soraa-sr111-12-25d-940-03-01413-ar111-50-watt-equal-4000k | Top Bulb | 2020 | No
LED Lighting | Downlight | Soraa | True | Daylighting/Photocell, | LED | AR111 | G5.3 | Topbulb » LED Bulbs » LED ALR » Soraa 01415 - 12.5W AR111 - 50W Equal - 36° Beam Angle - CRI 95 Shipping NoticeSoraa Considers this item a "Not Standard" product, which will ship within eight weeks of ordering if not currently in stock.SORAA LED AR111 Vivid Series lamps are designed to provide a direct replacement for 12 volt halogen AR111 lamps in color critical and precise beam requirement applications. Intended for use in AR111 compatible recessed downlights, track lighting and other indoor and outdoor installations. These lamps directly replace the 12 volt AR111 halogen equivalent. The Vivid Series provides accurate color rendering across the visible spectrum from 400nm to 700nm, with a CRI of 95 and R9 of 95. Whiteness rendering matches or exceeds that of halogen sources at 2700K and 3000K. Features include: 35,000 hour rated life (compared to 2,000 hours for halogen) 85% more efficient than halogen Compatible with standard fixtures, directly replaces halogen bulbs Suitable for fully enclosed fixtures (can be used with front glass cover) Designed to safely turn down in any thermal environment not conducive to minimum airflow or proper ventilation Indoor / Outdoor - suitable for damp locations Dimmable with trailing edge and leading edge phase cut dimmers, 12V AC magnetic and electronic transformers and 12V DC transformers 3-year warranty See the document below for complete specifications and photometrics. LED Technology Notice Due to constantly evolving nature of LED technology, manufacturers will reserve the right to replace this product with next generation technology. We appreciate your understanding and acceptance of this policy. Applications Art Gallery Hospitality Museum Recessed Lighting Retail Track Lighting Documents Soraa SR111-12-36D-940-03 Specification Sheet About Soraa LED manufacturer SORRA utilizes gallium nitride on gallium nitride (GaN on GaN) LED technology that emits more light per LED material, handles more electric current per area and has extremely precise crystals enabling full visible spectrum light. SORAA has built a line of lamps and light engines around this innovative light source. SORAA’s distinctive products feature an intense single point source LED with full visible spectrum light, Flicker Free digital driver, unique heat dissipating heat sink, and point source optics. SORAA is headquartered in Fremont, California, where a talented team manufactures the GaN on GaN LEDs in a semiconductor fabrication facility. They are also building a new facility in Syracuse, New York. SORAA has sales offices and distributors worldwide. 35,000 Hours • Natural White Technology • Dimmable Soraa 01415 - 12.5W AR111 - 50W Equal - 36° Beam Angle - CRI 95 | 4000 | 95 | 645 | 51.6 | 35000 | 12.5 | 1 | 45.95 | 45.95 | 53.993 | 2020Q2 | https://www.topbulb.com/soraa-sr111-12-36d-940-03-01415-ar111-50-watt-equal-4000k | Top Bulb | 2020 | No
LED Lighting | Downlight | Soraa | True | Daylighting/Photocell, | LED | AR111 | G5.3 | Topbulb » LED Bulbs » LED ALR » Soraa 00901 - 18.5W AR111 - 75W Equal - 9° Beam Angle - CRI 95 Shipping NoticeSoraa Considers this item a "Not Standard" product, which will ship within eight weeks of ordering if not currently in stock.SORAA LED AR111 Vivid Series lamps are designed to provide a direct replacement for 12 volt halogen AR111 lamps in color critical and precise beam requirement applications. Intended for use in AR111 compatible recessed downlights, track lighting and other indoor and outdoor installations. These lamps directly replace the 12 volt AR111 halogen equivalent. The Vivid Series provides accurate color rendering across the visible spectrum from 400nm to 700nm, with a CRI of 95 and R9 of 95. Whiteness rendering matches or exceeds that of halogen sources at 2700K and 3000K. Features include: 35,000 hour rated life (compared to 2,000 hours for halogen) 85% more efficient than halogen Compatible with standard fixtures, directly replaces halogen bulbs Suitable for fully enclosed fixtures (can be used with front glass cover) Designed to safely turn down in any thermal environment not conducive to minimum airflow or proper ventilation Indoor / Outdoor - suitable for damp locations Dimmable with trailing edge and leading edge phase cut dimmers, 12V AC magnetic and electronic transformers and 12V DC transformers 3-year warranty See the document below for complete specifications and photometrics. LED Technology Notice Due to constantly evolving nature of LED technology, manufacturers will reserve the right to replace this product with next generation technology. We appreciate your understanding and acceptance of this policy. Applications Art Gallery Hospitality Museum Recessed Lighting Retail Track Lighting Documents Soraa SR111-18-09D-940-03 Specification Sheet About Soraa LED manufacturer SORRA utilizes gallium nitride on gallium nitride (GaN on GaN) LED technology that emits more light per LED material, handles more electric current per area and has extremely precise crystals enabling full visible spectrum light. SORAA has built a line of lamps and light engines around this innovative light source. SORAA’s distinctive products feature an intense single point source LED with full visible spectrum light, Flicker Free digital driver, unique heat dissipating heat sink, and point source optics. SORAA is headquartered in Fremont, California, where a talented team manufactures the GaN on GaN LEDs in a semiconductor fabrication facility. They are also building a new facility in Syracuse, New York. SORAA has sales offices and distributors worldwide. 35,000 Hours • Natural White Technology • Dimmable Soraa 00901 - 18.5W AR111 - 75W Equal - 9° Beam Angle - CRI 95 | 4000 | 95 | 1040 | 56.2162 | 35000 | 18.5 | 1 | 57.95 | 57.95 | 68.0935 | 2020Q2 | https://www.topbulb.com/soraa-sr111-18-09d-940-03-00901-ar111-75-watt-equal-4000k | Top Bulb | 2020 | No
LED Lighting | Downlight | Soraa | True | Daylighting/Photocell, | LED | AR111 | G5.3 | Topbulb » LED Bulbs » LED ALR » Soraa 00903 - 18.5W AR111 - 75W Equal - 25° Beam Angle - CRI 95 Shipping NoticeSoraa Considers this item a "Not Standard" product, which will ship within eight weeks of ordering if not currently in stock.SORAA LED AR111 Vivid Series lamps are designed to provide a direct replacement for 12 volt halogen AR111 lamps in color critical and precise beam requirement applications. Intended for use in AR111 compatible recessed downlights, track lighting and other indoor and outdoor installations. These lamps directly replace the 12 volt AR111 halogen equivalent. The Vivid Series provides accurate color rendering across the visible spectrum from 400nm to 700nm, with a CRI of 95 and R9 of 95. Whiteness rendering matches or exceeds that of halogen sources at 2700K and 3000K. Features include: 35,000 hour rated life (compared to 2,000 hours for halogen) 85% more efficient than halogen Compatible with standard fixtures, directly replaces halogen bulbs Suitable for fully enclosed fixtures (can be used with front glass cover) Designed to safely turn down in any thermal environment not conducive to minimum airflow or proper ventilation Indoor / Outdoor - suitable for damp locations Dimmable with trailing edge and leading edge phase cut dimmers, 12V AC magnetic and electronic transformers and 12V DC transformers 3-year warranty See the document below for complete specifications and photometrics. LED Technology Notice Due to constantly evolving nature of LED technology, manufacturers will reserve the right to replace this product with next generation technology. We appreciate your understanding and acceptance of this policy. Applications Art Gallery Hospitality Museum Recessed Lighting Retail Track Lighting Documents Soraa SR111-18-25D-940-03 Specification Sheet About Soraa LED manufacturer SORRA utilizes gallium nitride on gallium nitride (GaN on GaN) LED technology that emits more light per LED material, handles more electric current per area and has extremely precise crystals enabling full visible spectrum light. SORAA has built a line of lamps and light engines around this innovative light source. SORAA’s distinctive products feature an intense single point source LED with full visible spectrum light, Flicker Free digital driver, unique heat dissipating heat sink, and point source optics. SORAA is headquartered in Fremont, California, where a talented team manufactures the GaN on GaN LEDs in a semiconductor fabrication facility. They are also building a new facility in Syracuse, New York. SORAA has sales offices and distributors worldwide. 35,000 Hours • Natural White Technology • Dimmable Soraa 00903 - 18.5W AR111 - 75W Equal - 25° Beam Angle - CRI 95 | 4000 | 95 | 1040 | 56.2162 | 35000 | 18.5 | 1 | 52.95 | 52.95 | 62.2183 | 2020Q2 | https://www.topbulb.com/soraa-sr111-18-25d-940-03-00903-ar111-75-watt-equal-4000k | Top Bulb | 2020 | No
LED Lighting | Downlight | Soraa | True | Daylighting/Photocell, | LED | AR111 | G5.3 | Topbulb » LED Bulbs » LED ALR » Soraa 00905 - 18.5W AR111 - 75W Equal - 36° Beam Angle - CRI 95 Shipping NoticeSoraa Considers this item a "Not Standard" product, which will ship within eight weeks of ordering if not currently in stock.SORAA LED AR111 Vivid Series lamps are designed to provide a direct replacement for 12 volt halogen AR111 lamps in color critical and precise beam requirement applications. Intended for use in AR111 compatible recessed downlights, track lighting and other indoor and outdoor installations. These lamps directly replace the 12 volt AR111 halogen equivalent. The Vivid Series provides accurate color rendering across the visible spectrum from 400nm to 700nm, with a CRI of 95 and R9 of 95. Whiteness rendering matches or exceeds that of halogen sources at 2700K and 3000K. Features include: 35,000 hour rated life (compared to 2,000 hours for halogen) 85% more efficient than halogen Compatible with standard fixtures, directly replaces halogen bulbs Suitable for fully enclosed fixtures (can be used with front glass cover) Designed to safely turn down in any thermal environment not conducive to minimum airflow or proper ventilation Indoor / Outdoor - suitable for damp locations Dimmable with trailing edge and leading edge phase cut dimmers, 12V AC magnetic and electronic transformers and 12V DC transformers 3-year warranty See the document below for complete specifications and photometrics. LED Technology Notice Due to constantly evolving nature of LED technology, manufacturers will reserve the right to replace this product with next generation technology. We appreciate your understanding and acceptance of this policy. Applications Art Gallery Hospitality Museum Recessed Lighting Retail Track Lighting Documents Soraa SR111-18-36D-940-03 Specification Sheet About Soraa LED manufacturer SORRA utilizes gallium nitride on gallium nitride (GaN on GaN) LED technology that emits more light per LED material, handles more electric current per area and has extremely precise crystals enabling full visible spectrum light. SORAA has built a line of lamps and light engines around this innovative light source. SORAA’s distinctive products feature an intense single point source LED with full visible spectrum light, Flicker Free digital driver, unique heat dissipating heat sink, and point source optics. SORAA is headquartered in Fremont, California, where a talented team manufactures the GaN on GaN LEDs in a semiconductor fabrication facility. They are also building a new facility in Syracuse, New York. SORAA has sales offices and distributors worldwide. 35,000 Hours • Natural White Technology • Dimmable Soraa 00905 - 18.5W AR111 - 75W Equal - 36° Beam Angle - CRI 95 | 4000 | 95 | 1040 | 56.2162 | 35000 | 18.5 | 1 | 52.95 | 52.95 | 62.2183 | 2020Q2 | https://www.topbulb.com/soraa-sr111-18-36d-940-03-00905-ar111-75-watt-equal-4000k | Top Bulb | 2020 | No
LED Lighting | Reflector | Standard Products | True |  | LED | PAR30 | E26 (Medium) | Topbulb » LED Bulbs » LED PAR » LED PAR30 » Standard - 10W PAR30 LED - 60W Equal - Narrow Flood - Halogen White - Dimmable The Standard LED/P30S/10W/30K/25/STD/BLK 10 watt, dimmable PAR30 LED narrow flood (25° beam angle) replaces a 60 watt PAR30 halogen. Features include: 3000K, halogen-white illumination; 820 initial lumens at 80 lumens per watt; color rendering index of 90 and a rated life of 40,000 hours. Suitable for use in open fixtures and wet locations. For optimum dimming performance, see the compatible dimmer list below. This LED is Energy Star qualified. Shipping Notice This item will not ship to Canada. LED Technology Notice Due to constantly evolving nature of LED technology, manufacturers will reserve the right to replace this product with next generation technology. We appreciate your understanding and acceptance of this policy. Utility/Government Incentives Documents Standard 63068 Specifications and Dimmer List About Standard Standard Products Inc., head office located in Montreal, Canada, supplies a full range of lighting solutions to the North American market. Standard surpasses market norms on quality products and innovative ideas across their entire line of lamps. Standard Products Inc. is a Gold Standard Winner as one of Canada's Best Managed Companies. Black Finish Standard - 10W PAR30 LED - 60W Equal - Narrow Flood - Halogen White - Dimmable | 3000 | 90 | 800 | 80 | 40000 | 10 | 1 | 17.95 | 17.95 | 21.0919 | 2020Q2 | https://www.topbulb.com/sp63068-standard-10w-par30-led-60w-equal-narrow-flood-halogen-white-dimmable | Top Bulb | 2020 | Yes
LED Lighting | Downlight | Standard Products | True |  | LED | ES16 | GU10 | Topbulb » Brands » Standard » LED Lamps » Reflector Lamps » Standard - 7W MR16 LED - GU10 - Flood - Halogen White Light - Dimmable The Standard 7 watt LED flood (38° beam angle) operates on 120 volts with a GU10 base. Features include: lumen output of 500 lumens at 71 lumens per watt; 3000K halogen white color temperature; white heat sink color; 40,000 hour rated life. For optimum dimming performance, see the compatible dimmer list below. This LED bulb is Energy Star qualified. Shipping Notice This item will not ship to Canada. LED Technology Notice Due to constantly evolving nature of LED technology, manufacturers will reserve the right to replace this product with next generation technology. We appreciate your understanding and acceptance of this policy. Applications Accent Lighting Track Fixtures Wall Washers Downlights Utility/Government Incentives Documents Standard 63089 Specifications and Dimmer List About Standard Standard Products Inc., head office located in Montreal, Canada, supplies a full range of lighting solutions to the North American market. Standard surpasses market norms on quality products and innovative ideas across their entire line of lamps. Standard Products Inc. is a Gold Standard Winner as one of Canada's Best Managed Companies. Standard - 7W MR16 LED - GU10 - Flood - Halogen White Light - Dimmable | 3000 | 80 | 500 | 71.4286 | 40000 | 7 | 1 | 11.95 | 11.95 | 14.0417 | 2020Q2 | https://www.topbulb.com/sp63089-standard-7w-mr16-led-gu10-flood-halogen-white-light-dimmable | Top Bulb | 2020 | No
LED Lighting | A-Type | GE Lighting | True |  | LED | A19 | E26 (Medium) | Topbulb » LED Bulbs » LED Standard Shape » 40W Equal » GE 34238 LED7DA19/824 ¦ 7W LED - 40W Equal - A19 - 2400K Amber Light Use this GE 17 watt, medium base LED as a direct replacement for 60 watt incandescent equivalent light sources where amber illumination is desired. This bulb produces light that appears warmer than a traditional incandescent light bulb. LED Technology Notice Due to constantly evolving nature of LED technology, manufacturers will reserve the right to replace this product with next generation technology. We appreciate your understanding and acceptance of this policy. Documents GE 34238 Spec Sheet About GE Lighting Started over 130 years ago, General Electric began with Thomas Edison's invention of the world's first affordable incandescent light bulb. More than a century later, the company still brings light to the world through its products. Its modern new light technologies, such as fluorescent and LED light bulbs, cost less and are more energy efficient and environmentally friendly. GE currently works to make nearly all of their lighting products Energy Star certified. 25,000 Hours • 450 Lumens • Dimmable GE 34238 LED7DA19/824 ¦ 7W LED - 40W Equal - A19 - 2400K Amber Light | 2400 | 80 | 450 | 64.2857 | 25000 | 7 | 1 | 6.45 | 6.45 | 7.579 | 2020Q3 | https://www.topbulb.com/ge-34238-7w-led-a19-2400k | Top Bulb | 2020 | Yes
LED Lighting | A-Type | Satco | True |  |  | A19 |  | Direct replacement for 40W incandescent lamps Innovative design - smooth heat sink design to resemble traditional incandescent lamp Dimmable Damp location rated No UV or IR radiation More Information Satco 7W Dimmable Multi-Directional LED Bulb - E26 Base, 120V Features: Wattage: 7W Type: LED Bulb Shape: A19 Bulb Base: E26 Medium Voltage: 120V Color Temperature: 2700K , 5000K CRI: +80 Lumens: 450 (2700K), 510 (5000K) Beam Spread: 215 degrees Average Rated Life: 25,000 Hours Direct replacement for 40W incandescent lamps Innovative design - smooth heat sink design to resemble traditional incandescent lamp Dimmable Damp location rated No UV or IR radiation Applications: indoor residential and commercial lighting, down lighting, display lighting, accent lighting *MFG Part Number*: S9107 , S9108 Satco 7W Dimmable Multi-Directional LED Bulb - E26 Base, 120V Satco 7W Dimmable Multi-Directional A19 LED Bulb - E26 Base, 120V | 2700 | 80 | 450 | 64.2857 | 25000 | 7 | 1 | 8.95 | 8.95 | 10.5166 | 2020Q2 | https://www.lbclighting.com/led/light-bulb-led/stco-7a19-led.html | LBC Lighting | 2020 | Yes
LED Lighting | A-Type | TCP Lighting | True |  | LED | A19 | Medium (E26) | Product Description The TCP LED7A19D27K is ideal for energy savings. These LED A19 lamps deliver a long life of 25,000 hours at 7 watts and 120V, which minimizes replacement and maintenance costs. This A19 lamp features a medium E26 base.Other features include: 5-year warranty 450 lumens 40 watt incandescent equivalent 2700K color temperature 7 Watt - Medium (E26) Base - 120V - 82 CRI - 230° Beam Angle - 2700K Warm White TCP Lighting - LED7A19D27K - Dimmable A19 LED - 40 Watt Incandescent Equivalent | 2700 | 82 | 450 | 64.2857 | 25000 | 7 | 12 | 58.8 | 4.9 | 5.7577 | 2020Q2 | https://www.energyavenue.com/TCP-Lighting/LED7A19D27K | Energy Avenue | 2020 | Yes
LED Lighting | A-Type | TCP | True |  | A19 (Arbitrary) |  | E26 (Medium Screw) | HomeLamps, Bulbs, BallastsBulbs - LEDLED - TraditionalLamps - A-Type Dimmable LED Omni-Directional A-Lamp, 7W, 120V, Bulb: A-Type (A19), Base: Medium Screw (E26), Lumens: 450, CRI: 82, Color Temperature: 2700K, Rated Average Life: 25,000 Hrs. 40W Equivalent. Smooth Uniform Dimming TCP LED7A19DOD27K Dimmable LED Lamp, Omni-Directional, A19, 7W, 120V | 2700 | 82 | 450 | 64.2857 |  | 7 | 1 | 5 | 5 | 5.8752 | 2020Q2 | https://www.platt.com/platt-electric-supply/LED-Traditional-Lamps-A-Type/TCP/LED7A19DOD27K/product.aspx?zpid=126374 | Platt | 2020 | Yes
LED Lighting | Reflector | Standard Products | True |  | LED | PAR30 | E26 (Medium) | Topbulb » LED Bulbs » LED PAR » LED PAR30 » Standard - 10W PAR30 LED - 60W Equal - Flood - Cool White - Dimmable The Standard LED/P30S/10W/40K/40/STD 10 watt, dimmable PAR30 LED flood (40° beam angle) replaces a 60 watt PAR30 halogen. Features include: 4000K, cool white illumination; 850 initial lumens at 85 lumens per watt; color rendering index of 90 and a rated life of 40,000 hours. Suitable for use in open fixtures and wet locations. For optimum dimming performance, see the compatible dimmer list below. This LED is Energy Star qualified. Shipping Notice This item will not ship to Canada. LED Technology Notice Due to constantly evolving nature of LED technology, manufacturers will reserve the right to replace this product with next generation technology. We appreciate your understanding and acceptance of this policy. Utility/Government Incentives Documents Standard 63071 Specifications and Dimmer List About Standard Standard Products Inc., head office located in Montreal, Canada, supplies a full range of lighting solutions to the North American market. Standard surpasses market norms on quality products and innovative ideas across their entire line of lamps. Standard Products Inc. is a Gold Standard Winner as one of Canada's Best Managed Companies. WHILE SUPPLIES LAST Standard - 10W PAR30 LED - 60W Equal - Flood - Cool White - Dimmable | 4000 | 90 | 850 | 85 | 40000 | 10 | 1 | 32.95 | 32.95 | 38.7175 | 2020Q2 | https://www.topbulb.com/standard-10w-par30-led-60w-equal-flood-cool-white-dimmable | Top Bulb | 2020 | Yes
LED Lighting | Reflector | Standard Products | True |  | LED | PAR30 | E26 (Medium) | Topbulb » LED Bulbs » LED PAR » LED PAR30 » Standard 10W PAR30 LED - 60W Equal - Flood - Halogen White - Dimmable The Standard LED/P30S/10W/30K/40/STD 10 watt, dimmable PAR30 LED flood (40° beam angle) replaces a 60 watt PAR30 halogen. Features include: 3000K, halogen-white illumination; 820 initial lumens at 82 lumens per watt; color rendering index of 90 and a rated life of 40,000 hours. Suitable for use in open fixtures and wet locations. For optimum dimming performance, see the compatible dimmer list below. This LED is Energy Star qualified. Shipping Notice This item will not ship to Canada. LED Technology Notice Due to constantly evolving nature of LED technology, manufacturers will reserve the right to replace this product with next generation technology. We appreciate your understanding and acceptance of this policy. Utility/Government Incentives Documents Standard 63069 Specifications and Dimmer List About Standard Standard Products Inc., head office located in Montreal, Canada, supplies a full range of lighting solutions to the North American market. Standard surpasses market norms on quality products and innovative ideas across their entire line of lamps. Standard Products Inc. is a Gold Standard Winner as one of Canada's Best Managed Companies. Standard 10W PAR30 LED - 60W Equal - Flood - Halogen White - Dimmable | 3000 | 90 | 820 | 82 | 40000 | 10 | 1 | 17.95 | 17.95 | 21.0919 | 2020Q2 | https://www.topbulb.com/standard-10w-par30-led-60w-equal-flood-halogen-white-dimmable | Top Bulb | 2020 | Yes
LED Lighting | Reflector | Standard Products | True |  | LED | PAR30 | E26 (Medium) | Topbulb » LED Bulbs » LED PAR » LED PAR30 » Standard - 10W PAR30 LED - 60W Equal - Flood - Warm White - Dimmable The Standard LED/P30S/10W/27K/40/STD 10 watt, dimmable PAR30 LED flood (40° beam angle) replaces a 60 watt PAR30 halogen. Features include: 2700K, warm white illumination; 780 initial lumens at 78 lumens per watt; color rendering index of 90 and a rated life of 40,000 hours. Suitable for use in open fixtures and wet locations. For optimum dimming performance, see the compatible dimmer list below. This LED is Energy Star qualified. Shipping Notice This item will not ship to Canada. LED Technology Notice Due to constantly evolving nature of LED technology, manufacturers will reserve the right to replace this product with next generation technology. We appreciate your understanding and acceptance of this policy. Documents Standard 63066 Specifications and Dimmer List About Standard Standard Products Inc., head office located in Montreal, Canada, supplies a full range of lighting solutions to the North American market. Standard surpasses market norms on quality products and innovative ideas across their entire line of lamps. Standard Products Inc. is a Gold Standard Winner as one of Canada's Best Managed Companies. Standard - 10W PAR30 LED - 60W Equal - Flood - Warm White - Dimmable | 2700 | 90 | 775 | 77.5 | 40000 | 10 | 1 | 17.95 | 17.95 | 21.0919 | 2020Q2 | https://www.topbulb.com/standard-10w-par30-led-60w-equal-flood-warm-white-dimmable | Top Bulb | 2020 | Yes
LED Lighting | Reflector | Standard Products | True |  | LED | PAR30 | E26 (Medium) | Topbulb » LED Bulbs » LED PAR » LED PAR30 » Standard - 10W PAR30 LED - 60W Equal - Narrow Flood - Cool White - Dimmable The Standard LED/P30S/10W/40K/25/STD 10 watt, dimmable PAR30 LED narrow flood (25° beam angle) replaces a 60 watt PAR30 halogen. Features include: 4000K, cool white illumination; 850 initial lumens at 82 lumens per watt; color rendering index of 90 and a rated life of 40,000 hours. Suitable for use in open fixtures and wet locations. For optimum dimming performance, see the compatible dimmer list below. This LED is Energy Star qualified. Shipping Notice This item will not ship to Canada. LED Technology Notice Due to constantly evolving nature of LED technology, manufacturers will reserve the right to replace this product with next generation technology. We appreciate your understanding and acceptance of this policy. Utility/Government Incentives Documents Standard 63070 Specifications and Dimmer List About Standard Standard Products Inc., head office located in Montreal, Canada, supplies a full range of lighting solutions to the North American market. Standard surpasses market norms on quality products and innovative ideas across their entire line of lamps. Standard Products Inc. is a Gold Standard Winner as one of Canada's Best Managed Companies. Standard - 10W PAR30 LED - 60W Equal - Narrow Flood - Cool White - Dimmable | 4000 | 90 | 820 | 82 | 40000 | 10 | 1 | 17.95 | 17.95 | 21.0919 | 2020Q2 | https://www.topbulb.com/standard-10w-par30-led-60w-equal-narrow-flood-cool-white-dimmable | Top Bulb | 2020 | Yes
LED Lighting | Reflector | Standard Products | True |  | LED | PAR30LN | E26 (Medium) | Topbulb » LED Bulbs » LED PAR » LED PAR30 » Standard - 10W PAR30LN LED - 60W Equal - Flood - Cool White - Dimmable The Standard LED/P30L/10W/40K/40/STD 10 watt, dimmable PAR30 long neck LED flood (40° beam angle) replaces a 60 watt PAR30LN halogen. Features include: 4000K, warm white illumination; 850 initial lumens at 85 lumens per watt; color rendering index of 90 and a rated life of 40,000 hours. Suitable for use in open fixtures and wet locations. For optimum dimming performance, see the compatible dimmer list below. This LED is Energy Star qualified. Shipping Notice This item will not ship to Canada. LED Technology Notice Due to constantly evolving nature of LED technology, manufacturers will reserve the right to replace this product with next generation technology. We appreciate your understanding and acceptance of this policy. Utility/Government Incentives Documents Standard 63064 Specifications and Dimmer List About Standard Standard Products Inc., head office located in Montreal, Canada, supplies a full range of lighting solutions to the North American market. Standard surpasses market norms on quality products and innovative ideas across their entire line of lamps. Standard Products Inc. is a Gold Standard Winner as one of Canada's Best Managed Companies. Standard - 10W PAR30LN LED - 60W Equal - Flood - Cool White - Dimmable | 4000 | 90 | 850 | 85 | 40000 | 10 | 1 | 19.99 | 19.99 | 23.489 | 2020Q2 | https://www.topbulb.com/standard-10w-par30ln-led-60w-equal-flood-cool-white-dimmable | Top Bulb | 2020 | Yes
LED Lighting | Reflector | Standard Products | True |  | LED | PAR30LN | E26 (Medium) | Topbulb » LED Bulbs » LED PAR » LED PAR30 » Standard - 10W PAR30LN LED - 60W Equal - Flood - Halogen White - Dimmable The Standard LED/P30L/10W/30K/40/STD 10 watt, dimmable PAR30 long neck LED flood (40° beam angle) replaces a 60 watt PAR30LN halogen. Features include: 3000K, halogen-white illumination; 820 initial lumens at 82 lumens per watt; color rendering index of 90 and a rated life of 40,000 hours. Suitable for use in open fixtures and wet locations. For optimum dimming performance, see the compatible dimmer list below. This LED is Energy Star qualified. Shipping Notice This item will not ship to Canada. LED Technology Notice Due to constantly evolving nature of LED technology, manufacturers will reserve the right to replace this product with next generation technology. We appreciate your understanding and acceptance of this policy. Utility/Government Incentives Documents Standard 63062 Specifications and Dimmer List About Standard Standard Products Inc., head office located in Montreal, Canada, supplies a full range of lighting solutions to the North American market. Standard surpasses market norms on quality products and innovative ideas across their entire line of lamps. Standard Products Inc. is a Gold Standard Winner as one of Canada's Best Managed Companies. Standard - 10W PAR30LN LED - 60W Equal - Flood - Halogen White - Dimmable | 3000 | 90 | 820 | 82 | 40000 | 10 | 1 | 18.95 | 18.95 | 22.267 | 2020Q2 | https://www.topbulb.com/standard-10w-par30ln-led-60w-equal-flood-halogen-white-dimmable | Top Bulb | 2020 | Yes
LED Lighting | Reflector | Standard Products | True |  | LED | PAR30LN | E26 (Medium) | Topbulb » LED Bulbs » LED PAR » LED PAR30 » Standard - 10W PAR30LN LED - 60W Equal - Flood - Warm White - Dimmable The Standard LED/P30L/10W/27K/40/STD 10 watt, dimmable PAR30 long neck LED flood (40° beam angle) replaces a 60 watt PAR30LN halogen. Features include: 2700K, warm white illumination; 780 initial lumens at 78 lumens per watt; color rendering index of 90 and a rated life of 40,000 hours. Suitable for use in open fixtures and wet locations. For optimum dimming performance, see the compatible dimmer list below. This LED is Energy Star qualified. Shipping Notice This item will not ship to Canada. LED Technology Notice Due to constantly evolving nature of LED technology, manufacturers will reserve the right to replace this product with next generation technology. We appreciate your understanding and acceptance of this policy. Utility/Government Incentives Documents Standard 63060 Specifications and Dimmer List About Standard Standard Products Inc., head office located in Montreal, Canada, supplies a full range of lighting solutions to the North American market. Standard surpasses market norms on quality products and innovative ideas across their entire line of lamps. Standard Products Inc. is a Gold Standard Winner as one of Canada's Best Managed Companies. Standard - 10W PAR30LN LED - 60W Equal - Flood - Warm White - Dimmable | 2700 | 90 | 780 | 78 | 40000 | 10 | 1 | 32.95 | 32.95 | 38.7175 | 2020Q2 | https://www.topbulb.com/standard-10w-par30ln-led-60w-equal-flood-warm-white-dimmable | Top Bulb | 2020 | Yes
LED Lighting | Reflector | Standard Products | True |  | LED | PAR30LN | E26 (Medium) | Topbulb » LED Bulbs » LED PAR » LED PAR30 » Standard - 10W PAR30LN LED - 60W Equal - Narrow Flood - Halogen White - Dimmable The Standard LED/P30L/10W/30K/25/STD 10 watt, dimmable PAR30 long neck LED narrow flood (25° beam angle) replaces a 60 watt PAR30LN halogen. Features include: 3000K, halogen-white illumination; 820 initial lumens at 82 lumens per watt; color rendering index of 90 and a rated life of 40,000 hours. Suitable for use in open fixtures and wet locations. For optimum dimming performance, see the compatible dimmer list below. This LED is Energy Star qualified. Shipping Notice This item will not ship to Canada. LED Technology Notice Due to constantly evolving nature of LED technology, manufacturers will reserve the right to replace this product with next generation technology. We appreciate your understanding and acceptance of this policy. Utility/Government Incentives Documents Standard 63061 Specifications and Dimmer List About Standard Standard Products Inc., head office located in Montreal, Canada, supplies a full range of lighting solutions to the North American market. Standard surpasses market norms on quality products and innovative ideas across their entire line of lamps. Standard Products Inc. is a Gold Standard Winner as one of Canada's Best Managed Companies. 25° Beam • Halogen-Like White Light • Dimmable Standard - 10W PAR30LN LED - 60W Equal - Narrow Flood - Halogen White - Dimmable | 3000 | 90 | 800 | 80 | 40000 | 10 | 1 | 32.95 | 32.95 | 38.7175 | 2020Q2 | https://www.topbulb.com/standard-10w-par30ln-led-60w-equal-narrow-flood-halogen-white-dimmable | Top Bulb | 2020 | Yes
LED Lighting | Reflector | Standard Products | True |  | LED | PAR30LN | E26 (Medium) | Topbulb » LED Bulbs » LED PAR » LED PAR30 » Standard - 10W PAR30LN LED - 60W Equal - Narrow Flood - Warm White - Dimmable The Standard LED/P30L/10W/27K/25/STD 10 watt, dimmable PAR30 long neck LED narrow flood (25° beam angle) replaces a 60 watt PAR30LN halogen. Features include: 2700K, warm white illumination; 780 initial lumens at 75 lumens per watt; color rendering index of 90 and a rated life of 40,000 hours. Suitable for use in open fixtures and wet locations. For optimum dimming performance, see the compatible dimmer list below. This LED is Energy Star qualified. Shipping Notice This item will not ship to Canada. LED Technology Notice Due to constantly evolving nature of LED technology, manufacturers will reserve the right to replace this product with next generation technology. We appreciate your understanding and acceptance of this policy. Utility/Government Incentives Documents Standard 63059 Specifications and Dimmer List About Standard Standard Products Inc., head office located in Montreal, Canada, supplies a full range of lighting solutions to the North American market. Standard surpasses market norms on quality products and innovative ideas across their entire line of lamps. Standard Products Inc. is a Gold Standard Winner as one of Canada's Best Managed Companies. Standard - 10W PAR30LN LED - 60W Equal - Narrow Flood - Warm White - Dimmable | 2700 | 90 | 750 | 75 | 40000 | 10 | 1 | 17.95 | 17.95 | 21.0919 | 2020Q2 | https://www.topbulb.com/standard-10w-par30ln-led-60w-equal-narrow-flood-warm-white-dimmable | Top Bulb | 2020 | Yes
LED Lighting | A-Type | TCP | False |  | A19/21 | E26 (Medium) | E26 (Medium) | Home / Light Bulbs / LED / LED A-Line / TCP - LED7A1927K Durable Plastic Housing; Enclosed Fixture Rated; Damp Location Rated 7W A19 LED Lamp - Universal - 450 Lumens - Warm White (2700K) - 82 CRI - 25000 Hours - E26 (Medium) - 120 to 130V TCP - LED7A1927K | 2700 | 82 | 450 | 64.2857 | 25000 | 7 | 1 | 14.1 | 14.1 | 16.568 | 2020Q2 | https://shop.regencylighting.com/lamps/led/a-line/led7a1927k-tcp.html | Regency Lighting | 2020 | Yes
LED Lighting | Reflector | Standard Products | True |  | LED | PAR30LN | E26 (Medium) | Topbulb » LED Bulbs » LED PAR » LED PAR30 » Standard - 11W PAR30LN LED - Warm Amber - Flood - Dimmable The Standard LED/PAR30LN/11W/FL/40/D/STD/GRY/AMB is an 11 watt, 120 volt PAR30 long neck LED amber flood with a 40 degree beam angle. Features include 680 initial lumens, 62 lumens per watt, amber color illumination, R9 of 29, gray body and a rated life of 25,000 hours. Fully dimmable, this led bulb is a direct replacement for halogen PAR30LN lamps. Suggested applications for warm amber illumination include restaurants, lounges, spas and patios. Use this light bulb wherever a very warm, cozy ambient atmosphere is desired. Shipping Notice This item will not ship to Canada. LED Technology Notice Due to constantly evolving nature of LED technology, manufacturers will reserve the right to replace this product with next generation technology. We appreciate your understanding and acceptance of this policy. Documents Standard 62893 Brochure Standard 62893 Specification Sheet About Standard Standard Products Inc., head office located in Montreal, Canada, supplies a full range of lighting solutions to the North American market. Standard surpasses market norms on quality products and innovative ideas across their entire line of lamps. Standard Products Inc. is a Gold Standard Winner as one of Canada's Best Managed Companies. Standard - 11W PAR30LN LED - Warm Amber - Flood - Dimmable |  | 80 | 680 | 61.8182 | 25000 | 11 | 1 | 24.95 | 24.95 | 29.3172 | 2020Q2 | https://www.topbulb.com/standard-11w-par30ln-led-warm-amber-flood-dimmable | Top Bulb | 2020 | Yes
LED Lighting | Reflector | Standard Products | True |  | LED | PAR38 | E26 (Medium) | Topbulb » LED Bulbs » LED PAR » LED PAR38 » Standard - 15W PAR38 LED - Flood - 100W Equal - 2700K The Standard LED/P38/15W/27K/40/STD 15 watt, dimmable PAR38 LED flood (40° beam angle) replaces a 100 watt PAR38 halogen. Features include: 2700K, warm white illumination; 980 initial lumens at 65 lumens per watt; color rendering index of 90 and a rated life of 40,000 hours. Suitable for use in open fixtures and wet locations. For optimum dimming performance, see the compatible dimmer list below. This LED is Energy Star qualified. Shipping Notice This item will not ship to Canada. LED Technology Notice Due to constantly evolving nature of LED technology, manufacturers will reserve the right to replace this product with next generation technology. We appreciate your understanding and acceptance of this policy. Utility/Government Incentives Documents Standard 63073 Specifications and Dimmer List About Standard Standard Products Inc., head office located in Montreal, Canada, supplies a full range of lighting solutions to the North American market. Standard surpasses market norms on quality products and innovative ideas across their entire line of lamps. Standard Products Inc. is a Gold Standard Winner as one of Canada's Best Managed Companies. 40° Beam • Warm White Light • Dimmable Standard - 15W PAR38 LED - Flood - 100W Equal - 2700K | 2700 | 90 | 980 | 65.3333 | 40000 | 15 | 1 | 38.95 | 38.95 | 45.7678 | 2020Q2 | https://www.topbulb.com/standard-15w-par38-led-flood-100w-equal-2700k | Top Bulb | 2020 | Yes
LED Lighting | Reflector | Standard Products | True |  | LED | PAR38 | E26 (Medium) | Topbulb » LED Bulbs » LED PAR » LED PAR38 » Standard - 15W PAR38 LED - 100W Equal - 40° The Standard LED/P38/15W/30K/40/STD 15 watt, dimmable PAR38 LED flood (40° beam angle) replaces a 100 watt PAR38 halogen. Features include: 3000K, halogen-white illumination; 1050 initial lumens at 70 lumens per watt; color rendering index of 90 and a rated life of 40,000 hours. Suitable for use in open fixtures and wet locations. For optimum dimming performance, see the compatible dimmer list below. This LED is Energy Star qualified. Shipping Notice This item will not ship to Canada. LED Technology Notice Due to constantly evolving nature of LED technology, manufacturers will reserve the right to replace this product with next generation technology. We appreciate your understanding and acceptance of this policy. Utility/Government Incentives Documents Standard 63075 Brochure Standard 63075 Specifications and Dimmer List About Standard Standard Products Inc., head office located in Montreal, Canada, supplies a full range of lighting solutions to the North American market. Standard surpasses market norms on quality products and innovative ideas across their entire line of lamps. Standard Products Inc. is a Gold Standard Winner as one of Canada's Best Managed Companies. 40,000 Hours • CRI 90 • Dimmable Standard - 15W PAR38 LED - 100W Equal - 40° | 3000 | 90 | 1045 | 69.6667 | 40000 | 15 | 1 | 36.95 | 36.95 | 43.4177 | 2020Q2 | https://www.topbulb.com/standard-15w-par38-led-flood-100w-equal-3000k | Top Bulb | 2020 | Yes
LED Lighting | Reflector | Standard Products | True |  | LED | PAR38 | E26 (Medium) | Topbulb » LED Bulbs » LED PAR » LED PAR38 » Standard - 15W PAR38 LED - Flood - 100W Equal - 4000K The Standard LED/P38/15W/40K/40/STD 15 watt, dimmable PAR38 LED flood (40° beam angle) replaces a 100 watt PAR38 halogen. Features include: 4000K, cool white illumination; 1100 initial lumens at 73 lumens per watt; color rendering index of 90 and a rated life of 40,000 hours. Suitable for use in open fixtures and wet locations. For optimum dimming performance, see the compatible dimmer list below. This LED is Energy Star qualified. Shipping Notice This item will not ship to Canada. LED Technology Notice Due to constantly evolving nature of LED technology, manufacturers will reserve the right to replace this product with next generation technology. We appreciate your understanding and acceptance of this policy. Utility/Government Incentives Documents Standard 63077 Specifications and Dimmer List About Standard Standard Products Inc., head office located in Montreal, Canada, supplies a full range of lighting solutions to the North American market. Standard surpasses market norms on quality products and innovative ideas across their entire line of lamps. Standard Products Inc. is a Gold Standard Winner as one of Canada's Best Managed Companies. 40° Beam • Cool White Light • Dimmable Standard - 15W PAR38 LED - Flood - 100W Equal - 4000K | 4000 | 90 | 1100 | 73.3333 | 40000 | 15 | 1 | 23.97 | 23.97 | 28.1657 | 2020Q2 | https://www.topbulb.com/standard-15w-par38-led-flood-100w-equal-4000k | Top Bulb | 2020 | Yes
LED Lighting | Reflector | Standard Products | True |  | LED | PAR38 | E26 (Medium) | Topbulb » LED Bulbs » LED PAR » LED PAR38 » Standard - 15W PAR38 LED - Narrow Flood - 100W Equal - 2700K The Standard LED/P38/15W/27K/25/STD 15 watt, dimmable PAR38 LED narrow flood (25° beam angle) replaces a 100 watt PAR38 halogen. Features include: 2700K, warm white illumination; 950 initial lumens at 63 lumens per watt; color rendering index of 90 and a rated life of 40,000 hours. Suitable for use in open fixtures and wet locations. For optimum dimming performance, see the compatible dimmer list below. This LED is Energy Star qualified. Shipping Notice This item will not ship to Canada. LED Technology Notice Due to constantly evolving nature of LED technology, manufacturers will reserve the right to replace this product with next generation technology. We appreciate your understanding and acceptance of this policy. Utility/Government Incentives Documents Standard 63072 Specifications and Dimmer List About Standard Standard Products Inc., head office located in Montreal, Canada, supplies a full range of lighting solutions to the North American market. Standard surpasses market norms on quality products and innovative ideas across their entire line of lamps. Standard Products Inc. is a Gold Standard Winner as one of Canada's Best Managed Companies. 25° Beam • Warm White Light • Dimmable Standard - 15W PAR38 LED - Narrow Flood - 100W Equal - 2700K | 2700 | 90 | 950 | 63.3333 | 40000 | 15 | 1 | 23.95 | 23.95 | 28.1422 | 2020Q2 | https://www.topbulb.com/standard-15w-par38-led-narrow-flood-100w-equal-2700k | Top Bulb | 2020 | Yes
LED Lighting | Reflector | Standard Products | True |  | LED | PAR38 | E26 (Medium) | Topbulb » LED Bulbs » LED PAR » LED PAR38 » Standard - 15W PAR38 LED - 100W Equal - 25° The Standard LED/P38/15W/30K/25/STD 15 watt, dimmable PAR38 LED narrow flood (25° beam angle) replaces a 100 watt PAR38 halogen. Features include: 3000K, halogen-white illumination; 1050 initial lumens at 67 lumens per watt; color rendering index of 90 and a rated life of 40,000 hours. Suitable for use in open fixtures and wet locations. For optimum dimming performance, see the compatible dimmer list below. This LED is Energy Star qualified. Shipping Notice This item will not ship to Canada. LED Technology Notice Due to constantly evolving nature of LED technology, manufacturers will reserve the right to replace this product with next generation technology. We appreciate your understanding and acceptance of this policy. Utility/Government Incentives Documents Standard 63074 Specifications and Dimmer List About Standard Standard Products Inc., head office located in Montreal, Canada, supplies a full range of lighting solutions to the North American market. Standard surpasses market norms on quality products and innovative ideas across their entire line of lamps. Standard Products Inc. is a Gold Standard Winner as one of Canada's Best Managed Companies. 40,000 Hours • CRI 90 • Dimmable Standard - 15W PAR38 LED - 100W Equal - 25° | 3000 | 90 | 1050 | 70 | 40000 | 15 | 1 | 38.95 | 38.95 | 45.7678 | 2020Q2 | https://www.topbulb.com/standard-15w-par38-led-narrow-flood-100w-equal-3000k | Top Bulb | 2020 | Yes
LED Lighting | Reflector | Standard Products | True |  | LED | PAR38 | E26 (Medium) | Topbulb » LED Bulbs » LED PAR » LED PAR38 » Standard - 16W PAR38 LED - Flood - 90W Equal - 3000K Standard 62508, LED/PAR38/16W/FL/30K/D. Replaces 90W PAR38. Energy Star qualified. Shipping Notice This item will not ship to Canada. LED Technology Notice Due to constantly evolving nature of LED technology, manufacturers will reserve the right to replace this product with next generation technology. We appreciate your understanding and acceptance of this policy. Utility/Government Incentives Documents Standard 62508 Brochure Standard 62508 Specification Sheet About Standard Standard Products Inc., head office located in Montreal, Canada, supplies a full range of lighting solutions to the North American market. Standard surpasses market norms on quality products and innovative ideas across their entire line of lamps. Standard Products Inc. is a Gold Standard Winner as one of Canada's Best Managed Companies. 40° Beam • Halogen-White Light • Dimmable Standard - 16W PAR38 LED - Flood - 90W Equal - 3000K | 3000 | 81 | 1020 | 63.75 | 40000 | 16 | 1 | 29.95 | 29.95 | 35.1924 | 2020Q2 | https://www.topbulb.com/standard-16w-par38-led-flood-90w-equal-3000k | Top Bulb | 2020 | Yes
LED Lighting | Reflector | Standard Products | True |  | LED | PAR38 | E26 (Medium) | Topbulb » LED Bulbs » LED PAR » LED PAR38 » Standard - 17W PAR38 LED - Narrow Flood - 120W Equal - 3000K The Standard 17 watt PAR38 provides 1200 initial lumens of 3000K halogen-like white light. Features include: narrow flood beam distribution (25° beam); 71 lumens per watt and a high color rendering index of 90. For optimum dimming performance, see compatible dimmer list below. This LED is Energy Star qualified. Shipping Notice This item will not ship to Canada. LED Technology Notice Due to constantly evolving nature of LED technology, manufacturers will reserve the right to replace this product with next generation technology. We appreciate your understanding and acceptance of this policy. Cross References Bulbrite 772450 LED20PAR38NF/30K/D Cree PAR38-90W-30K-27D-B1 PAR38-90W-30K-27D-B1 Eiko 08413 LED19WPAR38/NFL/830-DIM GE 68148 LED18P38L830/25 Green Creative 40632 19PAR38G3DIM/830NF25 Halco 80054 PAR38NFL20/830/LED Lighting Science Group LS 38 120WE WW NFL 120 S1 BX Philips 42052-1 18PAR38/END/F25 3000-950 DIM A Philips 42122-2 19.5PAR38/END/F25 3000 DIM AF Philips 42909-2 19PAR38/F25 3000 DIM AFRO 6/1 TCP LED17P38D30KNFL 17W SMOOTH PAR38 - 3000K 25 DE TCP LED17P3830KNFL 17W SMOOTH PAR38 - 3000K 25 DE Ushio 1003877 19W UPHORIA LED PAR38, NFL25, WW30 Ushio 1003974 17W Uphoria 2 LED PAR38, NFL25, WW30 Verbatim 98642 P38-L1250-C30-B25-B Verbatim 98388 P38-L1250-C30-B25-W Westinghouse 343400 18PAR38/LED/DIM/30 Utility/Government Incentives Documents Standard 63080 Specifications and Dimmer List About Standard Standard Products Inc., head office located in Montreal, Canada, supplies a full range of lighting solutions to the North American market. Standard surpasses market norms on quality products and innovative ideas across their entire line of lamps. Standard Products Inc. is a Gold Standard Winner as one of Canada's Best Managed Companies. 25° Beam • Halogen-White Light • Dimmable Standard - 17W PAR38 LED - Narrow Flood - 120W Equal - 3000K | 3000 | 90 | 1200 | 70.5882 | 40000 | 17 | 1 | 38.95 | 38.95 | 45.7678 | 2020Q2 | https://www.topbulb.com/standard-17w-par38-led-narrow-flood-120w-equal-3000k | Top Bulb | 2020 | Yes
LED Lighting | Reflector | Standard Products | True |  | LED | PAR38 | E26 (Medium) | Topbulb » LED Bulbs » LED PAR » LED PAR38 » Standard - 17W PAR38 LED - Narrow Flood - 120W Equal - 4000K The Standard 17 watt PAR38 provides 1200 initial lumens of 4000K cool white light. Features include: narrow flood beam distribution (25° beam); 72 lumens per watt and a high color rendering index of 90. For optimum dimming performance, see compatible dimmer list below. This LED is Energy Star qualified. Shipping Notice This item will not ship to Canada. LED Technology Notice Due to constantly evolving nature of LED technology, manufacturers will reserve the right to replace this product with next generation technology. We appreciate your understanding and acceptance of this policy. Utility/Government Incentives Documents Standard 63082 Specifications and Dimmer List About Standard Standard Products Inc., head office located in Montreal, Canada, supplies a full range of lighting solutions to the North American market. Standard surpasses market norms on quality products and innovative ideas across their entire line of lamps. Standard Products Inc. is a Gold Standard Winner as one of Canada's Best Managed Companies. 25° Beam • Cool White Light • Dimmable Standard - 17W PAR38 LED - Narrow Flood - 120W Equal - 4000K | 4000 | 90 | 1220 | 71.7647 | 40000 | 17 | 1 | 38.95 | 38.95 | 45.7678 | 2020Q2 | https://www.topbulb.com/standard-17w-par38-led-narrow-flood-120w-equal-4000k | Top Bulb | 2020 | Yes
LED Lighting | Decorative | Standard Products | True |  | LED | B11 | E12 (Candelabra) | Topbulb » LED Bulbs » LED Filament / Vintage » Standard - 2.5W LED Filament Style - B11 - Clear - Candelabra Base Standard LED filament style bulbs with 2700K warm white light provide provide the decorative appeal of exposed filament lighting with the added benefits of energy efficiency and long bulb life. The dimmable 2700K color temperature series allows users to get both a bright modern look at full light output as well as the ability to dim the light when desired. See the specification sheet below for compatible dimmers which will optimize dimming performance. Shipping Notice This item will not ship to Canada. LED Technology Notice Due to constantly evolving nature of LED technology, manufacturers will reserve the right to replace this product with next generation technology. We appreciate your understanding and acceptance of this policy. Documents Standard 64267 Specification Sheet About Standard Standard Products Inc., head office located in Montreal, Canada, supplies a full range of lighting solutions to the North American market. Standard surpasses market norms on quality products and innovative ideas across their entire line of lamps. Standard Products Inc. is a Gold Standard Winner as one of Canada's Best Managed Companies. 25W Equal • 2700K Warm White • Dimmable Standard - 2.5W LED Filament Style - B11 - Clear - Candelabra Base | 2700 | 80 | 200 | 80 | 15000 | 2.5 | 1 | 4.95 | 4.95 | 5.8164 | 2020Q2 | https://www.topbulb.com/standard-2-5w-led-filament-style-b11-clear-candelabra-base | Top Bulb | 2020 | Yes
LED Lighting | Decorative | Standard Products | True |  | LED | Flame | E12 (Candelabra) | Topbulb » LED Bulbs » LED Filament / Vintage » Standard - 2.5W LED Filament Style - Flame Tip - Candelabra Base Standard LED filament style bulbs with 2700K warm white light provide provide the decorative appeal of exposed filament lighting with the added benefits of energy efficiency and long bulb life. The dimmable 2700K color temperature series allows users to get both a bright modern look at full light output as well as the ability to dim the light when desired. See the specification sheet below for compatible dimmers which will optimize dimming performance. Shipping Notice This item will not ship to Canada. LED Technology Notice Due to constantly evolving nature of LED technology, manufacturers will reserve the right to replace this product with next generation technology. We appreciate your understanding and acceptance of this policy. Documents Standard 64273 Specification Sheet About Standard Standard Products Inc., head office located in Montreal, Canada, supplies a full range of lighting solutions to the North American market. Standard surpasses market norms on quality products and innovative ideas across their entire line of lamps. Standard Products Inc. is a Gold Standard Winner as one of Canada's Best Managed Companies. 25W Equal • 2700K Warm White • Dimmable Standard - 2.5W LED Filament Style - Flame Tip - Candelabra Base | 2700 | 80 | 200 | 80 | 15000 | 2.5 | 1 | 4.95 | 4.95 | 5.8164 | 2020Q2 | https://www.topbulb.com/standard-2-5w-led-filament-style-flame-tip-candelabra-base | Top Bulb | 2020 | Yes
LED Lighting | Decorative | Standard Products | True |  | LED | ST19 | E26 (Medium) | Topbulb » LED Bulbs » LED Filament / Vintage » Standard - 2.5W LED Vintage Filament Style - ST19 - Medium Base This Standard LED filament Victorian style lamp with warm amber illumination creates the same decorative appeal as vintage exposed filament incandescent lamps with the added bonus of energy efficiency and long life. See the document below for complete specifications and dimmer compatibility. Shipping Notice This item will not ship to Canada. LED Technology Notice Due to constantly evolving nature of LED technology, manufacturers will reserve the right to replace this product with next generation technology. We appreciate your understanding and acceptance of this policy. Applications Residential Commercial Pendants Sconces Documents Standard 64278 Specification Sheet About Standard Standard Products Inc., head office located in Montreal, Canada, supplies a full range of lighting solutions to the North American market. Standard surpasses market norms on quality products and innovative ideas across their entire line of lamps. Standard Products Inc. is a Gold Standard Winner as one of Canada's Best Managed Companies. Clear Finish • 40W Equal • 2200K Warm Amber • Dimmable Standard - 2.5W LED Vintage Filament Style - ST19 - Medium Base | 2200 | 80 | 210 | 84 | 15000 | 2.5 | 1 | 10.95 | 10.95 | 12.8667 | 2020Q2 | https://www.topbulb.com/standard-2-5w-led-vintage-filament-style-st19-medium-base | Top Bulb | 2020 | Yes
LED Lighting | Decorative | Standard Products | True |  | LED | JD | G9 | Topbulb » LED Bulbs » LED Capsule » Standard - 3.5W 120V LED - JD Shape - G9 Base - 3000K Halogen White The Standard LED/G9/3.5W/30K/ND/STD 3.5 watt, 120 volt dimmable G9 LED produces 250 initial lumens. Features include: 3000K, halogen-white illumination and a rated life of 30,000 hours. Shipping Notice This item will not ship to Canada. LED Technology Notice Due to constantly evolving nature of LED technology, manufacturers will reserve the right to replace this product with next generation technology. We appreciate your understanding and acceptance of this policy. Documents Standard 63445 Brochure About Standard Standard Products Inc., head office located in Montreal, Canada, supplies a full range of lighting solutions to the North American market. Standard surpasses market norms on quality products and innovative ideas across their entire line of lamps. Standard Products Inc. is a Gold Standard Winner as one of Canada's Best Managed Companies. JD Shape • Halogen-Like White Light Standard - 3.5W 120V LED - JD Shape - G9 Base - 3000K Halogen White | 3000 | 80 | 225 | 64.2857 | 30000 | 3.5 | 1 | 9.95 | 9.95 | 11.6916 | 2020Q2 | https://www.topbulb.com/standard-3-5w-120v-led-jd-shape-g9-base-3000k-halogen-white | Top Bulb | 2020 | Yes
LED Lighting | A-Type | TCP | False |  | A19/21 | E26 (Medium) | E26 (Medium) | Home / Light Bulbs / LED / TCP - LED7A1927K Durable Plastic Housing; Enclosed Fixture Rated; Damp Location Rated 7W A19 LED Lamp - Universal - 450 Lumens - Warm White (2700K) - 82 CRI - 25000 Hours - E26 (Medium) - 120 to 130V TCP - LED7A1927K | 2700 | 82 | 450 | 64.2857 | 25000 | 7 | 1 | 14.1 | 14.1 | 16.568 | 2020Q2 | https://shop.regencylighting.com/lamps/led/led7a1927k-tcp.html | Regency Lighting | 2020 | Yes
LED Lighting | Decorative | Standard Products | True |  | LED | B11 | E26 (Medium) | Topbulb » LED Bulbs » LED Filament / Vintage » Standard - 3.5W LED Filament Style - B11 - Clear - Candelabra Base Standard LED filament style bulbs with 2700K warm white light provide provide the decorative appeal of exposed filament lighting with the added benefits of energy efficiency and long bulb life. The dimmable 2700K color temperature series allows users to get both a bright modern look at full light output as well as the ability to dim the light when desired. See the specification sheet below for compatible dimmers which will optimize dimming performance. Shipping Notice This item will not ship to Canada. LED Technology Notice Due to constantly evolving nature of LED technology, manufacturers will reserve the right to replace this product with next generation technology. We appreciate your understanding and acceptance of this policy. Documents Standard 64269 Specification Sheet About Standard Standard Products Inc., head office located in Montreal, Canada, supplies a full range of lighting solutions to the North American market. Standard surpasses market norms on quality products and innovative ideas across their entire line of lamps. Standard Products Inc. is a Gold Standard Winner as one of Canada's Best Managed Companies. 40W Equal • 2700K Warm White • Dimmable Standard - 3.5W LED Filament Style - B11 - Clear - Candelabra Base | 2700 | 45 | 300 | 85.7143 | 15000 | 3.5 | 1 | 6.95 | 6.95 | 8.1665 | 2020Q2 | https://www.topbulb.com/standard-3-5w-led-filament-style-b11-clear-candelabra-base | Top Bulb | 2020 | Yes
LED Lighting | Decorative | Standard Products | True |  | LED | B11 | E26 (Medium) | Topbulb » LED Bulbs » LED Filament / Vintage » Standard - 3.5W LED Filament Style - B11 - Clear - Medium Base Standard LED filament style bulbs with 2700K warm white light provide provide the decorative appeal of exposed filament lighting with the added benefits of energy efficiency and long bulb life. The dimmable 2700K color temperature series allows users to get both a bright modern look at full light output as well as the ability to dim the light when desired. See the specification sheet below for compatible dimmers which will optimize dimming performance. Shipping Notice This item will not ship to Canada. LED Technology Notice Due to constantly evolving nature of LED technology, manufacturers will reserve the right to replace this product with next generation technology. We appreciate your understanding and acceptance of this policy. Documents Standard 64270 Specification Sheet About Standard Standard Products Inc., head office located in Montreal, Canada, supplies a full range of lighting solutions to the North American market. Standard surpasses market norms on quality products and innovative ideas across their entire line of lamps. Standard Products Inc. is a Gold Standard Winner as one of Canada's Best Managed Companies. 40W Equal • 2700K Warm White • Dimmable Standard - 3.5W LED Filament Style - B11 - Clear - Medium Base | 2700 | 80 | 300 | 85.7143 | 15000 | 3.5 | 1 | 6.95 | 6.95 | 8.1665 | 2020Q2 | https://www.topbulb.com/standard-3-5w-led-filament-style-b11-clear-medium-base | Top Bulb | 2020 | Yes
LED Lighting | Decorative | Standard Products | True |  | LED | Flame | E12 (Candelabra) | Topbulb » LED Bulbs » LED Filament / Vintage » Standard - 3.5W LED Filament Style - Flame Tip - Candelabra Base Standard LED filament style bulbs with 2700K warm white light provide provide the decorative appeal of exposed filament lighting with the added benefits of energy efficiency and long bulb life. The dimmable 2700K color temperature series allows users to get both a bright modern look at full light output as well as the ability to dim the light when desired. See the specification sheet below for compatible dimmers which will optimize dimming performance. Shipping Notice This item will not ship to Canada. LED Technology Notice Due to constantly evolving nature of LED technology, manufacturers will reserve the right to replace this product with next generation technology. We appreciate your understanding and acceptance of this policy. Documents Standard 64274 Specification Sheet About Standard Standard Products Inc., head office located in Montreal, Canada, supplies a full range of lighting solutions to the North American market. Standard surpasses market norms on quality products and innovative ideas across their entire line of lamps. Standard Products Inc. is a Gold Standard Winner as one of Canada's Best Managed Companies. 40W Equal • 2700K Warm White • Dimmable Standard - 3.5W LED Filament Style - Flame Tip - Candelabra Base | 2700 | 80 | 300 | 85.7143 | 15000 | 3.5 | 1 | 6.95 | 6.95 | 8.1665 | 2020Q2 | https://www.topbulb.com/standard-3-5w-led-filament-style-flame-tip-candelabra-base | Top Bulb | 2020 | Yes
LED Lighting | Decorative | Standard Products | True |  | LED | B10 | E26 (Medium) | Topbulb » LED Bulbs » LED Decorative » Standard - 3W B10 LED - 25W Equal - 2700K The Standard LED/B10/3W/27K/120V/30M/D/E26/STD is a 3 watt, B10 LED with a medium base that replaces a 25 watt incandescent B10 bulb. Features include: 150 initial lumens of 2700K warm white illumination and a 30,000 hour rated life. For optimum dimming performance, see the compatible dimmer list below. Shipping Notice This item will not ship to Canada. LED Technology Notice Due to constantly evolving nature of LED technology, manufacturers will reserve the right to replace this product with next generation technology. We appreciate your understanding and acceptance of this policy. Documents Standard 61182 Brochure Standard 61182 Specifications and Dimmer List About Standard Standard Products Inc., head office located in Montreal, Canada, supplies a full range of lighting solutions to the North American market. Standard surpasses market norms on quality products and innovative ideas across their entire line of lamps. Standard Products Inc. is a Gold Standard Winner as one of Canada's Best Managed Companies. Medium Base • Warm White Light • Dimmable Standard - 3W B10 LED - 25W Equal - 2700K | 2700 | 80 | 150 | 50 | 30000 | 3 | 1 | 5.95 | 5.95 | 6.9915 | 2020Q2 | https://www.topbulb.com/standard-3w-b10-led-25w-equal-2700k | Top Bulb | 2020 | Yes
LED Lighting | Decorative | Standard Products | True |  | LED | G16.5 | E12 (Candelabra) | Topbulb » LED Bulbs » LED Globe » Standard - 3W LED Globe - 25W Equal - Warm White Use this Standard 2" diameter globe in decorative pendants or vanities equipped with candelabra (E12) sockets. The lamp provides warm white illumination. Fully dimmable, consult the specification / dimmer list document below for optimum dimming. Shipping Notice This item will not ship to Canada. LED Technology Notice Due to constantly evolving nature of LED technology, manufacturers will reserve the right to replace this product with next generation technology. We appreciate your understanding and acceptance of this policy. Cross References Bulbrite 770145 LED/G16/E12 ETI 52101211 G16.5 2.5 E12 E830NA GE 68170 LED4DG16C-C/TP TCP LED5E12G1627K LED 5W DIM CANDELABRA G16 GLOBE TCP LED4E12G1627K LED 4W DIM CANDELABRA G16 GLOBE Ushio 1003930 3W LED G16.5 Clear 2700K WW E1 Documents Standard 63736 Specifications and Dimmer List About Standard Standard Products Inc., head office located in Montreal, Canada, supplies a full range of lighting solutions to the North American market. Standard surpasses market norms on quality products and innovative ideas across their entire line of lamps. Standard Products Inc. is a Gold Standard Winner as one of Canada's Best Managed Companies. 25,000 Hour Life • 2700K • Candelabra Base Standard - 3W LED Globe - 25W Equal - Warm White | 2700 | 80 | 200 | 66.6667 | 25000 | 3 | 1 | 11.95 | 11.95 | 14.0417 | 2020Q2 | https://www.topbulb.com/standard-3w-led-globe-25w-equal-warm-white | Top Bulb | 2020 | Yes
LED Lighting | Decorative | Standard Products | True |  | LED | B11 | E26 (Medium) | Topbulb » LED Bulbs » LED Filament / Vintage » Warm Amber Light » Standard ¦ 3W LED Vintage Filament Style - 40W Equal - B11 - Medium Base This Standard LED filament Victorian style lamp with warm amber illumination creates the same decorative appeal as incandescent chandelier bulbs with the added bonus of energy efficiency and long life. Use this 3 watt LED in place of a 40 watt incandescent bulb to get ten times longer bulb life, energy savings and maintain the traditional appeal of chandeliers and exposed bulb wall sconces. See the document below for complete specifications. Shipping Notice This item will not ship to Canada. LED Technology Notice Due to constantly evolving nature of LED technology, manufacturers will reserve the right to replace this product with next generation technology. We appreciate your understanding and acceptance of this policy. Documents Standard 64550 Specifications and Dimmer List About Standard Standard Products Inc., head office located in Montreal, Canada, supplies a full range of lighting solutions to the North American market. Standard surpasses market norms on quality products and innovative ideas across their entire line of lamps. Standard Products Inc. is a Gold Standard Winner as one of Canada's Best Managed Companies. 15,000 Hours • 2400K Warm Amber Light Standard ¦ 3W LED Vintage Filament Style - 40W Equal - B11 - Medium Base | 2400 | 75 | 280 | 93.3333 | 15000 | 3 | 1 | 4.95 | 4.95 | 5.8164 | 2020Q2 | https://www.topbulb.com/standard-3w-led-vintage-filament-style-b11-medium-base | Top Bulb | 2020 | Yes
LED Lighting | Decorative | Standard Products | True |  | LED | B11 | E12 (Candelabra) | Topbulb » LED Bulbs » LED Chandelier » Standard - 4.7W LED - 40W Equal - B11 - Candelabra Base - Warm White Use this 4.7 watt, candelabra base LED to replace existing 40 watt incandescent bulbs in decorative applications such as wall sconces and pendants. The 2700K color temperature of the LED matches the warm white output of conventional incandescent light bulbs. Shipping Notice This item will not ship to Canada. LED Technology Notice Due to constantly evolving nature of LED technology, manufacturers will reserve the right to replace this product with next generation technology. We appreciate your understanding and acceptance of this policy. Documents Standard 63137 Brochure Standard 63137 Spec Sheet About Standard Standard Products Inc., head office located in Montreal, Canada, supplies a full range of lighting solutions to the North American market. Standard surpasses market norms on quality products and innovative ideas across their entire line of lamps. Standard Products Inc. is a Gold Standard Winner as one of Canada's Best Managed Companies. WHILE SUPPLIES LAST Standard - 4.7W LED - 40W Equal - B11 - Candelabra Base - Warm White | 2700 | 80 | 330 | 70.2128 | 40000 | 4.7 | 1 | 10.95 | 10.95 | 12.8667 | 2020Q2 | https://www.topbulb.com/standard-4-7w-led-40w-equal-b11-candelabra-base-warm-white | Top Bulb | 2020 | Yes
LED Lighting | Decorative | Standard Products | True |  | LED | G25 | E26 (Medium) | Topbulb » LED Bulbs » LED Filament / Vintage » Standard - 4W LED Filament Style - G25 - Clear - Medium Base Standard LED filament style bulbs with 2700K warm white light provide provide the decorative appeal of exposed filament lighting with the added benefits of energy efficiency and long bulb life. The dimmable 2700K color temperature series allows users to get both a bright modern look at full light output as well as the ability to dim the light when desired. See the specification sheet below for compatible dimmers which will optimize dimming performance. Shipping Notice This item will not ship to Canada. LED Technology Notice Due to constantly evolving nature of LED technology, manufacturers will reserve the right to replace this product with next generation technology. We appreciate your understanding and acceptance of this policy. Documents Standard 64276 Specification Sheet About Standard Standard Products Inc., head office located in Montreal, Canada, supplies a full range of lighting solutions to the North American market. Standard surpasses market norms on quality products and innovative ideas across their entire line of lamps. Standard Products Inc. is a Gold Standard Winner as one of Canada's Best Managed Companies. 40W Equal • 2700K Warm White • Dimmable Standard - 4W LED Filament Style - G25 - Clear - Medium Base | 2700 | 80 | 350 | 87.5 | 15000 | 4 | 1 | 11.95 | 11.95 | 14.0417 | 2020Q2 | https://www.topbulb.com/standard-4w-led-filament-style-g25-clear-medium-base | Top Bulb | 2020 | Yes
LED Lighting | Decorative | Standard Products | True |  | LED | B10 | E26 (Medium) | Topbulb » LED Bulbs » LED Decorative » Standard - 5W 120V B10 LED - E26 Base - Warm White - Dimmable This 5 watt, 120 volt LED with medium base provides warm white illumination for many decorative applications. Features include a B10 shape, clear finish and 30000 hour rated life. Use this bulb to replace a 40 watt incandescent. Completely dimmable, this bulb can be used in decorative applications such as wall sconces, chandeliers and ornamental fixtures. Shipping Notice This item will not ship to Canada. LED Technology Notice Due to constantly evolving nature of LED technology, manufacturers will reserve the right to replace this product with next generation technology. We appreciate your understanding and acceptance of this policy. Documents Standard 61184 Brochure Standard 61184 Specification Sheet About Standard Standard Products Inc., head office located in Montreal, Canada, supplies a full range of lighting solutions to the North American market. Standard surpasses market norms on quality products and innovative ideas across their entire line of lamps. Standard Products Inc. is a Gold Standard Winner as one of Canada's Best Managed Companies. WHILE SUPPLIES LAST • • Decorative LED • Clear Finish Standard - 5W 120V B10 LED - E26 Base - Warm White - Dimmable | 2700 | 80 | 260 | 52 | 30000 | 5 | 1 | 12.25 | 12.25 | 14.3942 | 2020Q2 | https://www.topbulb.com/standard-5w-120v-b10-led-e26-base-warm-white-dimmable | Top Bulb | 2020 | Yes
LED Lighting | Decorative | Standard Products | True |  | LED | G16.5 | E12 (Candelabra) | Topbulb » LED Bulbs » LED Globe » Standard - 5W G16.5 LED - 25W Equal - Globe - Candelabra Base - Warm White This Standard LED globe has light output equivalent to a 25 watt to 40 watt G16.5 incandescent globe. Shipping Notice This item will not ship to Canada. LED Technology Notice Due to constantly evolving nature of LED technology, manufacturers will reserve the right to replace this product with next generation technology. We appreciate your understanding and acceptance of this policy. Documents Standard 61176 Brochure Standard 61176 Specification Sheet About Standard Standard Products Inc., head office located in Montreal, Canada, supplies a full range of lighting solutions to the North American market. Standard surpasses market norms on quality products and innovative ideas across their entire line of lamps. Standard Products Inc. is a Gold Standard Winner as one of Canada's Best Managed Companies. Dimmable • Clear • 120 Volt Standard - 5W G16.5 LED - 25W Equal - Globe - Candelabra Base - Warm White | 2700 | 80 | 260 | 52 | 30000 | 5 | 1 | 9.95 | 9.95 | 11.6916 | 2020Q2 | https://www.topbulb.com/standard-5w-g16-5-led-25w-equal-globe-candelabra-base-warm-white | Top Bulb | 2020 | Yes
LED Lighting | Decorative | Standard Products | True |  | LED | G16.5 | E12 (Candelabra) | Topbulb » LED Bulbs » LED Globe » Standard - 5W G16.5 LED - 40W Equal - Globe - Candelabra Base - Warm White This Standard globe has light output equivalent to a 40 watt G16.5 incandescent globe. This LED bulb is Energy Star qualified. LED Technology Notice Due to constantly evolving nature of LED technology, manufacturers will reserve the right to replace this product with next generation technology. We appreciate your understanding and acceptance of this policy. Utility/Government Incentives Documents Standard 63738 Brochure Standard 63738 Spec Sheet About Standard Standard Products Inc., head office located in Montreal, Canada, supplies a full range of lighting solutions to the North American market. Standard surpasses market norms on quality products and innovative ideas across their entire line of lamps. Standard Products Inc. is a Gold Standard Winner as one of Canada's Best Managed Companies. 375 Lumens • Dimmable • Energy Star Standard - 5W G16.5 LED - 40W Equal - Globe - Candelabra Base - Warm White | 2700 | 83 | 375 | 75 | 25000 | 5 | 1 | 13.95 | 13.95 | 16.3918 | 2020Q2 | https://www.topbulb.com/standard-5w-g16-5-led-40w-equal-globe-candelabra-base-warm-white | Top Bulb | 2020 | Yes
LED Lighting | A-Type | GE Lighting | True |  | LED | A19 | E26 (Medium) | Topbulb » LED Bulbs » LED Standard Shape » 40W Equal » GE 34238 LED7DA19/824 ¦ 7W LED - 40W Equal - A19 - 2400K Amber Light Use this GE 17 watt, medium base LED as a direct replacement for 60 watt incandescent equivalent light sources where amber illumination is desired. This bulb produces light that appears warmer than a traditional incandescent light bulb. LED Technology Notice Due to constantly evolving nature of LED technology, manufacturers will reserve the right to replace this product with next generation technology. We appreciate your understanding and acceptance of this policy. Documents GE 34238 Spec Sheet About GE Lighting Started over 130 years ago, General Electric began with Thomas Edison's invention of the world's first affordable incandescent light bulb. More than a century later, the company still brings light to the world through its products. Its modern new light technologies, such as fluorescent and LED light bulbs, cost less and are more energy efficient and environmentally friendly. GE currently works to make nearly all of their lighting products Energy Star certified. 25,000 Hours • 450 Lumens • Dimmable GE 34238 LED7DA19/824 ¦ 7W LED - 40W Equal - A19 - 2400K Amber Light | 2400 | 80 | 450 | 64.2857 | 25000 | 7 | 1 | 6.45 | 6.45 | 7.579 | 2020Q2 | https://www.topbulb.com/ge-34238-7w-led-a19-2400k | Top Bulb | 2020 | Yes
LED Lighting | Decorative | Standard Products | True |  | LED | B11 | E12 (Candelabra) | Topbulb » LED Bulbs » LED Filament / Vintage » Standard - 5W LED Filament Style - B11 - Clear - Candelabra Base Standard LED filament style bulbs with 2700K warm white light provide provide the decorative appeal of exposed filament lighting with the added benefits of energy efficiency and long bulb life. The dimmable 2700K color temperature series allows users to get both a bright modern look at full light output as well as the ability to dim the light when desired. See the specification sheet below for compatible dimmers which will optimize dimming performance. Shipping Notice This item will not ship to Canada. LED Technology Notice Due to constantly evolving nature of LED technology, manufacturers will reserve the right to replace this product with next generation technology. We appreciate your understanding and acceptance of this policy. Documents Standard 64271 Specification Sheet About Standard Standard Products Inc., head office located in Montreal, Canada, supplies a full range of lighting solutions to the North American market. Standard surpasses market norms on quality products and innovative ideas across their entire line of lamps. Standard Products Inc. is a Gold Standard Winner as one of Canada's Best Managed Companies. 60W Equal • 2700K Warm White • Dimmable Standard - 5W LED Filament Style - B11 - Clear - Candelabra Base | 2700 | 80 | 450 | 90 | 15000 | 5 | 1 | 5.95 | 5.95 | 6.9915 | 2020Q2 | https://www.topbulb.com/standard-5w-led-filament-style-b11-clear-candelabra-base | Top Bulb | 2020 | Yes
LED Lighting | Decorative | Standard Products | True |  | LED | B11 | E26 (Medium) | Topbulb » LED Bulbs » LED Filament / Vintage » Standard - 5W LED Filament Style - B11 - Clear - Medium Base Standard LED filament style bulbs with 2700K warm white light provide provide the decorative appeal of exposed filament lighting with the added benefits of energy efficiency and long bulb life. The dimmable 2700K color temperature series allows users to get both a bright modern look at full light output as well as the ability to dim the light when desired. See the specification sheet below for compatible dimmers which will optimize dimming performance. Shipping Notice This item will not ship to Canada. LED Technology Notice Due to constantly evolving nature of LED technology, manufacturers will reserve the right to replace this product with next generation technology. We appreciate your understanding and acceptance of this policy. Documents Standard 64272 Specification Sheet About Standard Standard Products Inc., head office located in Montreal, Canada, supplies a full range of lighting solutions to the North American market. Standard surpasses market norms on quality products and innovative ideas across their entire line of lamps. Standard Products Inc. is a Gold Standard Winner as one of Canada's Best Managed Companies. 60W Equal • 2700K Warm White • Dimmable Standard - 5W LED Filament Style - B11 - Clear - Medium Base | 2700 | 80 | 450 | 90 | 15000 | 5 | 1 | 19.95 | 19.95 | 23.442 | 2020Q2 | https://www.topbulb.com/standard-5w-led-filament-style-b11-clear-medium-base | Top Bulb | 2020 | Yes
LED Lighting | Decorative | Standard Products | True |  | LED | Flame | E12 (Candelabra) | Topbulb » LED Bulbs » LED Filament / Vintage » Standard - 5W LED Filament Style - Flame Tip - Clear - Candelabra Base Standard LED filament style bulbs with 2700K warm white light provide provide the decorative appeal of exposed filament lighting with the added benefits of energy efficiency and long bulb life. The dimmable 2700K color temperature series allows users to get both a bright modern look at full light output as well as the ability to dim the light when desired. See the specification sheet below for compatible dimmers which will optimize dimming performance. Shipping Notice This item will not ship to Canada. LED Technology Notice Due to constantly evolving nature of LED technology, manufacturers will reserve the right to replace this product with next generation technology. We appreciate your understanding and acceptance of this policy. Documents Standard 64275 Specification Sheet About Standard Standard Products Inc., head office located in Montreal, Canada, supplies a full range of lighting solutions to the North American market. Standard surpasses market norms on quality products and innovative ideas across their entire line of lamps. Standard Products Inc. is a Gold Standard Winner as one of Canada's Best Managed Companies. 60W Equal • 2700K Warm White • Dimmable Standard - 5W LED Filament Style - Flame Tip - Clear - Candelabra Base | 2700 | 80 | 450 | 90 | 15000 | 5 | 1 | 4.95 | 4.95 | 5.8164 | 2020Q2 | https://www.topbulb.com/standard-5w-led-filament-style-flame-tip-clear-candelabra-base | Top Bulb | 2020 | Yes
LED Lighting | Decorative | Standard Products | True |  | LED | G25 | E26 (Medium) | Topbulb » LED Bulbs » LED Filament / Vintage » Standard - 5W LED Filament Style - G25 - Clear - Medium base Standard LED filament style bulbs with 2700K warm white light provide provide the decorative appeal of exposed filament lighting with the added benefits of energy efficiency and long bulb life. The dimmable 2700K color temperature series allows users to get both a bright modern look at full light output as well as the ability to dim the light when desired. See the specification sheet below for compatible dimmers which will optimize dimming performance. Shipping Notice This item will not ship to Canada. LED Technology Notice Due to constantly evolving nature of LED technology, manufacturers will reserve the right to replace this product with next generation technology. We appreciate your understanding and acceptance of this policy. Documents Standard 64277 Specification Sheet About Standard Standard Products Inc., head office located in Montreal, Canada, supplies a full range of lighting solutions to the North American market. Standard surpasses market norms on quality products and innovative ideas across their entire line of lamps. Standard Products Inc. is a Gold Standard Winner as one of Canada's Best Managed Companies. 60W Equal • 2700K Warm White • Dimmable Standard - 5W LED Filament Style - G25 - Clear - Medium base | 2700 | 80 | 500 | 100 | 15000 | 5 | 1 | 26.95 | 26.95 | 31.6673 | 2020Q2 | https://www.topbulb.com/standard-5w-led-filament-style-g25-clear-medium-base | Top Bulb | 2020 | Yes
LED Lighting | Decorative | Standard Products | True |  | LED | G30 | E26 (Medium) | Topbulb » LED Bulbs » LED Filament / Vintage » Standard - 5W LED Vintage Filament Style - G30 - Clear - Medium Base This Standard LED filament Victorian style globe lamp with warm amber illumination creates the same decorative appeal as vintage exposed filament incandescent lamps with the added bonus of energy efficiency and long life. See the document below for complete specifications and dimmer compatibility. Shipping Notice This item will not ship to Canada. LED Technology Notice Due to constantly evolving nature of LED technology, manufacturers will reserve the right to replace this product with next generation technology. We appreciate your understanding and acceptance of this policy. Applications Residential Commercial Pendants Sconces Documents Standard 64281 Specification Sheet About Standard Standard Products Inc., head office located in Montreal, Canada, supplies a full range of lighting solutions to the North American market. Standard surpasses market norms on quality products and innovative ideas across their entire line of lamps. Standard Products Inc. is a Gold Standard Winner as one of Canada's Best Managed Companies. WHILE SUPPLIES LAST • • 60W Equal • 2200K Warm Amber • Dimmable Standard - 5W LED Vintage Filament Style - G30 - Clear - Medium Base | 2200 | 80 | 400 | 80 | 15000 | 5 | 1 | 18.55 | 18.55 | 21.797 | 2020Q2 | https://www.topbulb.com/standard-5w-led-vintage-filament-style-g30-clear-medium-base | Top Bulb | 2020 | Yes
LED Lighting | A-Type | Philips Lighting | True |  | A19 (Arbitrary) |  | Medium Screw (E26), Medium Screw (E26), Medium Screw (E26) | Home Lamps, Bulbs, Ballasts Bulbs - LED LED - Traditional Lamps - A-Type Dimmable LED Lamp, 9W, 120V, Bulb: A-Type (A19), Base: Medium Screw (E26), Lumens: 800, CRI: 90, Color Temperature: 3000K. Rated Average Life: 25,000 Hrs. *Philips Part # 550442, 12NC 929002036204* 60W Equivalent. Suitable for Use in Enclosed Fixtures, Title 20 Complaint Philips Lighting 8.8A19/PER/930/P/E26/DIM 6/1FB T20 9W A19 Dimmable LED Bulb 3K | 3000 | 90 | 800 | 64 |  | 12.5 | 1 | 3.8 | 3.8 | 4.4651 | 2020Q3 | https://www.platt.com/platt-electric-supply/LED-Traditional-Lamps-A-Type/Philips-Lighting/8-8A19-PER-930-P-E26-DIM-6-1FB-T20/product.aspx?zpid=1532627 | Platt | 2020 | Yes
LED Lighting | Reflector | Standard Products | True |  | LED | MR16 | GU5.3 | Topbulb » LED Bulbs » LED MR16 » Standard 6W 12V MR16 LED - GU5.3 Base - Cool White - Flood - Dimmable The Standard 62467, LED/MR16/6W/FL/40K/12V/38/D is a 6 watt, 12 volt MR16 LED with cool white illumination designed to replace a 35W halogen MR16. Features include: initial lumens of 410 at 68 lumens per watt; 38° beam flood; a 40,000 hour rated life; fully dimmable. This is an Energy Star qualified LED light bulb. Download the product data sheet below for complete specifications. Shipping Notice This item will not ship to Canada. LED Technology Notice Due to constantly evolving nature of LED technology, manufacturers will reserve the right to replace this product with next generation technology. We appreciate your understanding and acceptance of this policy. Utility/Government Incentives Documents Standard 62467 Brochure Standard 62467 Specification Sheet About Standard Standard Products Inc., head office located in Montreal, Canada, supplies a full range of lighting solutions to the North American market. Standard surpasses market norms on quality products and innovative ideas across their entire line of lamps. Standard Products Inc. is a Gold Standard Winner as one of Canada's Best Managed Companies. Standard 6W 12V MR16 LED - GU5.3 Base - Cool White - Flood - Dimmable | 4000 | 82 | 410 | 68.3333 | 40000 | 6 | 1 | 7.95 | 7.95 | 9.3416 | 2020Q2 | https://www.topbulb.com/standard-6w-12v-mr16-led-gu5-3-base-cool-white-flood-dimmable | Top Bulb | 2020 | Yes
LED Lighting | Reflector | Standard Products | True |  | LED | MR16 | GU5.3 | Topbulb » LED Bulbs » LED MR16 » Standard - 6W 12V MR16 LED - GU5.3 Base - Soft White - Narrow Flood - Dimmable The Standard 62463, LED/MR16/6W/NFL/30K/12V/25/D is a 6 watt, 12 volt MR16 LED with neutral white illumination designed to replace a 35W halogen MR16. Features include: initial lumens of 380 at 63 lumens per watt; 25° beam narrow flood; a 40,000 hour rated life; fully dimmable. This is an Energy Star qualified LED light bulb. Download the product data sheet below for complete specifications. Shipping Notice This item will not ship to Canada. LED Technology Notice Due to constantly evolving nature of LED technology, manufacturers will reserve the right to replace this product with next generation technology. We appreciate your understanding and acceptance of this policy. Cross References Bulbrite 771075 LED6MR16NF/30K/DIM Cree LM16-35W-30K-25D ETI 530194 MR16 5 GU5.3 E83025 GE 66126 LED7DMR16/NFL/TP GE 69919 LED7DMR16D830/15 GE 69920 LED7DMR16D830/25 GE 89945 LED7DMR16D/TP Green Creative 95337 7MR16G3DIM/830NF25 Lighting Science Group LS 16 35WE WW NFL S1 BX Osram Sylvania 78421 LED6MR16/DIM/830/NFL25 Philips 41469-8 7MR16/END/F24 3000 12V DIM TCP LED512VMR1630KNFL 5W 12V MR16 - 3000K, 20 DEGREE Ushio 1003918 6W LED MR16 NFL24 3000K WW Verbatim 97518 M16-L250-C30-B25 Verbatim 97842 M16ES-L330-C30-B25 Utility/Government Incentives Documents Standard 62463 Brochure Standard 62463 Specification Sheet About Standard Standard Products Inc., head office located in Montreal, Canada, supplies a full range of lighting solutions to the North American market. Standard surpasses market norms on quality products and innovative ideas across their entire line of lamps. Standard Products Inc. is a Gold Standard Winner as one of Canada's Best Managed Companies. Standard - 6W 12V MR16 LED - GU5.3 Base - Soft White - Narrow Flood - Dimmable | 3000 | 82 | 380 | 63.3333 | 40000 | 6 | 1 | 8.95 | 8.95 | 10.5166 | 2020Q2 | https://www.topbulb.com/standard-6w-12v-mr16-led-gu5-3-base-soft-white-narrow-flood-dimmable | Top Bulb | 2020 | Yes
LED Lighting | Reflector | Standard Products | True |  | LED | MR16 | GU5.3 | Topbulb » LED Bulbs » LED MR16 » Standard 6W 12V MR16 LED - GU5.3 Base - Warm White - Flood - Dimmable The Standard 62465, LED/MR16/6W/FL/27K/12V/38/D is a 6 watt, 12 volt MR16 LED with warm white illumination designed to replace a 35W halogen MR16. Features include: initial lumens of 360 at 60 lumens per watt; 38° beam flood; a 40,000 hour rated life; fully dimmable. This is an Energy Star qualified LED light bulb. Download the product data sheet below for complete specifications. Shipping Notice This item will not ship to Canada. LED Technology Notice Due to constantly evolving nature of LED technology, manufacturers will reserve the right to replace this product with next generation technology. We appreciate your understanding and acceptance of this policy. Utility/Government Incentives Documents Standard 62465 Brochure Standard 62465 Specification Sheet About Standard Standard Products Inc., head office located in Montreal, Canada, supplies a full range of lighting solutions to the North American market. Standard surpasses market norms on quality products and innovative ideas across their entire line of lamps. Standard Products Inc. is a Gold Standard Winner as one of Canada's Best Managed Companies. Standard 6W 12V MR16 LED - GU5.3 Base - Warm White - Flood - Dimmable | 2700 | 82 | 360 | 60 | 40000 | 6 | 1 | 11.95 | 11.95 | 14.0417 | 2020Q2 | https://www.topbulb.com/standard-6w-12v-mr16-led-gu5-3-base-warm-white-flood-dimmable | Top Bulb | 2020 | Yes
LED Lighting | Reflector | Standard Products | True |  | LED | MR16 | GU10 | Topbulb » Brands » Standard » LED Lamps » Reflector Lamps » Standard - 6W MR16 LED - GU10 - Cool White - Narrow Flood - Dimmable The Standard 62470, LED/GU10/6W/NFL/40K/25/D is a 6 watt, 120 volt MR16 LED with a GU10 base and cool white illumination designed to replace an equivalent 35W halogen MR16. Features include: initial lumens of 410 at 68 lumens per watt; 25° beam narrow flood; a 40,000 hour rated life. For optimum dimming performance, see the compatible dimmer list below. This is an Energy Star qualified LED light bulb. Download the product data sheet below for complete specifications. Shipping Notice This item will not ship to Canada. LED Technology Notice Due to constantly evolving nature of LED technology, manufacturers will reserve the right to replace this product with next generation technology. We appreciate your understanding and acceptance of this policy. Utility/Government Incentives Documents Standard 62470 Brochure Standard 62470 Specification Sheet About Standard Standard Products Inc., head office located in Montreal, Canada, supplies a full range of lighting solutions to the North American market. Standard surpasses market norms on quality products and innovative ideas across their entire line of lamps. Standard Products Inc. is a Gold Standard Winner as one of Canada's Best Managed Companies. 40,000 Hours • 120 Volt Standard - 6W MR16 LED - GU10 - Cool White - Narrow Flood - Dimmable | 4000 | 82 | 410 | 68.3333 | 40000 | 6 | 1 | 11.95 | 11.95 | 14.0417 | 2020Q2 | https://www.topbulb.com/standard-6w-es16-led-gu10-cool-white-narrow-flood-dimmable | Top Bulb | 2020 | Yes
LED Lighting | Decorative | Standard Products | True |  | LED | ST19 | E26 (Medium) | Topbulb » LED Bulbs » LED Filament / Vintage » Warm Amber Light » Standard - 6W LED Vintage Filament Style - ST19 - Clear - Medium Base This Standard LED filament Victorian style lamp with warm amber illumination creates the same decorative appeal as vintage exposed filament incandescent lamps with the added bonus of energy efficiency and long life. Use this 6 watt LED in place of a 40 watt incandescent vintage bulb to get ten times longer bulb life, energy savings and maintain the thematic accents of your restaurant, bistro or home. See Related Product on this page for similar bulb with alternative filament style. See the document below for complete specifications. Shipping Notice This item will not ship to Canada. LED Technology Notice Due to constantly evolving nature of LED technology, manufacturers will reserve the right to replace this product with next generation technology. We appreciate your understanding and acceptance of this policy. Applications CommercialResidentialPendantsWall Sconces Documents Standard 64531 Specification Sheet About Standard Standard Products Inc., head office located in Montreal, Canada, supplies a full range of lighting solutions to the North American market. Standard surpasses market norms on quality products and innovative ideas across their entire line of lamps. Standard Products Inc. is a Gold Standard Winner as one of Canada's Best Managed Companies. 40W Equal • 2200K Amber LIght • Dimmable • Standard - 6W LED Vintage Filament Style - ST19 - Clear - Medium Base | 2200 | 95 | 450 | 75 | 25000 | 6 | 1 | 11.45 | 11.45 | 13.4542 | 2020Q2 | https://www.topbulb.com/standard-6w-led-vintage-filament-style-st19-clear-medium-base | Top Bulb | 2020 | Yes
LED Lighting | Reflector | Standard Products | True |  | LED | MR16 | E26 (Medium) | Topbulb » LED Bulbs » LED MR16 » Standard - 6W MR16 LED - Medium Base - Narrow Flood - Dimmable The Standard LED/MR16/E26/6W/NFL/30K/25/D is a 6 watt, 120 volt medium base LED narrow flood with 340 initial lumens and a 25 degree beam angle. Features include: a center beam candlepower of 1100, 82 color rendering index, 3000K halogen white color temperature and a 25,000 hour rated life. Fully dimmable, the light output can be modulated to meet any accent lighting applications. Shipping Notice This item will not ship to Canada. LED Technology Notice Due to constantly evolving nature of LED technology, manufacturers will reserve the right to replace this product with next generation technology. We appreciate your understanding and acceptance of this policy. Documents Standard 62433 Brochure Standard 62433 Specification Sheet About Standard Standard Products Inc., head office located in Montreal, Canada, supplies a full range of lighting solutions to the North American market. Standard surpasses market norms on quality products and innovative ideas across their entire line of lamps. Standard Products Inc. is a Gold Standard Winner as one of Canada's Best Managed Companies. 3000K Halogen White Light Standard - 6W MR16 LED - Medium Base - Narrow Flood - Dimmable | 3000 | 82 | 340 | 56.6667 | 25000 | 6 | 1 | 11.95 | 11.95 | 14.0417 | 2020Q2 | https://www.topbulb.com/standard-6w-mr16-led-medium-base-narrow-flood-dimmable | Top Bulb | 2020 | Yes
LED Lighting | Reflector | Standard Products | True |  | LED | PAR16 | E26 (Medium) | Topbulb » LED Bulbs » LED PAR » LED PAR16 » Standard - 6W PAR16 LED - Soft White - Flood - Dimmable The Standard LED/PAR16/6W/FL/30K/25M/38/D is a 6.5 watt, 120 volt PAR16 LED flood with a 38 degree beam angle. Features include 380 initial lumens, 49 lumens per watt, 630 center beam candle power, 3000K neutral white color temperature and a rated life of 25,000 hours. Fully dimmable, this led bulb is a direct replacement for halogen PAR16 lamps. Shipping Notice This item will not ship to Canada. LED Technology Notice Due to constantly evolving nature of LED technology, manufacturers will reserve the right to replace this product with next generation technology. We appreciate your understanding and acceptance of this policy. Utility/Government Incentives Documents Standard 62786 Brochure Standard 62786 Specification Sheet About Standard Standard Products Inc., head office located in Montreal, Canada, supplies a full range of lighting solutions to the North American market. Standard surpasses market norms on quality products and innovative ideas across their entire line of lamps. Standard Products Inc. is a Gold Standard Winner as one of Canada's Best Managed Companies. Standard - 6W PAR16 LED - Soft White - Flood - Dimmable | 3000 | 80 | 380 | 63.3333 | 40000 | 6 | 1 | 23.95 | 23.95 | 28.1422 | 2020Q2 | https://www.topbulb.com/standard-6w-par16-led-soft-white-flood-dimmable | Top Bulb | 2020 | Yes
LED Lighting | Reflector | Standard Products | True |  | LED | MR16 | GU5.3 | Topbulb » LED Bulbs » LED MR16 » Standard - 7W 12V LED - MR16 - Narrow Flood - Cool White - Dimmable The Standard LED/MR16/7W/40K/25/STD is a 7 watt, 12 volt MR16 narrow flood (25° beam angle) that produces 520 initial lumens. Features include: 4000K cool white illumination and a 40,000 hour rated life. This LED is Energy Star qualified. Shipping Notice This item will not ship to Canada. LED Technology Notice Due to constantly evolving nature of LED technology, manufacturers will reserve the right to replace this product with next generation technology. We appreciate your understanding and acceptance of this policy. Utility/Government Incentives Documents Standard 63096 Specifications and Dimmer List About Standard Standard Products Inc., head office located in Montreal, Canada, supplies a full range of lighting solutions to the North American market. Standard surpasses market norms on quality products and innovative ideas across their entire line of lamps. Standard Products Inc. is a Gold Standard Winner as one of Canada's Best Managed Companies. Standard - 7W 12V LED - MR16 - Narrow Flood - Cool White - Dimmable | 4000 | 80 | 520 | 74.2857 | 40000 | 7 | 1 | 11.95 | 11.95 | 14.0417 | 2020Q2 | https://www.topbulb.com/standard-7w-12v-led-mr16-narrow-flood-cool-white-dimmable | Top Bulb | 2020 | Yes
LED Lighting | Reflector | Standard Products | True |  | LED | MR16 | GU5.3 | Topbulb » LED Bulbs » LED MR16 » Standard - 7W 12V LED - MR16 - Narrow Flood - Halogen White - Dimmable The Standard LED/MR16/7W/30K/25/STD is a 7 watt, 12 volt MR16 narrow flood (25° beam angle) that produces 500 initial lumens. Features include: 3000K halogen-white illumination and a 40,000 hour rated life. This LED is Energy Star qualified. Shipping Notice This item will not ship to Canada. LED Technology Notice Due to constantly evolving nature of LED technology, manufacturers will reserve the right to replace this product with next generation technology. We appreciate your understanding and acceptance of this policy. Cross References Bulbrite 777206 MR16-50-B01-12-830-25 Cree MR16-50W-30K-25D Cree LM16-35W-30K-25D Cree LM16-50W-30K-25D Eiko 08431 LED8WMR16/25/830-DIM ETI 530192 MR16 7 GU5.3 E83025 GE 66524 LED7XDMR16830/25 GE 89947 LED7XDMR16D/TP GE 69949 LED7XDMR16D83025 Green Creative 95337 7MR16G3DIM/830NF25 Lighting Science Group LS 16 50WE WW NFL S1 BX Osram Sylvania 78420 LED7MR16/DIM/830/NFL25 Philips 41478-9 10MR16/END/F24 3000 12V DIM Philips 42017-4 10MR16/END/F24 3000 DIM 10/1 TCP LED712VMR1630KNFL 7W 12V MR16 3000K, 20 DEGREE Ushio 1003920 8W LED MR16 NFL24 3000K WW Verbatim 98185 M16-L500-C30-B24 Utility/Government Incentives Documents Standard 63094 Brochure Standard 63094 Specifications and Dimmer List About Standard Standard Products Inc., head office located in Montreal, Canada, supplies a full range of lighting solutions to the North American market. Standard surpasses market norms on quality products and innovative ideas across their entire line of lamps. Standard Products Inc. is a Gold Standard Winner as one of Canada's Best Managed Companies. Standard - 7W 12V LED - MR16 - Narrow Flood - Halogen White - Dimmable | 3000 | 80 | 500 | 71.4286 | 40000 | 7 | 1 | 13.95 | 13.95 | 16.3918 | 2020Q2 | https://www.topbulb.com/standard-7w-12v-led-mr16-narrow-flood-halogen-white-dimmable | Top Bulb | 2020 | Yes
LED Lighting | Reflector | Standard Products | True |  | LED | MR16 | GU5.3 | Topbulb » LED Bulbs » LED MR16 » Standard 7W 12V MR16 LED - GU5.3 Base - Warm Amber - Flood - Dimmable The Standard LED/MR16 / GU5.3 / 7W / 12V / DMM is a 7 watt, 12 volt LED flood with 470 initial lumens and a 40 degree beam angle. Features include: a grey heat sink color, 80 color rendering index, amber illumination and a 25,000 hour rated life. Fully dimmable, the light can be modulated to meet any accent lighting applications. Suggested applications for warm amber illumination include restaurants, lounges, spas and patios. Use this light bulb wherever a very warm, cozy ambient atmosphere is desired. Shipping Notice This item will not ship to Canada. LED Technology Notice Due to constantly evolving nature of LED technology, manufacturers will reserve the right to replace this product with next generation technology. We appreciate your understanding and acceptance of this policy. Documents Standard 62891 Brochure Standard 62891 Specification Sheet About Standard Standard Products Inc., head office located in Montreal, Canada, supplies a full range of lighting solutions to the North American market. Standard surpasses market norms on quality products and innovative ideas across their entire line of lamps. Standard Products Inc. is a Gold Standard Winner as one of Canada's Best Managed Companies. WHILE SUPPLIES LAST Standard 7W 12V MR16 LED - GU5.3 Base - Warm Amber - Flood - Dimmable |  | 80 | 470 | 67.1429 | 25000 | 7 | 1 | 13.49 | 13.49 | 15.8513 | 2020Q2 | https://www.topbulb.com/standard-7w-12v-mr16-led-gu5-3-base-warm-amber-flood-dimmable | Top Bulb | 2020 | Yes
LED Lighting | Reflector | E-Lume | True |  | LED | MR16 | E26 (Medium) | Topbulb » Brands » Standard » LED Lamps » Reflector Lamps » Standard - 7W MR16 LED - 50W Equal - Flood - Medium Base Use this medium base, 50 watt equivalent LED flood for applications where the a small form factor MR16 reflector is desired. The 3000K color temperature matches the halogen-white illumination common in accent lighting applications. The bulb is fully dimmable. See the document below for compatible dimmers that will provide optimum dimming performance. Shipping Notice This item will not ship to Canada. LED Technology Notice Due to constantly evolving nature of LED technology, manufacturers will reserve the right to replace this product with next generation technology. We appreciate your understanding and acceptance of this policy. Documents Standard 63854 Specifications and Dimmer List About E-Lume E-Lume is a value brand of Standard Products Inc. The E-Lume product line includes LED, halogen, fluorescent, HID and incandescent lamps that offer good value with excellent performance. The head office of Standard Products is located in Montreal, Canada. Standard supplies a full range of lighting solutions to the North American market. Standard Products Inc. is a Gold Standard Winner as one of Canada's Best Managed Companies. 30,000 Hour Life • 3000K • Dimmable • 120V Standard - 7W MR16 LED - 50W Equal - Flood - Medium Base | 3000 | 80 | 500 | 71.4286 | 30000 | 7 | 1 | 7.08 | 7.08 | 8.3193 | 2020Q2 | https://www.topbulb.com/standard-7w-mr16-led-50w-equal-flood-medium-base | Top Bulb | 2020 | Yes
LED Lighting | Downlight | Standard Products | True |  | LED | ES16 | GU10 | Topbulb » Brands » Standard » LED Lamps » Reflector Lamps » Standard - 7W MR16 LED - GU10 - Narrow Flood - Cool White - Dimmable This Standard 7 watt LED narrow flood provides focused accent and downlighting for residential and commercial applications. Operating on 120 volts, this bulb is fully dimmable. It can be used in track or recessed fixtures equipped with a GU10 socket. Energy Star qualifed. Shipping Notice This item will not ship to Canada. LED Technology Notice Due to constantly evolving nature of LED technology, manufacturers will reserve the right to replace this product with next generation technology. We appreciate your understanding and acceptance of this policy. Documents Standard 63090 Brochure Standard 63090 Spec Sheet About Standard Standard Products Inc., head office located in Montreal, Canada, supplies a full range of lighting solutions to the North American market. Standard surpasses market norms on quality products and innovative ideas across their entire line of lamps. Standard Products Inc. is a Gold Standard Winner as one of Canada's Best Managed Companies. Standard - 7W MR16 LED - GU10 - Narrow Flood - Cool White - Dimmable | 4000 | 80 | 500 | 71.4286 | 40000 | 7 | 1 | 11.95 | 11.95 | 14.0417 | 2020Q2 | https://www.topbulb.com/standard-7w-mr16-led-gu10-narrow-flood-cool-white-dimmable | Top Bulb | 2020 | No
LED Lighting | Downlight | Standard Products | True |  | LED | ES16 | GU10 | Topbulb » Brands » Standard » LED Lamps » Reflector Lamps » Standard - 7W MR16 LED - GU10 - Narrow Flood - Halogen White - Dimmable The Standard 7 watt LED narrow flood (25° beam angle) operates on 120 volts with a GU10 base. Features include: lumen output of 500 lumens at 71 lumens per watt; 3000K halogen white color temperature; white heat sink color; 40,000 hour rated life. For optimum dimming performance, see the compatible dimmer list below. This LED bulb is Energy Star qualified. Shipping Notice This item will not ship to Canada. LED Technology Notice Due to constantly evolving nature of LED technology, manufacturers will reserve the right to replace this product with next generation technology. We appreciate your understanding and acceptance of this policy. Applications Accent Lighting Track Fixtures Wall Washers Downlights Utility/Government Incentives Documents Standard 63087 Brochure Standard 63087 Specifications and Dimmer List About Standard Standard Products Inc., head office located in Montreal, Canada, supplies a full range of lighting solutions to the North American market. Standard surpasses market norms on quality products and innovative ideas across their entire line of lamps. Standard Products Inc. is a Gold Standard Winner as one of Canada's Best Managed Companies. Standard - 7W MR16 LED - GU10 - Narrow Flood - Halogen White - Dimmable | 3000 | 80 | 500 | 71.4286 | 40000 | 7 | 1 | 11.95 | 11.95 | 14.0417 | 2020Q2 | https://www.topbulb.com/standard-7w-mr16-led-gu10-narrow-flood-halogen-white-dimmable | Top Bulb | 2020 | No
LED Lighting | Downlight | Standard Products | True |  | LED | ES16 | GU10 | Topbulb » Brands » Standard » LED Lamps » Reflector Lamps » Standard - 7W MR16 LED - GU10 - Narrow Flood - Warm White - Dimmable The Standard 7 watt LED narrow flood (25° beam angle) operates on 120 volts with a GU10 base. Features include: lumen output of 500 lumens at 71 lumens per watt; 2700K warm white color temperature; white heat sink color; 40,000 hour rated life. For optimum dimming performance, see the compatible dimmer list below. This LED bulb is Energy Star qualified. Shipping Notice This item will not ship to Canada. LED Technology Notice Due to constantly evolving nature of LED technology, manufacturers will reserve the right to replace this product with next generation technology. We appreciate your understanding and acceptance of this policy. Applications Accent Lighting Track Fixtures Wall Washers Downlights Utility/Government Incentives Documents Standard 63085 Brochure Standard 63085 Specifications and Dimmer List About Standard Standard Products Inc., head office located in Montreal, Canada, supplies a full range of lighting solutions to the North American market. Standard surpasses market norms on quality products and innovative ideas across their entire line of lamps. Standard Products Inc. is a Gold Standard Winner as one of Canada's Best Managed Companies. Standard - 7W MR16 LED - GU10 - Narrow Flood - Warm White - Dimmable | 2700 | 80 | 500 | 71.4286 | 40000 | 7 | 1 | 11.95 | 11.95 | 14.0417 | 2020Q2 | https://www.topbulb.com/standard-7w-mr16-led-gu10-narrow-flood-warm-white-dimmable | Top Bulb | 2020 | No
LED Lighting | Reflector | Standard Products | True |  | LED | PAR20 | E26 (Medium) | Topbulb » LED Bulbs » LED PAR » LED PAR20 » Standard - 7W PAR20 LED - 35W Equal - Flood - Warm Amber The Standard LED/PAR20/7W/FL/40/D/STD/GRY/AMB is a 7 watt, 120 volt PAR20 LED amber flood with a 40 degree beam angle. Features include 380 initial lumens, 54 lumens per watt, amber color illumination, gray body and a rated life of 25,000 hours. Fully dimmable, this LED bulb is a direct replacement for halogen PAR20 lamps. For optimum dimming performance see compatible dimmers below. Suggested applications for warm amber illumination include restaurants, lounges, spas and patios. Use this light bulb wherever a very warm, cozy ambient atmosphere is desired. Shipping Notice This item will not ship to Canada. LED Technology Notice Due to constantly evolving nature of LED technology, manufacturers will reserve the right to replace this product with next generation technology. We appreciate your understanding and acceptance of this policy. Documents Standard 62892 Brochure Standard 62892 Specification Sheet About Standard Standard Products Inc., head office located in Montreal, Canada, supplies a full range of lighting solutions to the North American market. Standard surpasses market norms on quality products and innovative ideas across their entire line of lamps. Standard Products Inc. is a Gold Standard Winner as one of Canada's Best Managed Companies. 40° Beam • Warm Amber Light • Dimmable Standard - 7W PAR20 LED - 35W Equal - Flood - Warm Amber |  | 80 | 380 | 54.2857 | 25000 | 7 | 1 | 13.95 | 13.95 | 16.3918 | 2020Q2 | https://www.topbulb.com/standard-7w-par20-led-35w-equal-flood-warm-amber | Top Bulb | 2020 | Yes
LED Lighting | Reflector | Standard Products | True |  | LED | PAR20 | E26 (Medium) | Topbulb » LED Bulbs » LED PAR » LED PAR20 » Standard - 7W PAR20 LED - 50W Equal - Flood - 2700K The Standard LED/P20/7W/27K/40/STD 7 watt, dimmable PAR20 LED flood (40° beam angle) replaces a 50 watt PAR20 halogen. Features include: 2700K, warm white illumination; 500 initial lumens at 71 lumens per watt; color rendering index of 90 and a rated life of 40,000 hours. Suitable for use in open fixtures and wet locations. For optimum dimming performance, see the compatible dimmer list below. This LED is Energy Star qualified. Shipping Notice This item will not ship to Canada. LED Technology Notice Due to constantly evolving nature of LED technology, manufacturers will reserve the right to replace this product with next generation technology. We appreciate your understanding and acceptance of this policy. Cross References Eiko 08434 LED8WPAR20/FL/827-DIM GE 67578 LED7DP20B827/35 Green Creative 40615 8PAR20G3DIM/827/FL40 Lighting Science Group LS 20 50WE W27 FL 120 S1 BX Maxlite 73634 7P20DLED27FL Osram Sylvania 78426 LED8PAR20/DIM/H/827/FL36 Philips 42615-5 8PAR20/END/F36 2700 DIM 6/1 Satco S8921 7PAR20/LED/40/2700KPA 2.0 TCP LED8P20D27KFL 8W SMOOTH PAR20 - 2700K 40 DEG TCP LED8P2027KFL 8W SMOOTH PAR20 - 2700K 40 DEG TCP LED8P20V27KFL 8W SMOOTH PAR20 - 2700K 40 DEG Ushio 1003912 8W UPHORIA LED PAR20, FL40, WW27 Ushio 1003957 7W Uphoria 2 LED PAR20, FL40, WW27 Verbatim 98566 P20-L490-C27-B40-W Utility/Government Incentives Documents Standard 63052 Specifications and Dimmer List About Standard Standard Products Inc., head office located in Montreal, Canada, supplies a full range of lighting solutions to the North American market. Standard surpasses market norms on quality products and innovative ideas across their entire line of lamps. Standard Products Inc. is a Gold Standard Winner as one of Canada's Best Managed Companies. 40° Beam • Warm White Light • Dimmable Standard - 7W PAR20 LED - 50W Equal - Flood - 2700K | 2700 | 90 | 500 | 71.4286 | 40000 | 7 | 1 | 12.95 | 12.95 | 15.2168 | 2020Q2 | https://www.topbulb.com/standard-7w-par20-led-50w-equal-flood-2700k | Top Bulb | 2020 | Yes
LED Lighting | Reflector | Standard Products | True |  | LED | PAR20 | E26 (Medium) | Topbulb » LED Bulbs » LED PAR » LED PAR20 » Standard - 7W PAR20 LED - 50W Equal - Flood - 4000K The Standard LED/P20/7W/40K/40/STD 7 watt, dimmable PAR20 LED flood (40° beam angle) replaces a 50 watt PAR20 halogen. Features include: 4000K, cool white illumination; 510 initial lumens at 73 lumens per watt; color rendering index of 90 and a rated life of 40,000 hours. Suitable for use in open fixtures and wet locations. For optimum dimming performance, see the compatible dimmer list below. This LED is Energy Star qualified. Shipping Notice This item will not ship to Canada. LED Technology Notice Due to constantly evolving nature of LED technology, manufacturers will reserve the right to replace this product with next generation technology. We appreciate your understanding and acceptance of this policy. Utility/Government Incentives Documents Standard 63058 Specifications and Dimmer List About Standard Standard Products Inc., head office located in Montreal, Canada, supplies a full range of lighting solutions to the North American market. Standard surpasses market norms on quality products and innovative ideas across their entire line of lamps. Standard Products Inc. is a Gold Standard Winner as one of Canada's Best Managed Companies. 40° Beam • Cool White Light • Dimmable Standard - 7W PAR20 LED - 50W Equal - Flood - 4000K | 4000 | 90 | 510 | 72.8571 | 40000 | 7 | 1 | 12.95 | 12.95 | 15.2168 | 2020Q2 | https://www.topbulb.com/standard-7w-par20-led-50w-equal-flood-4000k-14438 | Top Bulb | 2020 | Yes
LED Lighting | Reflector | Standard Products | True |  | LED | PAR20 | E26 (Medium) | Topbulb » LED Bulbs » LED PAR » LED PAR20 » Standard - 7W PAR20 LED - 50W Equal - Narrow Flood - 4000K The Standard LED/P20/7W/40K/25/STD 7 watt, dimmable PAR20 LED narrow flood (25° beam angle) replaces a 50 watt PAR20 halogen. Features include: 4000K, cool white illumination; 510 initial lumens at 71 lumens per watt; color rendering index of 90 and a rated life of 40,000 hours. Suitable for use in open fixtures and wet locations. For optimum dimming performance, see the compatible dimmer list below. This LED is Energy Star qualified. Shipping Notice This item will not ship to Canada. LED Technology Notice Due to constantly evolving nature of LED technology, manufacturers will reserve the right to replace this product with next generation technology. We appreciate your understanding and acceptance of this policy. Utility/Government Incentives Documents Standard 63057 Specifications and Dimmer List About Standard Standard Products Inc., head office located in Montreal, Canada, supplies a full range of lighting solutions to the North American market. Standard surpasses market norms on quality products and innovative ideas across their entire line of lamps. Standard Products Inc. is a Gold Standard Winner as one of Canada's Best Managed Companies. 25° Beam • Cool White Light • Dimmable Standard - 7W PAR20 LED - 50W Equal - Narrow Flood - 4000K | 4000 | 90 | 500 | 71.4286 | 40000 | 7 | 1 | 12.17 | 12.17 | 14.3002 | 2020Q2 | https://www.topbulb.com/standard-7w-par20-led-50w-equal-narrow-flood-4000k | Top Bulb | 2020 | Yes
LED Lighting | Downlight | Standard Products | True |  | LED | BR30 | E26 (Medium) | Topbulb » LED Bulbs » LED Reflector Flood » Standard - 9.5W BR30 LED - 65W Equal - Warm White Light This Standard 9.5 watt BR30 LED reflector flood replaces a 65 watt incandescent BR30. With a warm white color temperature of 2700K, this LED flood replicates the color temperature of incandescent. Energy Star qualifed. Shipping Notice This item will not ship to Canada. LED Technology Notice Due to constantly evolving nature of LED technology, manufacturers will reserve the right to replace this product with next generation technology. We appreciate your understanding and acceptance of this policy. Applications Recessed Downlights Wall Washers Cross References Cree BR30-65W-27K-B4 9.5W WARM WHITE BR30 Cree BR30-65W-27K-T12 9.5W WARM WHITE BR30 Eiko 08367 LED10WBR30/827-DIM ETI 52507101 LED10 BR30 827DIM GE 68158 LED10DR303V-W/TP GE 69060 LED10DR303V-S/TP GE 68160 LED10DR303V/827W GE 89936 LED10DR303-W/TP Green Creative 40604 10BR30G3DIM/827 Halco 80159 BR30FL9/827/LED Lighting Science Group LS BR30 65WE W27 120 CB BX TCP LED10BR30D27K 10W SMOOTH BR30 - 2700K TCP LED10BR3027K 10W SMOOTH BR30 - 2700K Ushio 1003902 9W UPHORIA LED R30, WW27 Ushio 1003994 8.5W UPHORIA 2 LED BR30 WFL, WW27 Verbatim 98559 R30-L650-C27-W Westinghouse 300000 9R30/LED/DIM/27 Utility/Government Incentives Documents Standard 63601 Brochure Standard 63601 Spec Sheet About Standard Standard Products Inc., head office located in Montreal, Canada, supplies a full range of lighting solutions to the North American market. Standard surpasses market norms on quality products and innovative ideas across their entire line of lamps. Standard Products Inc. is a Gold Standard Winner as one of Canada's Best Managed Companies. Dimmable • Energy Star Qualified Standard - 9.5W BR30 LED - 65W Equal - Warm White Light | 2700 | 80 | 650 | 68.4211 | 40000 | 9.5 | 1 | 11.95 | 11.95 | 14.0417 | 2020Q2 | https://www.topbulb.com/standard-9-5w-br30-led-65w-equal-warm-white-light | Top Bulb | 2020 | No
LED Lighting | A-Type | Light Efficient Design | True |  | A19 (Arbitrary) |  | E26 (Medium Screw) | HomeLamps, Bulbs, BallastsBulbs - LEDLED - TraditionalLamps - A-Type Dimmable LED Lamp, 7W, 120V, Bulb: A-Type (A19), Base: Medium Screw (E26), Lumens: 420, CRI: 80, Color Temperature: 2700K, Rated Average Life: 50,000 Hrs. Replaces 40w A19 40W Equivalent. Light Efficient Design LED-1010 7W A19 Dimmable LED Bulb | 2700 | 80 | 420 | 60 |  | 7 | 1 | 14 | 14 | 16.4505 | 2020Q2 | https://www.platt.com/platt-electric-supply/LED-Traditional-Lamps-A-Type/Light-Efficient-Design/LED-1010/product.aspx?zpid=869301 | Platt | 2020 | Yes
LED Lighting | A-Type | Green Creative | True |  | A21 (Arbitrary) |  | E26 (Medium Screw) | HomeLamps, Bulbs, BallastsBulbs - LEDLED - TraditionalLamps - A-Type LED Lamp, 18.5W, 120V, Bulb: A-Type (A21), Base: Medium Screw (E26), Lumens: 1100, CRI: 90, Color Temperature: 2700K, Rated Average Life: 25,000 Hrs. Green Creative 16329 LED Lamp, 18.5W, 120V | 2700 | 90 | 1100 | 59.4595 |  | 18.5 | 1 | 14.42 | 14.42 | 16.9441 | 2020Q2 | https://www.platt.com/platt-electric-supply/LED-Traditional-Lamps-A-Type/Green-Creative/16329/product.aspx?zpid=156935 | Platt | 2020 | Yes
LED Lighting | A-Type |  | True |  |  |  |  | Home ¦Products ¦ Lamps & Lightbulbs ¦ LED Lamps ¦ LED - A-Line ¦Philips Lighting 423483 60 Hz frequency 0.7 power factor Philips Lighting LED Lamp, Dimmable, 8A19/END/2700 DIM 6/1 Designation, 8 W Wattage, 120 VAC, 85 mA, A19 LED Lamp, E26 Medium Lamp Base, Arbitrary Shape, 470 Lumens, 25000 hr Average Life, Warm White, 81 CRI, 2700 K Color Temperature, 31.8 mm Dia x 106.8 mm L Dimensions Philips Lighting 423483 Dimmable LED Lamp, 8 W, E26 Medium A19 LED Lamp, Arbitrary, 470 Lumens Philips Lighting 423483 | 2700 | 81 | 470 | 58.75 |  | 8 | 1 | 72.73 | 72.73 | 85.4606 | 2020Q3 | https://www.iesbuy.com/2553263/Product/Philips-Lighting-423483 | Independent Electric Supply | 2020 | Yes
LED Lighting | Reflector | SunSun | True |  | LED | PAR38 | E26 (Medium) | Topbulb » Clearance » LED Bulbs » SunSun Lighting - 15W PAR38 LED - Narrow Flood - 75W Equal - 2700K SUNSUN LIGHTING SI-PAR38D15-27WH-25. LED replacement for 75W PAR 38 halogen. LED Technology Notice Due to constantly evolving nature of LED technology, manufacturers will reserve the right to replace this product with next generation technology. We appreciate your understanding and acceptance of this policy. WHILE SUPPLIES LAST - 2 IN STOCK SunSun Lighting - 15W PAR38 LED - Narrow Flood - 75W Equal - 2700K | 2700 | 85 | 950 | 63.3333 | 25000 | 15 | 1 | 26.95 | 26.95 | 31.6673 | 2020Q2 | https://www.topbulb.com/sunsun-lighting-15w-par38-led-narrow-flood-75w-equal-2700k | Top Bulb | 2020 | Yes
LED Lighting | Downlight | Sylvania | True |  | LED | PAR38 | E26 (Medium) | Topbulb » LED Bulbs » LED PAR » LED PAR38 » 100W Equal » Sylvania 74035 ¦ 14W PAR38 LED - 100W Equal - 1050 Lumens - 25° Narrow Flood Use the Sylvania Ultra LED glass PAR lamps as direct replacements for equivalent PAR halogen. This 25° beam, narrow flood replaces 100 watt halogen PAR38 bulbs with slightly warmer 2700K warm white illumination (halogen PAR38 produces 3000K light). These lamps can be used in many directional lighting applications in retail, hospitality, office, restaurant and property management installations. The bulbs are wet location rated and can also be used in outdoor applications. No warm-up time, instant on with full light output and stable color. All lamps are RoHS compliant, contain no mercury and emit no UV or IR radiation. See the document below for complete specifications. LED Technology Notice Due to constantly evolving nature of LED technology, manufacturers will reserve the right to replace this product with next generation technology. We appreciate your understanding and acceptance of this policy. Applications General LightingRecessed DownlightsTrack LightingWall Washer Utility/Government Incentives Documents Sylvania 74035 Specification Sheet Sylvania 74035 Dimmer Compatibility 25,000 Hours • 5500cd • Dimmable Sylvania 74035 ¦ 14W PAR38 LED - 100W Equal - 1050 Lumens - 25° Narrow Flood | 2700 | 82 | 1050 | 75 | 25000 | 14 | 1 | 15.95 | 15.95 | 18.7419 | 2020Q2 | https://www.topbulb.com/sylvania-14w-par38-led-100w-equal-narrow-flood-warm-white | Top Bulb | 2020 | No
LED Lighting | Decorative | Sylvania | True |  | LED | B10 | E12 (Candelabra) | Topbulb » Brands » Sylvania » LED Lamps » Decorative » Sylvania 70939 ¦ 3.5W Filament LED - 40W Equal - B10 - Candelabra Base - 5000K - 2 Pack This Sylvania LED3.5B10CBENTDIM850FILRP2 B10 shaped, candelabra base, dimmable 3.5 watt LED is useful in applications where very cool white illumination is desired in contrast to the normal amber / warm light of most exposed filament light bulbs. The clear glass and exposed filament offers the appeal of vintage lighting, This item is priced and shipped as a 2-Pack. LED Technology Notice Due to constantly evolving nature of LED technology, manufacturers will reserve the right to replace this product with next generation technology. We appreciate your understanding and acceptance of this policy. 15,000 Hours • Exposed Filament Vintage Style Sylvania 70939 ¦ 3.5W Filament LED - 40W Equal - B10 - Candelabra Base - 5000K - 2 Pack | 5000 | 80 | 350 | 100 | 15000 | 3.5 | 1 | 8.95 | 8.95 | 10.5166 | 2020Q2 | https://www.topbulb.com/sylvania-70939-led-b10-3-5w-80cri-350-lumen-5000k-15000-life | Top Bulb | 2020 | Yes
LED Lighting | Decorative | Sylvania | False |  | LED |  | 2G11 | Topbulb » Brands » Sylvania » LED Lamps » Linear » Plug-In » Sylvania 71181 ¦ 17W LED - 40W CFL Equal - 2G11 - 3500K - Ballast Compatible This Sylvania 17 watt Dulux L LED TT5 lamp with a 2G11 base is designed as a direct replacement for 2G11 fluorescent lamps. The LED lamp is compatible with the existing instant start electronic DL40 ballast. Simply remove the fluorescent lamp and replace with the LED lamp in the same sockets. Features include: Optimzed glass optics Power factor >0.90 Instant ON at full light output Suitable for use in dry and damp locations 5-year manufacturer warranty See the document below for complete specifications. LED Technology Notice Due to constantly evolving nature of LED technology, manufacturers will reserve the right to replace this product with next generation technology. We appreciate your understanding and acceptance of this policy. Applications Cove lightingGeneral illumination Documents Sylvania 71181 Spec Sheet 50,000 Hour • Operates On Existing DL40 Instant Start Ballast Sylvania 71181 ¦ 17W LED - 40W CFL Equal - 2G11 - 3500K - Ballast Compatible | 3500 | 82 | 2100 | 123.5294 | 50000 | 17 | 1 | 19.95 | 19.95 | 23.442 | 2020Q2 | https://www.topbulb.com/sylvania-71181-led17tt5-dl-fg-835-sub-g6-17w-3500k-dulux-l-led-tt5-lamp | Top Bulb | 2020 | No
LED Lighting | Decorative | Sylvania | False |  | LED |  | 2G11 | Topbulb » Brands » Sylvania » LED Lamps » Linear » Plug-In » Sylvania 71182 ¦ 17W LED - 40W CFL Equal - 2G11 - 4100K - Ballast Compatible This Sylvania 17 watt Dulux L LED TT5 lamp with a 2G11 base is designed as a direct replacement for 2G11 fluorescent lamps. The LED lamp is compatible with the existing instant start electronic DL40 ballast. Simply remove the fluorescent lamp and replace with the LED lamp in the same sockets. Features include: Optimzed glass optics Power factor >0.90 Instant ON at full light output Suitable for use in dry and damp locations 5-year manufacturer warranty See the document below for complete specifications. LED Technology Notice Due to constantly evolving nature of LED technology, manufacturers will reserve the right to replace this product with next generation technology. We appreciate your understanding and acceptance of this policy. Applications Cove lightingGeneral illumination Documents Sylvania 71182 Spec Sheet 50,000 Hour • Operates On Existing DL40 Instant Start Ballast Sylvania 71182 ¦ 17W LED - 40W CFL Equal - 2G11 - 4100K - Ballast Compatible | 4100 | 82 | 2200 | 129.4118 | 50000 | 17 | 1 | 19.95 | 19.95 | 23.442 | 2020Q2 | https://www.topbulb.com/sylvania-71182-led17tt5-dl-fg-841-sub-g6-17w-4100k-dulux-l-led-tt5-lamp | Top Bulb | 2020 | No
LED Lighting | Reflector | Sylvania | True |  | LED | BR30 | E26 (Medium) | Topbulb » Clearance » LED Bulbs » Sylvania 73775 - 9W BR30 LED - 65W Equal - Flood - 2700K Sylvania 73775 LED9BR30/DIM/827/G2. This 65 watt equivalent BR30 lamp only uses 9 watts of energy. The lamp has a color temperature of 2700K, a CRI of 80, is Energy Star Qualified, and is dimmable. LED Technology Notice Due to constantly evolving nature of LED technology, manufacturers will reserve the right to replace this product with next generation technology. We appreciate your understanding and acceptance of this policy. Utility/Government Incentives Documents Sylvana 73775 Spec Sheet Sylvania 73775 Dimmer Compatibility WHILE SUPPLIES LAST - 1 IN STOCK Sylvania 73775 - 9W BR30 LED - 65W Equal - Flood - 2700K | 2700 | 80 | 650 | 72.2222 | 25000 | 9 | 1 | 7.95 | 7.95 | 9.3416 | 2020Q2 | https://www.topbulb.com/sylvania-73775-led9br30-dim-827-g2-led | Top Bulb | 2020 | Yes
LED Lighting | A-Type | Bulbrite | True |  | A19/21 | E26 (Medium) | E26 (Medium) | Home / Light Bulbs / LED / LED A-Line / Bulbrite - 776509 - LED4A9/22K/FIL-NOS/CURV/VICTOR Nostalgic Curved Filament; Not Suitable for Enclosed Fixtures; Damp Location Rated; Fully Compatible with All Dimmer Types 4W A19 LED Lamp - Universal - 230 Lumens - Warm White (2200K) - 95 CRI - 15000 hrs. - E26 (Medium) - 120 to 130V - Antique / Amber Bulbrite - 776509 - LED4A9/22K/FIL-NOS/CURV/VICTOR | 2200 | 95 | 230 | 57.5 | 15000 | 4 | 1 | 12.64 | 12.64 | 14.8525 | 2020Q3 | https://shop.regencylighting.com/lamps/led/a-line/led4a9-22k-fil-nos-curv-victor-776509.html | Regency Lighting | 2020 | No
LED Lighting | Reflector | Sylvania | True |  | LED | BR30 | E26 (Medium) | Topbulb » LED Bulbs » LED Smart Connected » Sylvania 73807 ¦ 9.5W BR30 LED - Flood - 2700K - Lightify Smart Control This Sylvania Lightify BR30 lamp uses 9.5 watts to produce light equivalent to a 65 watt incandescent. The lamp can be turned ON or OFF and Dimmed remotely with an app when it is paired to the Lightify Gateway device (see Related Products below). LED Technology Notice Due to constantly evolving nature of LED technology, manufacturers will reserve the right to replace this product with next generation technology. We appreciate your understanding and acceptance of this policy. Documents Sylvana 73807 Spec Sheet ON / OFF / DIM Control via App • Requires Lightify Gateway Sylvania 73807 ¦ 9.5W BR30 LED - Flood - 2700K - Lightify Smart Control | 2700 | 80 | 810 | 85.2632 | 20000 | 9.5 | 1 | 26.95 | 26.95 | 31.6673 | 2020Q2 | https://www.topbulb.com/sylvania-73807-led9-5br30dimlfy-led | Top Bulb | 2020 | Yes
LED Lighting | A-Type | Bulbrite | True |  | A19/21 | E26 (Medium) | E26 (Medium) | Home / Light Bulbs / LED / Bulbrite - 776509 - LED4A9/22K/FIL-NOS/CURV/VICTOR Nostalgic Curved Filament; Not Suitable for Enclosed Fixtures; Damp Location Rated; Fully Compatible with All Dimmer Types 4W A19 LED Lamp - Universal - 230 Lumens - Warm White (2200K) - 95 CRI - 15000 hrs. - E26 (Medium) - 120 to 130V - Antique / Amber Bulbrite - 776509 - LED4A9/22K/FIL-NOS/CURV/VICTOR | 2200 | 95 | 230 | 57.5 | 15000 | 4 | 1 | 12.64 | 12.64 | 14.8525 | 2020Q3 | https://shop.regencylighting.com/lamps/led/led4a9-22k-fil-nos-curv-victor-776509.html | Regency Lighting | 2020 | No
LED Lighting | A-Type | Bulbrite | True |  |  | A-19 | Medium (E26) | LED A-Style Light Bulbs ¦ LED Filament Bulbs Bulbrite 4 watt dimmable A-19 curved filament A-19 LED bulb generates as much light as many 40 watt incandescent bulbs. Compatible with most dimmers No lead or mercury means easy and environmentally safe disposal Very long life - Rated to still put out 70% as much light after 15,000 hours of operation as it does when brand new Not recommended for use in enclosed fixtures because heat buildup can shorten life. Do not "hot swap" this bulb. Turn off fixture before replacing existing bulb. Compatible with most dimmers No lead or mercury means easy and environmentally safe disposal Very long life - Rated to still put out 70% as much light after 15,000 hours of operation as it does when brand new Bulbrite Dimmable 4W 2200K Curved Filament A-19 LED Bulb | 2200 | 85 | 230 | 57.5 | 15000 | 4 | 10 | 10.99 | 1.099 | 1.2914 | 2020Q3 | https://www.bulbs.com/product/LED4A19-22K-FIL-NOS-CURV-VICTOR | Bulbs.com | 2020 | No
LED Lighting | Reflector | Sylvania | True |  | LED | PAR38 | E26 (Medium) | Topbulb » LED Bulbs » LED Smart Connected » Sylvania 73889 ¦ 15W PAR38 LED - 90W Equal - 2700K - Lightify Smart Control This Sylvania Lightify PAR38 lamp uses 15 watts to produce light equivalent to a 90 watt halogen. The lamp can be turned ON or OFF and Dimmed remotely with an app when it is paired to the Lightify Gateway device (see Related Products below). LED Technology Notice Due to constantly evolving nature of LED technology, manufacturers will reserve the right to replace this product with next generation technology. We appreciate your understanding and acceptance of this policy. ON / OFF / DIM Control Via App • Requires Lightify Gateway Sylvania 73889 ¦ 15W PAR38 LED - 90W Equal - 2700K - Lightify Smart Control | 2700 | 80 | 1300 | 86.6667 | 20000 | 15 | 1 | 42.95 | 42.95 | 50.4679 | 2020Q2 | https://www.topbulb.com/sylvania-73889-led15par38dimlfy-led | Top Bulb | 2020 | Yes
LED Lighting | Reflector | Sylvania | True |  | LED | BR30 | E26 (Medium) | Topbulb » LED Bulbs » LED Reflector Flood » 65W / 75W Equal » Sylvania 73954 ¦ 9W BR30 LED - 65W Equal - Flood - 2700K - 2 Pack This Sylvania 9 watt LED BR30 replaces a 65 watt incandescent BR30 producing the same warm white illumination. Dimmable to 10% Priced and sold as a 2-Pack (multi-quantity pricing is also for 2-Packs). LED Technology Notice Due to constantly evolving nature of LED technology, manufacturers will reserve the right to replace this product with next generation technology. We appreciate your understanding and acceptance of this policy. Documents Sylvana 73954 Spec Sheet Sylvania 73954 Dimmer Compatibility 11,000 Hours • Contractor Series • Dimmable Sylvania 73954 ¦ 9W BR30 LED - 65W Equal - Flood - 2700K - 2 Pack | 2700 | 80 | 650 | 72.2222 | 11000 | 9 | 1 | 11.95 | 11.95 | 14.0417 | 2020Q2 | https://www.topbulb.com/sylvania-73954-led9br30dim82710yvrp2-led | Top Bulb | 2020 | Yes
LED Lighting | Reflector | Sylvania | True |  | LED | BR30 | E26 (Medium) | Topbulb » LED Bulbs » LED Reflector Flood » 65W / 75W Equal » Sylvania 73956 ¦ 9W BR30 LED - 65W Equal - Flood - 5000K - 2 Pack This Sylvania 9 watt LED BR30 replaces a 65 watt incandescent BR30 while producing a much cooler and whiter illumination than an incandescent bulb. Dimmable to 10%. Priced and sold as a 2-Pack (multi-quantity pricing is also for 2-Packs). LED Technology Notice Due to constantly evolving nature of LED technology, manufacturers will reserve the right to replace this product with next generation technology. We appreciate your understanding and acceptance of this policy. Documents Sylvana 73956 Spec Sheet Sylvania 73956 Dimmer Compatibility 11,000 Hours • Contractor Series • Dimmable Sylvania 73956 ¦ 9W BR30 LED - 65W Equal - Flood - 5000K - 2 Pack | 5000 | 80 | 650 | 72.2222 | 11000 | 9 | 1 | 11.95 | 11.95 | 14.0417 | 2020Q2 | https://www.topbulb.com/sylvania-73956-led9br30dim85010yvrp2-led | Top Bulb | 2020 | Yes
LED Lighting | Reflector | Sylvania | True |  | LED | R20 | E26 (Medium) | Topbulb » LED Bulbs » LED Reflector Flood » 45W / 50W Equal » Sylvania 73991 ¦ 5W R20 LED - 35W Equal - 5000K - 2 Pack This Sylvania 5 watt LED R20 flood replaces a 35 watt incandescent R20 while producing a much cooler and whiter illumination compared to incandescent. Dimmable to 10% This item is sold as a 2 pack (multi-quantity pricing is also 2-Packs). LED Technology Notice Due to constantly evolving nature of LED technology, manufacturers will reserve the right to replace this product with next generation technology. We appreciate your understanding and acceptance of this policy. Documents Sylvana 73991 Spec Sheet 11,000 Hours • Contractor Series • Dimmable Sylvania 73991 ¦ 5W R20 LED - 35W Equal - 5000K - 2 Pack | 5000 | 80 | 325 | 65 | 11000 | 5 | 1 | 8.95 | 8.95 | 10.5166 | 2020Q2 | https://www.topbulb.com/sylvania-73991-led5r20dim85010yvrp2-led | Top Bulb | 2020 | Yes
LED Lighting | Reflector | Sylvania | True |  | LED | R20 | E26 (Medium) | Topbulb » LED Bulbs » LED Reflector Flood » 45W / 50W Equal » Sylvania 73993 ¦ 5W R20 LED - 35W Equal - Flood - 2700K - 2 Pack Sylvania 73993 LED5R20DIM82710YVRP2. This 5 watt LED replaces a 35 watt incandescent. The bulb produces the same warm white illumination as an incandescent bulb. This item is priced and sold as a 2 pack (multi-quantify prices are also 2-packs). LED Technology Notice Due to constantly evolving nature of LED technology, manufacturers will reserve the right to replace this product with next generation technology. We appreciate your understanding and acceptance of this policy. Documents Sylvana 73993 Spec Sheet 11,000 Hours • Contractor Series • Dimmable Sylvania 73993 ¦ 5W R20 LED - 35W Equal - Flood - 2700K - 2 Pack | 2700 | 80 | 325 | 65 | 11000 | 5 | 1 | 8.95 | 8.95 | 10.5166 | 2020Q2 | https://www.topbulb.com/sylvania-73993-led5r20dim82710yvrp2-led | Top Bulb | 2020 | Yes
LED Lighting | Reflector | Sylvania | True |  | LED | PAR38 | E26 (Medium) | Topbulb » LED Bulbs » LED PAR » LED PAR38 » 100W Equal » Sylvania 74034 ¦ 14W PAR38 LED - 100W Equal - 40° Flood - 3000K This Sylvania ULTRA LED PAR38 lamp features a glass body with full optics, similar to halogen PAR lamps. These versatile wet listed lamps can be used in both indoor and outdoor applications to provide high quality illumination as an energy efficient, long life replacement for halogen. See the document below for complete specifications. LED Technology Notice Due to constantly evolving nature of LED technology, manufacturers will reserve the right to replace this product with next generation technology. We appreciate your understanding and acceptance of this policy. Utility/Government Incentives Documents Sylvana 74034 Spec Sheet Sylvania 74034 Dimmer Compatibility 25,000 Hours • Glass Body • Dimmable Sylvania 74034 ¦ 14W PAR38 LED - 100W Equal - 40° Flood - 3000K | 3000 | 82 | 1050 | 75 | 25000 | 14 | 1 | 15.95 | 15.95 | 18.7419 | 2020Q2 | https://www.topbulb.com/sylvania-74034-led14par38-dim-830-fl40-gl1-w-led | Top Bulb | 2020 | Yes
LED Lighting | Reflector | Sylvania | True |  | LED | PAR38 | E26 (Medium) | Topbulb » LED Bulbs » LED PAR » LED PAR38 » 100W Equal » Sylvania 74036 ¦ 14W PAR38 LED - 100W Equal - 12° Spot - 3000K Sylvania's new glass body series PAR LED lamps features full optics similar to halogen PAR lamps. This PAR38, 12° spot produces 14,000 CBCP of crisp, white illumination equivalent to a 100 watt PAR38 halogen spot and is dimmable on compatible dimmers to 10% light output. The 25,000 hour rated life of this LED is more than 10 times the life of a typical halogen bulb and will result in lower maintenance costs related to bulb replacements compared to halogen. Use this bulb as an energy saving, long life option for accent lighting applications. UL wet rated. Energy Star qualified. See document below for complete specifications. LED Technology Notice Due to constantly evolving nature of LED technology, manufacturers will reserve the right to replace this product with next generation technology. We appreciate your understanding and acceptance of this policy. Utility/Government Incentives Documents Sylvania PAR Glass Series Specs Sylvania 74036 Dimmer Compatibility 25,000 Hours • Glass Body • Dimmable Sylvania 74036 ¦ 14W PAR38 LED - 100W Equal - 12° Spot - 3000K | 3000 | 82 | 1050 | 75 | 25000 | 14 | 1 | 21.95 | 21.95 | 25.7921 | 2020Q2 | https://www.topbulb.com/sylvania-74036-14w-par38-led-spot-3000k-glass-housing | Top Bulb | 2020 | Yes
LED Lighting | Reflector | Sylvania | True |  | LED | PAR38 | E26 (Medium) | Topbulb » LED Bulbs » LED PAR » LED PAR38 » 100W Equal » Sylvania 74037 ¦ 14W PAR38 LED - 100W Equal - 40° Flood - 2700K This Sylvania ULTRA LED PAR38 lamp features a glass body with full optics, similar to halogen PAR lamps. These versatile wet listed lamps can be used in both indoor and outdoor applications to provide high quality illumination as an energy efficient, long life replacement for halogen. See the document below for complete specifications. LED Technology Notice Due to constantly evolving nature of LED technology, manufacturers will reserve the right to replace this product with next generation technology. We appreciate your understanding and acceptance of this policy. Utility/Government Incentives Documents Sylvana 74037 Spec Sheet Sylvania 74037 Dimmer Compatibility 25,000 Hours • Glass Body • Dimmable Sylvania 74037 ¦ 14W PAR38 LED - 100W Equal - 40° Flood - 2700K | 2700 | 82 | 1050 | 75 | 25000 | 14 | 1 | 15.95 | 15.95 | 18.7419 | 2020Q2 | https://www.topbulb.com/sylvania-74037-led14par38-dim-827-fl40-gl1-w-led | Top Bulb | 2020 | Yes
LED Lighting | Reflector | Sylvania | True |  | LED | PAR20 | E26 (Medium) | Topbulb » LED Bulbs » LED PAR » LED PAR20 » 50W Equal » Sylvania 74053 ¦ 8W PAR20 LED - 50W Equal - 40° Flood - 5000K This Sylvania Ultra LED features a glass body with full optics similar to a halogen PAR20. Sylvania's PAR20 LEDs offer exceptional beam performance for precision accent lighting. In addition, this bulb matches the light color characteristics of halogen. Wet location rated for outdoor installations. Dimmable to 10%. Energy Star qualified. LED Technology Notice Due to constantly evolving nature of LED technology, manufacturers will reserve the right to replace this product with next generation technology. We appreciate your understanding and acceptance of this policy. Utility/Government Incentives Documents Sylvana 74053 Spec Sheet Sylvania 74053 Dimmer Compatibility 25,000 Hours • Very Cool White Light • Dimmable Sylvania 74053 ¦ 8W PAR20 LED - 50W Equal - 40° Flood - 5000K | 5000 | 81 | 550 | 68.75 | 25000 | 8 | 1 | 10.95 | 10.95 | 12.8667 | 2020Q2 | https://www.topbulb.com/sylvania-74053-led8par20dim850fl40gl1wrp-led | Top Bulb | 2020 | Yes
LED Lighting | Reflector | Sylvania | True |  | LED | PAR38 | E26 (Medium) | Topbulb » LED Bulbs » LED PAR » LED PAR38 » 100W Equal » Sylvania 74064 ¦ 14W PAR38 LED - 100W Equal - 40° Flood - 5000K This Sylvania ULTRA LED PAR38 lamp features a glass body with full optics, similar to halogen PAR lamps. These versatile wet listed lamps can be used in both indoor and outdoor applications to provide high quality illumination as an energy efficient, long life replacement for halogen. See the document below for complete specifications. LED Technology Notice Due to constantly evolving nature of LED technology, manufacturers will reserve the right to replace this product with next generation technology. We appreciate your understanding and acceptance of this policy. Utility/Government Incentives Documents Sylvana 74064 Spec Sheet Sylvania 74064 Dimmer Compatibility 25,000 Hours • Glass Body • Dimmable Sylvania 74064 ¦ 14W PAR38 LED - 100W Equal - 40° Flood - 5000K | 5000 | 82 | 1050 | 75 | 25000 | 14 | 1 | 16.95 | 16.95 | 19.9169 | 2020Q2 | https://www.topbulb.com/sylvania-74064-led14par38dim850fl40gl1wrp-led | Top Bulb | 2020 | Yes
LED Lighting | Reflector | Sylvania | True |  | LED | PAR38 | E26 (Medium) | Topbulb » LED Bulbs » LED PAR » LED PAR38 » 120W Equal » Sylvania 74070 ¦ 17W PAR38 LED - 120W Equal - 40° Flood - 3000K This Sylvania ULTRA LED PAR38 lamp features a glass body with full optics, similar to halogen PAR lamps. These versatile wet listed lamps can be used in both indoor and outdoor applications to provide high quality illumination as an energy efficient, long life replacement for halogen. See the document below for complete specifications. LED Technology Notice Due to constantly evolving nature of LED technology, manufacturers will reserve the right to replace this product with next generation technology. We appreciate your understanding and acceptance of this policy. Utility/Government Incentives Documents Sylvana 74070 Spec Sheet Sylvania 74070 Dimmer Compatibility 25,000 Hours • Glass Body • Dimmable Sylvania 74070 ¦ 17W PAR38 LED - 120W Equal - 40° Flood - 3000K | 3000 | 82 | 1300 | 76.4706 | 25000 | 17 | 1 | 17.95 | 17.95 | 21.0919 | 2020Q2 | https://www.topbulb.com/sylvania-74070-led17par38dim830fl40gl1wrp-led | Top Bulb | 2020 | Yes
LED Lighting | A-Type | Philips Lighting | True |  | A19 (Arbitrary) |  | Medium Screw (E26), Medium Screw (E26), Medium Screw (E26) | Home Lamps, Bulbs, Ballasts Bulbs - LED LED - Traditional Lamps - A-Type Dimmable LED Lamp, 8W, 120V, Bulb: A-Type (A19), Base: Medium Screw (E26), Lumens: 450, CRI: 80, Color Temperature: 2700K, Rated Average Life: 25,000 Hrs. *Philips Part # 40993-8* 40W Equivalent. Philips Lighting 8A19/END/450LM/27/DIMM 8W LED Bulb A19 Dimmable EnduraLED | 2700 | 80 | 450 | 56.25 |  | 8 | 1 | 20.5 | 20.5 | 24.0883 | 2020Q3 | https://www.platt.com/platt-electric-supply/LED-Traditional-Lamps-A-Type/Philips-Lighting/8A19-END-450LM-27-DIMM/product.aspx?zpid=850534 | Platt | 2020 | Yes
LED Lighting | A-Type | Philips Lighting | True |  | A19 (Arbitrary) |  | E26 (Medium Screw) | HomeLamps, Bulbs, BallastsBulbs - LEDLED - TraditionalLamps - A-Type Dimmable LED Lamp, 8W, 120V, Bulb: A-Type (A19), Base: Medium Screw (E26), Lumens: 450, CRI: 80, Color Temperature: 2700K, Rated Average Life: 25,000 Hrs. *Philips Part # 40993-8* 40W Equivalent. Philips Lighting 8A19/END/450LM/27/DIMM 8W LED Bulb A19 Dimmable EnduraLED | 2700 | 80 | 450 | 56.25 |  | 8 | 1 | 20.5 | 20.5 | 24.0883 | 2020Q2 | https://www.platt.com/platt-electric-supply/LED-Traditional-Lamps-A-Type/Philips-Lighting/8A19-END-450LM-27-DIMM/product.aspx?zpid=850534 | Platt | 2020 | Yes
LED Lighting | A-Type | Brand Seasons | True |  |  |  |  | Seasons®4 Light LED Vanity Fixture,Brushed Nickel 40 Watt 10 X 31-3/4 X 6-3/8" Brushed Nickel Finish Alabaster Style Glass ETL Listed 120 Volt Three Title 24 A19 LED Bulb Included 15,000 Average Hour Life Mounts Up Or Down Dimmable 3,000K Mfg #KL-BV13004 Seasons® KL-BV13004 Vanity Fixture, (4) 40W 120 V 15000 Hr LED Bulbs, Brushed Nickel | 3000 |  | 2200 | 55 | 15000 | 40 | 1 | 113 | 113 | 132.7794 | 2020Q3 | https://hdsupplysolutions.com/p/lighting-ceiling-fans-00-75/light-fixtures-00-75-15/seasons-kl-bv13004-vanity-fixture-%284%29-40w-120-v-15000-hr-led-bulbs-brushed-nickel-p112242 | HD Supply | 2020 | No
LED Lighting | Reflector | Sylvania | True |  | LED | BR30 | E26 (Medium) | Topbulb » LED Bulbs » LED Reflector Flood » 65W / 75W Equal » Sylvania 74476 ¦ 8W LED BR30 - 65W Equal - Flood - 5000K This Sylvania 8 watt LED BR30 replaces a 65 watt incandescent BR30 flood while producing a much cooler and whiter illumination than an incandescent bulb. Provides significant energy savings compared to incandescent and approximately 25 times long life. Dimmable down to 10% light output. Energy Star qualified. See the document below for complete specifications. LED Technology Notice Due to constantly evolving nature of LED technology, manufacturers will reserve the right to replace this product with next generation technology. We appreciate your understanding and acceptance of this policy. Documents Sylvania 74476 Spec Sheet 25,000 Hours • 650 Lumens • Dimmable Sylvania 74476 ¦ 8W LED BR30 - 65W Equal - Flood - 5000K | 5000 | 80 | 650 | 81.25 | 25000 | 8 | 1 | 7.95 | 7.95 | 9.3416 | 2020Q2 | https://www.topbulb.com/sylvania-74476-led-br30-8w-dimmable-80cri-650-lumen-5000k-25000-life | Top Bulb | 2020 | Yes
LED Lighting | Decorative | Sylvania | True |  | LED | ST19 | E26 (Medium) | Topbulb » LED Bulbs » LED Filament / Vintage » Warm White Light » Sylvania 74589 ¦ 6.5W Filament LED - 60W Equal - ST19 - Medium Base - 2700K This Sylvania Ultra LED 74589 dimmable 6.5 watt bulb is designed for decorative applications. These bulbs produce a typical incandescent warm white light when the warmer amber light produced by other exposed filament bulbs is not desired. The clear glass, exposed filament offers the nostalgic appeal of vintage lighting. The 15,000 hour life of this LED bulb compares to the 2000 hour life of a similar exposed filament incandescent bulb. LED Technology Notice Due to constantly evolving nature of LED technology, manufacturers will reserve the right to replace this product with next generation technology. We appreciate your understanding and acceptance of this policy. Documents Sylvania 74589 Specification Sheet 15,000 Hours • Exposed Filament Vintage Style Sylvania 74589 ¦ 6.5W Filament LED - 60W Equal - ST19 - Medium Base - 2700K | 2700 |  | 800 | 160 | 15000 | 5 | 1 | 6.95 | 6.95 | 8.1665 | 2020Q2 | https://www.topbulb.com/sylvania-74589-6-5w-led-st19-vintage-60w-equal-2700k | Top Bulb | 2020 | Yes
LED Lighting | Decorative | Sylvania |  |  | LED | T4 | G9 | Topbulb » LED Bulbs » LED Miniature » 120 Volt » Sylvania 74663 ¦ 120V 3.5W LED - 250 Lumens - G9 Base - 3000K Sylvania miniature LED specialty lamps are direct replacements for halogen lamps. These bulbs produce 3000K illumination to match halogen. The 15,000 hour rated life for this LED bulb compares to 2,000 hours for the equivalent halogen. See the document below for complete specifications. LED Technology Notice Due to constantly evolving nature of LED technology, manufacturers will reserve the right to replace this product with next generation technology. We appreciate your understanding and acceptance of this policy. Documents Sylvania 74663 Specification Sheet 15,000 Hours • T4 Shape Sylvania 74663 ¦ 120V 3.5W LED - 250 Lumens - G9 Base - 3000K | 3000 | 80 | 250 | 71.4286 | 15000 | 3.5 | 1 | 4.95 | 4.95 | 5.8164 | 2020Q2 | https://www.topbulb.com/sylvania-74663-g9-3-5w-80cri-250-lumen-3000k-15000-life | Top Bulb | 2020 | Yes
LED Lighting | A-Type | Brand Seasons | True |  |  |  |  | Seasons® 4 Light LED Vanity Fixture,Bronze Four-Light 40 Watt 8-1/4 x 30-1/8 x 7-7/8" Bronze Color Painting Alabaster Style Glass ETL Listed 120 Volt 3000K Four Title24 A19 LED Bulb Included 15000 Average Hour Life Mounts Up Or Down Dimmable Mfg #KL-V6004 Seasons® KL-V6004 Vanity Fixture, (4)40W 120 V 15000 Hr LED Bulbs, Bronze, 30.125W x 7.875D x 8.25"H | 3000 |  | 2200 | 55 | 15000 | 40 | 1 | 87.99 | 87.99 | 103.3916 | 2020Q3 | https://hdsupplysolutions.com/p/lighting-ceiling-fans-00-75/light-fixtures-00-75-15/seasons-kl-v6004-vanity-fixture-%284%2940w-120-v-15000-hr-led-bulbs-bronze-30125w-x-7875d-x-825h-p112244 | HD Supply | 2020 | No
LED Lighting | A-Type | Brand Seasons | True |  |  |  |  | Seasons®4 Light LED Vanity Fixture,Brushed Nickel 40 Watt 10 X 31-3/4 X 6-3/8" Brushed Nickel Finish Alabaster Style Glass ETL Listed 120 Volt Three Title 24 A19 LED Bulb Included 15,000 Average Hour Life Mounts Up Or Down Dimmable 3,000K Mfg #KL-BV13004 Seasons® KL-BV13004 Vanity Fixture, (4) 40W 120 V 15000 Hr LED Bulbs, Brushed Nickel | 3000 |  | 2200 | 55 | 15000 | 40 | 1 | 113 | 113 | 132.7794 | 2020Q2 | https://hdsupplysolutions.com/p/lighting-and-ceiling-fans-00-75/light-fixtures-00-75-15/seasons-kl-bv13004-vanity-fixture-%284%29-40w-120-v-15000-hr-led-bulbs-brushed-nickel-p112242 | HD Supply | 2020 | No
LED Lighting | Decorative | Sylvania | True |  | LED | ST19 | E26 (Medium) | Topbulb » LED Bulbs » LED Filament / Vintage » Warm Amber Light » Sylvania 75351 ¦ 4.5W Filament - 40W Equal - ST19 - Medium Base - 2200K Amber This Sylvania 75351 dimmable 4.5 watt LED is useful in applications where warm amber illumination is desired. The amber color temperature (2200K) is warmer appearing than 2700K warm white color temperature. The clear glass, exposed filament and amber light offers the nostalgic appeal of vintage lighting. The 15,000 hour life of this LED bulb compares to the 2000 hour life of a similar exposed filament incandescent bulb. LED Technology Notice Due to constantly evolving nature of LED technology, manufacturers will reserve the right to replace this product with next generation technology. We appreciate your understanding and acceptance of this policy. Documents Sylvania 75351 Specification Sheet 15,000 Hours • Exposed Filament Vintage Style Sylvania 75351 ¦ 4.5W Filament - 40W Equal - ST19 - Medium Base - 2200K Amber | 2200 | 80 | 380 | 84.4444 | 15000 | 4.5 | 1 | 6.95 | 6.95 | 8.1665 | 2020Q2 | https://www.topbulb.com/sylvania-75351-led-st19-4-5w-dimmable-80cri-380-lumen-2200k-15000-life | Top Bulb | 2020 | Yes
LED Lighting | A-Type | Brand Seasons | True |  |  |  |  | Seasons® 4 Light LED Vanity Fixture,Bronze Four-Light 40 Watt 8-1/4 x 30-1/8 x 7-7/8" Bronze Color Painting Alabaster Style Glass ETL Listed 120 Volt 3000K Four Title24 A19 LED Bulb Included 15000 Average Hour Life Mounts Up Or Down Dimmable Mfg #KL-V6004 Seasons® KL-V6004 Vanity Fixture, (4)40W 120 V 15000 Hr LED Bulbs, Bronze, 30.125W x 7.875D x 8.25"H | 3000 |  | 2200 | 55 | 15000 | 40 | 1 | 87.99 | 87.99 | 103.3916 | 2020Q2 | https://hdsupplysolutions.com/p/lighting-and-ceiling-fans-00-75/light-fixtures-00-75-15/seasons-kl-v6004-vanity-fixture-%284%2940w-120-v-15000-hr-led-bulbs-bronze-30125w-x-7875d-x-825h-p112244 | HD Supply | 2020 | No
LED Lighting | A-Type | Brand Seasons | True |  |  |  |  | Seasons®3 Light LED Vanity Fixture 30 Watt 10 X 23 X 6-3/8" Brushed Nickel Finish Alabaster Style Glass ETL Listed 120 Volt Three Title 24 A19 LED Bulb Included 15,000 Average Hour Life Mounts Up Or Down Dimmable 3,000K Mfg #KL-BV1003 Seasons® KL-BV1003 Vanity Fixture, (3) 30W 120 V 15000 Hr LED Bulbs, Brushed Nickel | 3000 |  | 1600 | 53.3333 | 15000 | 30 | 1 | 91.99 | 91.99 | 108.0918 | 2020Q3 | https://hdsupplysolutions.com/p/lighting-ceiling-fans-00-75/light-fixtures-00-75-15/seasons-kl-bv1003-vanity-fixture-%283%29-30w-120-v-15000-hr-led-bulbs-brushed-nickel-p112241 | HD Supply | 2020 | No
LED Lighting | A-Type | Brand Seasons | True |  |  |  |  | Seasons®3 Light LED Vanity Fixture,Bronze 30 Watt 8-1/4 X 24-1/4 X 8" Bronze Color Painting Alabaster Style Glass ETL Listed 120 Volt 3000K Three Title24 A19 LED Bulb Included 15000 Average Hour Life Mounts Up Or Down Dimmable - Seasons® KL-V6003B Vanity Fixture, (3) 30W 120 V 15000 Hr LED Bulbs, Bronze, 24.25W x 8D x 8.25"H | 3000 |  | 1600 | 53.3333 | 15000 | 30 | 1 | 72.99 | 72.99 | 85.7661 | 2020Q3 | https://hdsupplysolutions.com/p/lighting-ceiling-fans-00-75/light-fixtures-00-75-15/seasons-kl-v6003b-vanity-fixture-%283%29-30w-120-v-15000-hr-led-bulbs-bronze-2425w-x-8d-x-825h-p112243 | HD Supply | 2020 | Yes
LED Lighting | Downlight | Sylvania | True |  | LED | PAR30LN | E26 (Medium) | Topbulb » LED Bulbs » LED PAR » LED PAR30 » 75W Equal / Long Neck » Sylvania 78224 ¦ 13W PAR30LN LED - 75W Equal - 40° Flood - 4000K This Sylvania ULTRA LED PAR lamp features a glass body with full optics, similar to halogen PAR lamps. These versatile wet listed lamps can be used in both indoor and outdoor applications to provide high quality illumination as an energy efficient, long life replacement for halogen. See the document below for complete specifications. LED Technology Notice Due to constantly evolving nature of LED technology, manufacturers will reserve the right to replace this product with next generation technology. We appreciate your understanding and acceptance of this policy. Applications General lightingRecessed downlightsTrack lightingWall washerHospitalityOfficesProperty ManagementResidentialRestaurantsRetailSchools Utility/Government Incentives Documents Sylvania 78224 Spec Sheet Sylvania 78224 Dimmer Compatibility 25,000 Hours • Glass Body • Dimmable Sylvania 78224 ¦ 13W PAR30LN LED - 75W Equal - 40° Flood - 4000K | 4000 | 82 | 825 | 63.4615 | 25000 | 13 | 1 | 15.95 | 15.95 | 18.7419 | 2020Q2 | https://www.topbulb.com/sylvania-78224-led13par30ln-dim-840fl40-gl2-w-13w-4000k-par30ln-glass-par-lamp | Top Bulb | 2020 | No
LED Lighting | Reflector | Sylvania | True |  | LED | PAR30LN | E26 (Medium) | Topbulb » LED Bulbs » LED PAR » LED PAR30 » 75W Equal / Long Neck » Sylvania 78228 ¦ 13W PAR30LN LED - 75W Equal - 40° Flood - 3000K This Sylvania ULTRA LED PAR lamp features a glass body with full optics, similar to halogen PAR lamps. These versatile wet listed lamps can be used in both indoor and outdoor applications to provide high quality illumination as an energy efficient, long life replacement for halogen. See the document below for complete specifications. LED Technology Notice Due to constantly evolving nature of LED technology, manufacturers will reserve the right to replace this product with next generation technology. We appreciate your understanding and acceptance of this policy. Utility/Government Incentives Documents Sylvana 78228 Spec Sheet Sylvania 78228 Dimmer Compatibility 25,000 Hours • Glass Body • Dimmable Sylvania 78228 ¦ 13W PAR30LN LED - 75W Equal - 40° Flood - 3000K | 3000 | 82 | 825 | 63.4615 | 25000 | 13 | 1 | 15.95 | 15.95 | 18.7419 | 2020Q2 | https://www.topbulb.com/sylvania-78228-led13par30lndim830fl40gl1w-led | Top Bulb | 2020 | Yes
LED Lighting | Reflector | Sylvania | True |  | LED | PAR30LN | E26 (Medium) | Topbulb » LED Bulbs » LED PAR » LED PAR30 » 75W Equal / Long Neck » Sylvania 78229 ¦ 13W PAR30LN LED - 75W Equal - 25° NFL - 2700K This Sylvania ULTRA LED PAR lamp features a glass body with full optics, similar to halogen PAR lamps. These versatile wet listed lamps can be used in both indoor and outdoor applications to provide high quality illumination as an energy efficient, long life replacement for halogen. See the document below for complete specifications. LED Technology Notice Due to constantly evolving nature of LED technology, manufacturers will reserve the right to replace this product with next generation technology. We appreciate your understanding and acceptance of this policy. Utility/Government Incentives Documents Sylvana 78229 Spec Sheet Sylvania 78229 Dimmer Compatibility 25,000 Hours • Glass Body • Dimmable Sylvania 78229 ¦ 13W PAR30LN LED - 75W Equal - 25° NFL - 2700K | 2700 | 82 | 825 | 63.4615 | 25000 | 13 | 1 | 15.95 | 15.95 | 18.7419 | 2020Q2 | https://www.topbulb.com/sylvania-78229-led13par30lndim827nfl25gl1w-led | Top Bulb | 2020 | Yes
LED Lighting | Decorative | Sylvania | True |  | LED | G25 | E26 (Medium) | Topbulb » LED Bulbs » LED Globe » Sylvania 78419 - 7W G25 LED, 2700K Warm White, Dimmable Sylvania 78419, LED7G25/DIM/F/827 replaces a 40 watt G25 incandescent globe. Features include: dimmable to 10%, 25,000 hour life, suitable for damp locations, UR and IR free, instant on with full light output. LED Technology Notice Due to constantly evolving nature of LED technology, manufacturers will reserve the right to replace this product with next generation technology. We appreciate your understanding and acceptance of this policy. Documents Sylvania Ultra LED G25 Product Brochure Sylvania Ultra LED Dimmer Compatibility List WHILE SUPPLIES LAST Sylvania 78419 - 7W G25 LED, 2700K Warm White, Dimmable | 2700 | 85 | 450 | 64.2857 | 25000 | 7 | 1 | 22.98 | 22.98 | 27.0024 | 2020Q2 | https://www.topbulb.com/sylvania-78419-7w-g25-led-2700k-warm-white-dimmable | Top Bulb | 2020 | Yes
LED Lighting | Reflector | Sylvania | True |  | LED | PAR38 | E26 (Medium) | Topbulb » LED Bulbs » LED PAR » LED PAR38 » 90W Equal » Sylvania 78450 ¦ 18W PAR38 LED - Ultra Pro - 90W Equal - 12° Spot - 3000K Sylvania ULTRA PRO LED PAR lamps offer extreme energy efficiency, high power factor and beam characteristics that closely match halogen PAR lamps featuring a high center beam candlepower and soft edges. This lamp is designed for hospitality, healthcare and retail applications. LED Technology Notice Due to constantly evolving nature of LED technology, manufacturers will reserve the right to replace this product with next generation technology. We appreciate your understanding and acceptance of this policy. Utility/Government Incentives Documents Sylvana 78450 Spec Sheet Sylvana 78450 Dimmer Compatibility 25,000 Hours • Dimmable • Specification Grade Sylvania 78450 ¦ 18W PAR38 LED - Ultra Pro - 90W Equal - 12° Spot - 3000K | 3000 | 82 | 1275 | 70.8333 | 25000 | 18 | 1 | 48.95 | 48.95 | 57.5181 | 2020Q2 | https://www.topbulb.com/sylvania-78450-led18par38-pro-830-sp12-p3mto-led | Top Bulb | 2020 | Yes
LED Lighting | Reflector | Sylvania | True |  | LED | PAR38 | E26 (Medium) | Topbulb » LED Bulbs » LED PAR » LED PAR38 » 90W Equal » Sylvania 78456 ¦ 17W PAR38 LED - Ultra Pro - 90W Equal - 25° NFL - 2700K Sylvania Ultra Pro PAR lamps offer extreme energy efficiency, high power factor and beam characteristics that closely match halogen PAR lamps featuring a high center beam candlepower and soft edges. No warm-up time, instant on with full light output, crisp white light and stable color. This LED light bulb is Energy Star qualified. See the document below for complete specifications. LED Technology Notice Due to constantly evolving nature of LED technology, manufacturers will reserve the right to replace this product with next generation technology. We appreciate your understanding and acceptance of this policy. Utility/Government Incentives Documents Sylvania 78456 Specifications Sylvania 78456 Dimmer Compatibility 25,000 Hour Life • Dimmable • Specification Grade Sylvania 78456 ¦ 17W PAR38 LED - Ultra Pro - 90W Equal - 25° NFL - 2700K | 2700 | 84 | 1150 | 67.6471 | 25000 | 17 | 1 | 45.95 | 45.95 | 53.993 | 2020Q2 | https://www.topbulb.com/sylvania-78456-17w-par38-led-90w-equal-narrow-flood-2700k | Top Bulb | 2020 | Yes
LED Lighting | Reflector | Sylvania | True |  | LED | PAR38 | E26 (Medium) | Topbulb » LED Bulbs » LED PAR » LED PAR38 » Sylvania 78462 - 18W PAR38 LED - Ultra Pro HD - 90W Equal - 12° Beam Sylvania Ultra Pro HD LED PAR lamps offer extreme energy efficiency, high power factor and beam characteristics that closely match halogen PAR lamps featuring a high center beam candlepower and soft edges. This lamp is designed for color critical applications, offering a 90+ CRI. The high R9 (R9 up to 85) feature enhances warm color palettes and makes whites more crisp, making them ideal for hospitality, healthcare and retail applications. LED Technology Notice Due to constantly evolving nature of LED technology, manufacturers will reserve the right to replace this product with next generation technology. We appreciate your understanding and acceptance of this policy. Utility/Government Incentives 25,000 Hours • Dimmable Sylvania 78462 - 18W PAR38 LED - Ultra Pro HD - 90W Equal - 12° Beam | 3000 | 92 | 1050 | 58.3333 | 25000 | 18 | 1 | 51.95 | 51.95 | 61.0433 | 2020Q2 | https://www.topbulb.com/sylvania-78462-18w-par38-led-3000k-spot-high-cri-dimmable | Top Bulb | 2020 | Yes
LED Lighting | Reflector | Sylvania | True |  | LED | PAR38 | E26 (Medium) | Topbulb » LED Bulbs » LED PAR » LED PAR38 » 90W Equal » Sylvania 78478 ¦ 17W PAR38 LED - Ultra Pro - 90W Equal - 25° NFL - 3500K Sylvania Ultra Pro PAR lamps offer extreme energy efficiency, high power factor and beam characteristics that closely match halogen PAR lamps featuring a high center beam candlepower and soft edges. No warm-up time, instant on with full light output, crisp white light and stable color. This LED light bulb is Energy Star qualified. LED Technology Notice Due to constantly evolving nature of LED technology, manufacturers will reserve the right to replace this product with next generation technology. We appreciate your understanding and acceptance of this policy. Utility/Government Incentives Documents Sylvania 78478 Specifications Sylvania 78478 Dimmer Compatibility 25,000 Hour Life • Dimmable • Specification Grade Sylvania 78478 ¦ 17W PAR38 LED - Ultra Pro - 90W Equal - 25° NFL - 3500K | 3500 | 84 | 1300 | 76.4706 | 25000 | 17 | 1 | 49.95 | 49.95 | 58.6932 | 2020Q2 | https://www.topbulb.com/sylvania-78478-17w-par38-led-90w-equal-narrow-flood-3500k | Top Bulb | 2020 | Yes
LED Lighting | Reflector | Sylvania | True |  | LED | PAR16 | GU10 | Topbulb » LED Bulbs » LED PAR » LED PAR16 » Sylvania 78560 ¦ 4W PAR16 LED - Flood - 35W Equal - GU10 Base - 3000K - 3 Pack This Sylvania 78560 is a dimmable 4 watt LED that replaces a 35 watt halogen. The GU10 twist and lock base operates on standard 120 volts. Priced and shipped as a 3-pack (bulk quantities shown in pricing are also 3-packs). LED Technology Notice Due to constantly evolving nature of LED technology, manufacturers will reserve the right to replace this product with next generation technology. We appreciate your understanding and acceptance of this policy. Documents Sylvana 78560 Spec Sheet Sylvania 78560 Dimmer Compatibility 11,000 Hours • Dimmable • Contractor Series Sylvania 78560 ¦ 4W PAR16 LED - Flood - 35W Equal - GU10 Base - 3000K - 3 Pack | 3000 | 81 | 350 | 87.5 | 11000 | 4 | 1 | 14.95 | 14.95 | 17.5668 | 2020Q2 | https://www.topbulb.com/sylvania-78560-led4par16gu10dim830fl3510yvrp-led | Top Bulb | 2020 | Yes
LED Lighting | Decorative | Sylvania | True |  | LED | G25 | E26 (Medium) | Topbulb » LED Bulbs » LED Globe » Sylvania 78643 - 8W G25 LED Globe, Neutral White, Dimmable SYLVANIA 78643, LED8G25DIMF830. Light output similar to 40W G25 incandescent globe. LED Technology Notice Due to constantly evolving nature of LED technology, manufacturers will reserve the right to replace this product with next generation technology. We appreciate your understanding and acceptance of this policy. Sylvania 78643 - 8W G25 LED Globe, Neutral White, Dimmable | 3000 | 85 | 450 | 56.25 | 50000 | 8 | 1 | 39.45 | 39.45 | 46.3553 | 2020Q2 | https://www.topbulb.com/sylvania-78643-8w-g25-led-globe-neutral-white-dimmable | Top Bulb | 2020 | Yes
LED Lighting | Downlight | Sylvania | True |  | LED | PAR30 | E26 (Medium) | Topbulb » LED Bulbs » LED PAR » LED PAR30 » Sylvania 78665 - 10W PAR30 LED - Wide Spot - Neutral White - Dimmable The Sylvania 78665, LED10PAR30/DIM/SG/830/WSP15 is a 10 watt, 120 volt PAR30 wide spot (15° beam) designed to replace a 50 watt PAR30 halogen. Features include: 3000K neutral white illumination, a high color rendering index of 89 for color sensitive applications and a rated life of 50,000 hours. This LED is dimmable down to 10% light output. For optimum dimming performance, see compatible dimmers below. Applications include: accent / display lighting, track lighting, and recessed downlighting in galleries, museums, retail, restaurants, hospitality and offices. This is an Energy Star qualified LED light bulb. LED Technology Notice Due to constantly evolving nature of LED technology, manufacturers will reserve the right to replace this product with next generation technology. We appreciate your understanding and acceptance of this policy. Utility/Government Incentives Documents Sylvania LED Dimmer Compatibility List Sylvania PAR30 Ultra LED Brochure WHILE SUPPLIES LAST Sylvania 78665 - 10W PAR30 LED - Wide Spot - Neutral White - Dimmable | 3000 | 89 | 550 | 55 | 25000 | 10 | 1 | 53.74 | 53.74 | 63.1466 | 2020Q2 | https://www.topbulb.com/sylvania-78665-10w-par30-led-wide-spot-neutral-white-dimmable | Top Bulb | 2020 | No
LED Lighting | Reflector | Sylvania | True |  | LED | BR40 | E26 (Medium) | Topbulb » LED Bulbs » LED Reflector Flood » 85W Equal » Sylvania 78773 ¦ 12W BR40 LED - 85W Equal - Flood - 5000K This Sylvania 12 watt LED BR40 replaces a 85 watt incandescent BR40 flood while producing a much cooler and whiter illumination than an incandescent bulb. Provides significant energy savings compared to incandescent and approximately 25 times long life. Dimmable down to 10% light output. Energy Star qualified. See the document below for complete specifications. LED Technology Notice Due to constantly evolving nature of LED technology, manufacturers will reserve the right to replace this product with next generation technology. We appreciate your understanding and acceptance of this policy. Utility/Government Incentives Documents Sylvania 78773 Spec Sheet 25,000 Hours • 1250 Lumens • Very Cool White Light Sylvania 78773 ¦ 12W BR40 LED - 85W Equal - Flood - 5000K | 5000 | 80 | 1250 | 104.1667 | 25000 | 12 | 1 | 10.95 | 10.95 | 12.8667 | 2020Q2 | https://www.topbulb.com/sylvania-78773-led-br40-12w-dimmable-80cri-1250-lumen-5000k-25000-life | Top Bulb | 2020 | Yes
LED Lighting | A-Type | Brand Seasons | True |  |  |  |  | Seasons®3 Light LED Vanity Fixture 30 Watt 10 X 23 X 6-3/8" Brushed Nickel Finish Alabaster Style Glass ETL Listed 120 Volt Three Title 24 A19 LED Bulb Included 15,000 Average Hour Life Mounts Up Or Down Dimmable 3,000K Mfg #KL-BV1003 Seasons® KL-BV1003 Vanity Fixture, (3) 30W 120 V 15000 Hr LED Bulbs, Brushed Nickel | 3000 |  | 1600 | 53.3333 | 15000 | 30 | 1 | 91.99 | 91.99 | 108.0918 | 2020Q2 | https://hdsupplysolutions.com/p/lighting-and-ceiling-fans-00-75/light-fixtures-00-75-15/seasons-kl-bv1003-vanity-fixture-%283%29-30w-120-v-15000-hr-led-bulbs-brushed-nickel-p112241 | HD Supply | 2020 | No
LED Lighting | Reflector | Sylvania | False |  | LED | PAR16 | GU10 | Topbulb » LED Bulbs » LED PAR » LED PAR16 » Sylvania 78834 - 5.5W PAR16 LED - GU10 Base - Narrow Flood The Sylvania 78834 LED5.5PAR16/GU10/830/NFL25 is a 5.5 watt, 120 volt PAR16 LED narrow flood with a GU10 base. Use this bulb to replace a standard 35 watt PAR narrow flood halogen. This LED bulb is not dimmable. LED Technology Notice Due to constantly evolving nature of LED technology, manufacturers will reserve the right to replace this product with next generation technology. We appreciate your understanding and acceptance of this policy. Sylvania 78834 - 5.5W PAR16 LED - GU10 Base - Narrow Flood | 3000 | 80 | 320 | 58.1818 | 25000 | 5.5 | 1 | 30.99 | 30.99 | 36.4144 | 2020Q2 | https://www.topbulb.com/sylvania-78834-5-5w-par16-led-gu10-base-narrow-flood | Top Bulb | 2020 | Yes
LED Lighting | Reflector | Sylvania | True |  | LED | PAR30 | E26 (Medium) | Topbulb » LED Bulbs » LED PAR » LED PAR30 » 50W Equal » Sylvania 79006 ¦ 10W PAR30 LED - Ultra Pro - 50W Equal - 40° Flood - 2700K Sylvania Ultra Pro PAR lamps offer extreme energy efficiency, high power factor and beam characteristics that closely match halogen PAR lamps featuring a high center beam candlepower and soft edges. No warm-up time, instant on with full light output, crisp white light and stable color. This LED light bulb is Energy Star qualified. LED Technology Notice Due to constantly evolving nature of LED technology, manufacturers will reserve the right to replace this product with next generation technology. We appreciate your understanding and acceptance of this policy. Utility/Government Incentives Documents Sylvania 79006 Specifications Sylvania 79006 Dimmer Compatibility 25,000 Hour Life • Dimmable • Specification Grade Sylvania 79006 ¦ 10W PAR30 LED - Ultra Pro - 50W Equal - 40° Flood - 2700K | 2700 | 84 | 720 | 72 | 25000 | 10 | 1 | 44.95 | 44.95 | 52.818 | 2020Q2 | https://www.topbulb.com/sylvania-79006-10w-par30-led-50w-equal-flood-2700k | Top Bulb | 2020 | Yes
LED Lighting | Reflector | Sylvania | True |  | LED | PAR30 | E26 (Medium) | Topbulb » LED Bulbs » LED PAR » LED PAR30 » 50W Equal » Sylvania 79031 ¦ 10W PAR30 LED - Ultra Pro - 50W Equal - 25° NFL - 3500K Sylvania Ultra Pro PAR lamps offer extreme energy efficiency, high power factor and beam characteristics that closely match halogen PAR lamps featuring a high center beam candlepower and soft edges. No warm-up time, instant on with full light output, crisp white light and stable color. This LED light bulb is Energy Star qualified. LED Technology Notice Due to constantly evolving nature of LED technology, manufacturers will reserve the right to replace this product with next generation technology. We appreciate your understanding and acceptance of this policy. Utility/Government Incentives Documents Sylvania 79031 Specifications Sylvania 79031 Dimmer Compatibility 25,000 Hour Life • Dimmable • Specification Grade Sylvania 79031 ¦ 10W PAR30 LED - Ultra Pro - 50W Equal - 25° NFL - 3500K | 3500 | 84 | 790 | 79 | 25000 | 10 | 1 | 44.95 | 44.95 | 52.818 | 2020Q2 | https://www.topbulb.com/sylvania-79031-10w-par30-led-50w-equal-narrow-flood-3500k | Top Bulb | 2020 | Yes
LED Lighting | Reflector | Sylvania | True |  | LED | PAR30 | E26 (Medium) | Topbulb » LED Bulbs » LED PAR » LED PAR30 » 50W Equal » Sylvania 79032 ¦ 10W PAR30 LED - Ultra Pro - 50W Equal - 40° Flood - 3500K Sylvania Ultra Pro PAR lamps offer extreme energy efficiency, high power factor and beam characteristics that closely match halogen PAR lamps featuring a high center beam candlepower and soft edges. No warm-up time, instant on with full light output, crisp white light and stable color. This LED light bulb is Energy Star qualified. LED Technology Notice Due to constantly evolving nature of LED technology, manufacturers will reserve the right to replace this product with next generation technology. We appreciate your understanding and acceptance of this policy. Utility/Government Incentives Documents Sylvania 79032 Specifications Sylvania 79032 Dimmer Compatibility 25,000 Hour Life • Dimmable • Specification Grade Sylvania 79032 ¦ 10W PAR30 LED - Ultra Pro - 50W Equal - 40° Flood - 3500K | 3500 | 84 | 790 | 79 | 25000 | 10 | 1 | 44.95 | 44.95 | 52.818 | 2020Q2 | https://www.topbulb.com/sylvania-79032-10w-par30-led-50w-equal-flood-3500k | Top Bulb | 2020 | Yes
LED Lighting | Reflector | Sylvania | True |  | LED | PAR30 | E26 (Medium) | Topbulb » LED Bulbs » LED PAR » LED PAR30 » 50W Equal » Sylvania 79047 - 10W PAR30 LED - Ultra Pro HD - 50W Equal - 40° Flood - 3000K - CRI 90+ Sylvania Ultra Pro HD LED PAR lamps offer extreme energy efficiency, high power factor and beam characteristics that closely match halogen PAR lamps featuring a high center beam candlepower and soft edges. This lamp is designed for color critical applications, offering a 90+ CRI. The high R9 (R9 up to 85) feature enhances warm color palettes and makes whites more crisp, making them ideal for hospitality, healthcare and retail applications. LED Technology Notice Due to constantly evolving nature of LED technology, manufacturers will reserve the right to replace this product with next generation technology. We appreciate your understanding and acceptance of this policy. Applications Art GalleriesHospitalityMuseumsOfficesRestaurantsRetail Utility/Government Incentives Documents Sylvania 79047 Specifications Sylvania 79047 Dimmer Compatibility 25,000 Hours • Dimmable • Specification Grade Sylvania 79047 - 10W PAR30 LED - Ultra Pro HD - 50W Equal - 40° Flood - 3000K - CRI 90+ | 3000 | 94 | 650 | 65 | 25000 | 10 | 1 | 44.95 | 44.95 | 52.818 | 2020Q2 | https://www.topbulb.com/sylvania-79047-10w-par30-led-flood-3000k-high-cri-dimmable | Top Bulb | 2020 | Yes
LED Lighting | Reflector | Sylvania | False |  | LED | MR16 | GU5.3 | Topbulb » LED Bulbs » LED MR16 » 12V MR16 » 35W Equal » Sylvania 79129 ¦ 5W MR16 LED - 35W Equal - 35° Flood - 3000K - 3 Pack This 5 watt Sylvania LED MR16 is a direct replacement for a 35 watt halogen MR16. The 3000K color temperature matches the appearance of halogen light. Not dimmable. Priced and shipped as a 3-Pack (bulk quantities are also 3-packs). LED Technology Notice Due to constantly evolving nature of LED technology, manufacturers will reserve the right to replace this product with next generation technology. We appreciate your understanding and acceptance of this policy. Documents Sylvana 79129 Spec Sheet 11,000 Hours • Not Dimmable • Contractor Series Sylvania 79129 ¦ 5W MR16 LED - 35W Equal - 35° Flood - 3000K - 3 Pack | 3000 | 81 | 350 | 70 | 11000 | 5 | 1 | 9.25 | 9.25 | 10.8691 | 2020Q2 | https://www.topbulb.com/sylvania-79129-led5mr16830fl3510yvbl-led | Top Bulb | 2020 | Yes
LED Lighting | Reflector | Sylvania | False |  | LED | PAR38 | E26 (Medium) | Topbulb » LED Bulbs » LED PAR » LED PAR38 » 90W Equal » Sylvania 79276 ¦ 13W PAR38 LED - 90W Equal - 45° Flood - 3000K - 2 Pack This Sylvania 13 watt PAR38 LED flood can be used as an energy saving, long life direct replacement for a 90 watt halogen PAR38. This is a non-dimming LED bulb. Priced and shipped as a 2-Pack (bulk quantities are also 2-packs). LED Technology Notice Due to constantly evolving nature of LED technology, manufacturers will reserve the right to replace this product with next generation technology. We appreciate your understanding and acceptance of this policy. Documents Sylvania 79276 Spec Sheet 11,000 Hours • Not Dimmable • Contractor Series Sylvania 79276 ¦ 13W PAR38 LED - 90W Equal - 45° Flood - 3000K - 2 Pack | 3000 | 82 | 900 | 69.2308 | 11000 | 13 | 1 | 17.95 | 17.95 | 21.0919 | 2020Q2 | https://www.topbulb.com/sylvania-79276-led13par38830fl4510yvrp2-led | Top Bulb | 2020 | Yes
LED Lighting | Reflector | Sylvania | False |  | LED | PAR20 | E26 (Medium) | Topbulb » LED Bulbs » LED PAR » LED PAR20 » 50W Equal » Sylvania 79279 ¦ 6W PAR20 LED - 50W Equal - 45° Flood - 3000K - 2 Pack This Sylvania 6 watt PAR20 LED flood provides 425 lumens of light output and can be used as an energy saving, long life replacement for a 50 watt halogen. This is a non-dimming LED bulb. Priced and shipped as a 2-Pack (bulk quantities are also 2-packs). LED Technology Notice Due to constantly evolving nature of LED technology, manufacturers will reserve the right to replace this product with next generation technology. We appreciate your understanding and acceptance of this policy. Documents Sylvana 79279 Spec Sheet 11,000 Hour • Not Dimmable • Contractor Series Sylvania 79279 ¦ 6W PAR20 LED - 50W Equal - 45° Flood - 3000K - 2 Pack | 3000 | 82 | 425 | 70.8333 | 11000 | 6 | 1 | 10.95 | 10.95 | 12.8667 | 2020Q2 | https://www.topbulb.com/sylvania-79279-led6par20830fl4510yvrp2-led | Top Bulb | 2020 | Yes
LED Lighting | Reflector | Sylvania | False |  | LED | PAR30LN | E26 (Medium) | Topbulb » LED Bulbs » LED PAR » LED PAR30 » 60W Equal / Long Neck » Sylvania 79280 ¦ 9W PAR30LN LED - 65W Equal - 45° Flood - 3000K - 2 Pack This Sylvania 9 watt PAR30 long neck LED flood can be used as an energy saving, long life replacement for a 65 watt halogen PAR30. This is a non-dimming LED bulb. Priced and shipped as a 2-Pack (bulk quantities are also 2-packs). LED Technology Notice Due to constantly evolving nature of LED technology, manufacturers will reserve the right to replace this product with next generation technology. We appreciate your understanding and acceptance of this policy. Documents Sylvana 79280 Spec Sheet 11,000 Hours • Not Dimmable • Contractor Series Sylvania 79280 ¦ 9W PAR30LN LED - 65W Equal - 45° Flood - 3000K - 2 Pack | 3000 | 80 | 825 | 91.6667 | 11000 | 9 | 1 | 13.95 | 13.95 | 16.3918 | 2020Q2 | https://www.topbulb.com/sylvania-79280-led9par30ln830fl4510yvrp2-led | Top Bulb | 2020 | Yes
LED Lighting | A-Type | Brand Seasons | True |  |  |  |  | Seasons®3 Light LED Vanity Fixture,Bronze 30 Watt 8-1/4 X 24-1/4 X 8" Bronze Color Painting Alabaster Style Glass ETL Listed 120 Volt 3000K Three Title24 A19 LED Bulb Included 15000 Average Hour Life Mounts Up Or Down Dimmable - Seasons® KL-V6003B Vanity Fixture, (3) 30W 120 V 15000 Hr LED Bulbs, Bronze, 24.25W x 8D x 8.25"H | 3000 |  | 1600 | 53.3333 | 15000 | 30 | 1 | 72.99 | 72.99 | 85.7661 | 2020Q2 | https://hdsupplysolutions.com/p/lighting-and-ceiling-fans-00-75/light-fixtures-00-75-15/seasons-kl-v6003b-vanity-fixture-%283%29-30w-120-v-15000-hr-led-bulbs-bronze-2425w-x-8d-x-825h-p112243 | HD Supply | 2020 | Yes
LED Lighting | Reflector | Sylvania | True |  | LED | PAR16 | E26 (Medium) | Topbulb » LED Bulbs » LED PAR » LED PAR16 » Sylvania 78287 - 6W PAR16 LED - Flood - 50W Equal - 3000K This Sylvania 79287 dimmable 6 watt LED replaces a 50 watt halogen PAR16 bulb using a standard screw base (E26). The bulb has a color temperature of 3000K which matches the color appearance on the light from a halogen bulb. Energy Star qualified. LED Technology Notice Due to constantly evolving nature of LED technology, manufacturers will reserve the right to replace this product with next generation technology. We appreciate your understanding and acceptance of this policy. Utility/Government Incentives Documents Sylvana 79287 Spec Sheet Sylvania 79287 Dimmer Compatibility 25,000 Hours • Dimmable Sylvania 78287 - 6W PAR16 LED - Flood - 50W Equal - 3000K | 3000 | 82 | 450 | 75 | 25000 | 6 | 1 | 7.95 | 7.95 | 9.3416 | 2020Q2 | https://www.topbulb.com/sylvania-79287-led6par16dim-830-fl36-gl1-rp-led | Top Bulb | 2020 | Yes
LED Lighting | A-Type | [6 empty] | DESCRIPTION LED Lamp; Type LED; Voltage Rating 120 V; Wattage 9 W; Shape Designation A19; Base Type E26 Medium Screw; Glass Color White; Length 4.43 Inch; Diameter 2.37 Inch; Color Rendering Index 82; Color Temperature in Kelvin 3000; Life in hour 25000; Application Dry Location, Omni Directional Lighting; Approval UL; Initial Intensity 450 Lumen G LED9A19/830-120 9W LAMP Pro # 64018 **DISCONTINUED** USE 85792 |  |  | 450 | 50 |  | 9 | 1 | 307.7 | 307.7 | 361.5594 | 2020Q3 | https://www.granitecityelectric.com/index.jsp?path=product&part=754354&ds=dept&process=search&qdx=0&ID=%2CLighting%2CLamps%2CLED.Lamps.Modules%2CLED.A.Line.A.Shape.Lamps%2Cdept-20Z&title=62180.led9a19.830.cd.120 | Granite City Electric Supply | 2020 | No
LED Lighting | A-Type | SYLVANIA |  |  |  | A19 (Arbitrary) | Medium Screw (E26) | Home Lamps, Bulbs, Ballasts Bulbs - LED LED - Traditional Lamps - A-Type LED6A19F82710YVRP LED Lamp, 6 Watt, 120 Volt, Bulb: A19 (Arbitrary), Base: Medium Screw (E26), Lumens: 450, CRI: 80, Color Temperature: 2700K, Lamp Finish: Frosted, Rated Hours: 11000, Note: RP indicates special retail packaging, Standard Case Qty: 6 *Sylvania Part # 74076* LED Lamp, A19, 6W, 120V, Frosted SYLVANIA LED6A19F82710YVRP LED Lamp, A19, 6W, 120V, Frosted | 2700 | 80 | 450 | 50 |  | 9 | 1 | 1.99 | 1.99 | 2.3383 | 2020Q3 | https://www.rexelusa.com/usr/Root-Category/Lamps,-Bulbs,-Ballasts/Bulbs---LED/LED---Traditional/Lamps---A-Type/SYLVANIA-LED6A19F82710YVRP-LED-Lamp,-A19,-6W,-120V,-Frosted/p/908139?prevPageNumber=1 | Rexel Energy Solutions | 2020 | Yes
LED Lighting | A-Type | Philips Lighting | False |  | A21 (Arbitrary) |  | Medium Screw (E26), Medium Screw (E26), Medium Screw (E26) | Home Lamps, Bulbs, Ballasts Bulbs - LED LED - Traditional Lamps - A-Type LED Lamp, Non-Dimmable 16.6W, 120V, Bulb: A-Type (A21), Base: Medium Screw (E26), Lumens: 1500, CRI: 90, Color Temperature: 2700K Warm White, Rated Average Life: 15,000 Hrs. *Philips Part # 554469*, 12NC 929002227604. 100W Equivalent. ** Title 20 California Compliant ** Philips Lighting 16.6A21/LED/927/P/E26/ND Incandescent Lamp, A21, 116W, 130V, Clear | 2700 | 90 | 1500 | 50 |  | 30 | 1 | 5.36 | 5.36 | 6.2982 | 2020Q3 | https://www.platt.com/platt-electric-supply/LED-Traditional-Lamps-A-Type/Philips-Lighting/16-6A21-LED-927-P-E26-ND/product.aspx?zpid=1739750 | Platt | 2020 | Yes
LED Lighting | Reflector | Sylvania | True |  | LED | PAR38 | E26 (Medium) | Topbulb » LED Bulbs » LED PAR » LED PAR38 » 250W Equal » Sylvania 79363 ¦ 26W PAR38 LED - 150W Equal - 120V - 15° Spot - 3000K This Sylvania high lumen output PAR38 LED features outstanding color uniformity and beam quality utilizing COB technology. Sleek, lightweight design. Energy saving, long life replacement for high power halogen and HID lamps. See the document below for complete specifications. LED Technology Notice Due to constantly evolving nature of LED technology, manufacturers will reserve the right to replace this product with next generation technology. We appreciate your understanding and acceptance of this policy. Utility/Government Incentives Documents Sylvana 79363 Spec Sheet Sylvania 79363 Dimmer Compatibility 25,000 Hours • Dimmable • Specification Grade Sylvania 79363 ¦ 26W PAR38 LED - 150W Equal - 120V - 15° Spot - 3000K | 3000 | 81 | 2400 | 92.3077 | 25000 | 26 | 1 | 35.95 | 35.95 | 42.2426 | 2020Q2 | https://www.topbulb.com/sylvania-79363-led26par38hodim830sp15w120-led | Top Bulb | 2020 | Yes
LED Lighting | Reflector | Sylvania | False |  | LED | PAR38 | E26 (Medium) | Topbulb » LED Bulbs » LED PAR » LED PAR38 » 250W Equal » Sylvania 79364 - 26W PAR38 LED - 150W Equal - 120-277V - 15° Spot - 3000K This Sylvania high lumen output PAR38 LED features outstanding color uniformity and beam quality utilizing COB technology. Sleek, lightweight design. Energy saving, long life replacement for high power halogen and HID lamps. See the document below for complete specifications. LED Technology Notice Due to constantly evolving nature of LED technology, manufacturers will reserve the right to replace this product with next generation technology. We appreciate your understanding and acceptance of this policy. Utility/Government Incentives Documents Sylvana 79364 Spec Sheet 25,000 Hours • Not Dimmable • Specification Grade Sylvania 79364 - 26W PAR38 LED - 150W Equal - 120-277V - 15° Spot - 3000K | 3000 | 81 | 2400 | 92.3077 | 25000 | 26 | 1 | 35.95 | 35.95 | 42.2426 | 2020Q2 | https://www.topbulb.com/sylvania-79364-led26par38-ho-830-sp15-w-unv-led | Top Bulb | 2020 | Yes
LED Lighting | Reflector | Sylvania | True |  | LED | BR40 | E26 (Medium) | Topbulb » LED Bulbs » LED Reflector Flood » 85W Equal » Sylvania 79498 ¦ 13W BR40 LED - 85W Equal - 2700K - 2 Pack Use this Sylvania 13 watt BR40 LED reflector flood as an energy saving, long life direct replacement for an 85 watt incandescent BR40. Priced and sold as a 2-Pack (multi-quantity pricing is also for 2-packs). LED Technology Notice Due to constantly evolving nature of LED technology, manufacturers will reserve the right to replace this product with next generation technology. We appreciate your understanding and acceptance of this policy. Documents Sylvana 79498 Spec Sheet 11,000 Hours • Contractor Series • Dimmable Sylvania 79498 ¦ 13W BR40 LED - 85W Equal - 2700K - 2 Pack | 2700 | 80 | 900 | 69.2308 | 11000 | 13 | 1 | 15.95 | 15.95 | 18.7419 | 2020Q2 | https://www.topbulb.com/sylvania-79498-led13br40dim82710yvrp2-led | Top Bulb | 2020 | Yes
LED Lighting | Decorative | Sylvania | True |  | LED | B10 | E26 (Medium) | Topbulb » LED Bulbs » LED Filament / Vintage » Warm Amber Light » Sylvania 79580 ¦ 4.5W Filament LED - 40W Equal - B10 Bent Tip - 2200K Amber This Sylvania 79580 dimmable 4.5 watt LED is used in decorative applications where warm amber illumination is desired. The amber color temperature (2200K) is warmer appearing than 2700K warm white color temperature. The clear glass, exposed filament and amber light offers the nostalgic appeal of vintage lighting. The 15,000 hour life of this LED bulb compares to the 2000 hour life of a similar exposed filament incandescent bulb. LED Technology Notice Due to constantly evolving nature of LED technology, manufacturers will reserve the right to replace this product with next generation technology. We appreciate your understanding and acceptance of this policy. Documents Sylvania 79580 Specification Sheet 15,000 Hours • Exposed Filament Vintage Style Sylvania 79580 ¦ 4.5W Filament LED - 40W Equal - B10 Bent Tip - 2200K Amber | 2200 | 80 | 360 | 80 | 15000 | 4.5 | 1 | 5.95 | 5.95 | 6.9915 | 2020Q2 | https://www.topbulb.com/sylvania-79580-led-b10-4-5w-dimmable-80cri-360-lumen-2200k-15000-life-amber-finish | Top Bulb | 2020 | Yes
LED Lighting | Decorative | Sylvania | True |  | LED | B10 | E12 (Candelabra) | Topbulb » LED Bulbs » LED Filament / Vintage » Warm Amber Light » Sylvania 79582 ¦ 3.5W Filament LED - 40W Equal - B10 - Candelabra Base - 2200K Amber This Sylvania 79582 dimmable 3.5 watt B10 bent tip LED is useful in applications where warm amber illumination is desired. The amber color temperature (2200K) is warmer appearing than 2700K warm white color temperature. The clear glass, exposed filament and amber light offers the nostalgic appeal of vintage lighting. The 15,000 hour life of this LED bulb compares to the 2000 hour life of a similar exposed filament incandescent bulb. LED Technology Notice Due to constantly evolving nature of LED technology, manufacturers will reserve the right to replace this product with next generation technology. We appreciate your understanding and acceptance of this policy. Documents Sylvania 79582 Specification Sheet 15,000 Hours • Exposed Filament Vintage Style Sylvania 79582 ¦ 3.5W Filament LED - 40W Equal - B10 - Candelabra Base - 2200K Amber | 2200 | 80 | 360 | 102.8571 | 15000 | 3.5 | 1 | 5.95 | 5.95 | 6.9915 | 2020Q2 | https://www.topbulb.com/sylvania-79582-led-b10-3-5w-dimmable-80cri-360-lumen-2200k-15000-life-amber-finish | Top Bulb | 2020 | Yes
LED Lighting | Decorative | Sylvania | False |  | LED | B10 | E12 (Candelabra) | Topbulb » Brands » Sylvania » LED Lamps » Filament » Sylvania 79592 ¦ 1.6W Filament LED - 15W Equal - B10 - Candelabra Base - 5000K - 2 Pack This Sylvania Ultra LED 79592 dimmable 1.6 watt bulb is designed for decorative applications. These bulbs produce a very white illumination light when the warmer light produced by other exposed filament bulbs is not desired. Clear glass, exposed filament style. The 15,000 hour life of this LED bulb compares to the 2000 hour life of a similar exposed filament incandescent bulb. This item is priced and shipped as a 2-Pack (multiple quantities are also 2-packs). LED Technology Notice Due to constantly evolving nature of LED technology, manufacturers will reserve the right to replace this product with next generation technology. We appreciate your understanding and acceptance of this policy. Documents Sylvania 79592 Specification Sheet 15,000 Hours • Exposed Filament • Very Cool White Light Sylvania 79592 ¦ 1.6W Filament LED - 15W Equal - B10 - Candelabra Base - 5000K - 2 Pack | 5000 | 80 | 100 | 62.5 | 15000 | 1.6 | 1 | 6.95 | 6.95 | 8.1665 | 2020Q2 | https://www.topbulb.com/sylvania-79592-led-b10-1-6w-clear-80cri-100-lumen-5000k-15000-life-2-pack | Top Bulb | 2020 | Yes
LED Lighting | Decorative | Sylvania | True |  | LED | B10 | E12 (Candelabra) | Topbulb » LED Bulbs » LED Filament / Vintage » Warm White Light » Sylvania 79595 ¦ 2.5W Filament LED - 25W Equal - B10 - Candelabra Base - 2700K - 2 Pack This Sylvania Ultra LED 79595 dimmable 2.5 watt bulb is designed for decorative applications. These bulbs produce a typical incandescent warm white light when the warmer amber light produced by other exposed filament bulbs is not desired. The clear glass, exposed filament offers the nostalgic appeal of vintage lighting. The 15,000 hour life of this LED bulb compares to the 2000 hour life of a similar exposed filament incandescent bulb. This item is priced and shipped as a 2-Pack (multiple quantities are also 2-packs). LED Technology Notice Due to constantly evolving nature of LED technology, manufacturers will reserve the right to replace this product with next generation technology. We appreciate your understanding and acceptance of this policy. 15,000 Hours • Exposed Filament Vintage Style Sylvania 79595 ¦ 2.5W Filament LED - 25W Equal - B10 - Candelabra Base - 2700K - 2 Pack | 2700 | 80 | 200 | 80 | 15000 | 2.5 | 1 | 8.95 | 8.95 | 10.5166 | 2020Q2 | https://www.topbulb.com/sylvania-79595-led-b10-2-5w-dimmable-clear-80cri-200-lumen-2700k-15000-life-2-pack | Top Bulb | 2020 | Yes
LED Lighting | Decorative | Sylvania | True |  | LED | B10 | E12 (Candelabra) | Topbulb » Brands » Sylvania » LED Lamps » Filament » Sylvania 79606 ¦ 2.5W Filament LED - 25W Equal - B10 - Candelabra Base - 5000K - 2 Pack This Sylvania Ultra LED 79606 dimmable 2.5 watt bulb is designed for decorative applications. These bulbs produce a very white illumination light when the warmer light produced by other exposed filament bulbs is not desired. Clear glass, exposed filament style. The 15,000 hour life of this LED bulb compares to the 2000 hour life of a similar exposed filament incandescent bulb. This item is priced and shipped as a 2-Pack (multiple quantities are also 2-packs). LED Technology Notice Due to constantly evolving nature of LED technology, manufacturers will reserve the right to replace this product with next generation technology. We appreciate your understanding and acceptance of this policy. Documents Sylvania 79606 Specification Sheet 15,000 Hours • Exposed Filament • Very Cool White Light Sylvania 79606 ¦ 2.5W Filament LED - 25W Equal - B10 - Candelabra Base - 5000K - 2 Pack | 5000 | 80 | 200 | 80 | 15000 | 2.5 | 1 | 8.95 | 8.95 | 10.5166 | 2020Q2 | https://www.topbulb.com/sylvania-79606-led-b10-2-5w-dimmable-clear-80cri-200-lumen-5000k-15000-life-2-pack | Top Bulb | 2020 | Yes
LED Lighting | Decorative | Sylvania | True |  | LED | B10 | E26 (Medium) | Topbulb » LED Bulbs » LED Filament / Vintage » Warm White Light » Sylvania 79610 ¦ 5W Filament LED - 60W Equal - B10 - Medium Base - 2700K - 2 Pack This Sylvania Ultra LED 79610 dimmable 2.5 watt bulb is designed for decorative applications. These bulbs produce a typical incandescent warm white light when the warmer amber light produced by other exposed filament bulbs is not desired. The clear glass, exposed filament offers the nostalgic appeal of vintage lighting. The 15,000 hour life of this LED bulb compares to the 2000 hour life of a similar exposed filament incandescent bulb. This item is priced and shipped as a 2-Pack (multiple quantities are also 2-packs). LED Technology Notice Due to constantly evolving nature of LED technology, manufacturers will reserve the right to replace this product with next generation technology. We appreciate your understanding and acceptance of this policy. Documents Sylvania 79610 Specification Sheet 15,000 Hours • Exposed Filament Vintage Style Sylvania 79610 ¦ 5W Filament LED - 60W Equal - B10 - Medium Base - 2700K - 2 Pack | 2700 | 80 | 500 | 100 | 15000 | 5 | 1 | 13.95 | 13.95 | 16.3918 | 2020Q2 | https://www.topbulb.com/sylvania-79610-led-b10-5w-dimmable-clear-80cri-500-lumen-2700k-15000-life-2-pack | Top Bulb | 2020 | Yes
LED Lighting | Decorative | Sylvania | True |  | LED | B10 | E12 (Candelabra) | Topbulb » Brands » Sylvania » LED Lamps » Filament » Sylvania 79616 ¦ 5W Filament LED - 60W Equal - B10 - Candelabra Base - 5000K - 2 Pack This Sylvania Ultra LED 79616 dimmable 5 watt bulb is designed for decorative applications. These bulbs produce a very white illumination light when the warmer light produced by other exposed filament bulbs is not desired. Clear glass, exposed filament style. The 15,000 hour life of this LED bulb compares to the 2000 hour life of a similar exposed filament incandescent bulb. This item is priced and shipped as a 2-Pack (multiple quantities are also 2-packs). LED Technology Notice Due to constantly evolving nature of LED technology, manufacturers will reserve the right to replace this product with next generation technology. We appreciate your understanding and acceptance of this policy. Documents Sylvania 79616 Specification Sheet 15,000 Hours • Exposed Filament • Very Cool White Light Sylvania 79616 ¦ 5W Filament LED - 60W Equal - B10 - Candelabra Base - 5000K - 2 Pack | 5000 | 80 | 500 | 100 | 15000 | 5 | 1 | 9.95 | 9.95 | 11.6916 | 2020Q2 | https://www.topbulb.com/sylvania-79616-led-b10-5w-dimmable-clear-80cri-500-lumen-5000k-15000-life-2-pack | Top Bulb | 2020 | Yes
LED Lighting | Decorative | Sylvania | True |  | LED | B10 | E26 (Medium) | Topbulb » Brands » Sylvania » LED Lamps » Filament » Sylvania 79617 ¦ 5W Filament LED - 60W Equal - B10 - 5000K - Medium Base - 2 Pack This Sylvania Ultra LED 79617 dimmable 5 watt bulb is designed for decorative applications. These bulbs produce a very white illumination light when the warmer light produced by other exposed filament bulbs is not desired. Clear glass, exposed filament style. The 15,000 hour life of this LED bulb compares to the 2000 hour life of a similar exposed filament incandescent bulb. This item is priced and shipped as a 2-Pack (multiple quantities are also 2-packs). LED Technology Notice Due to constantly evolving nature of LED technology, manufacturers will reserve the right to replace this product with next generation technology. We appreciate your understanding and acceptance of this policy. Documents Sylvania 79617 Specification Sheet 15,000 Hours • Exposed Filament • Very Cool White Light Sylvania 79617 ¦ 5W Filament LED - 60W Equal - B10 - 5000K - Medium Base - 2 Pack | 5000 | 80 | 500 | 100 | 15000 | 5 | 1 | 9.95 | 9.95 | 11.6916 | 2020Q2 | https://www.topbulb.com/sylvania-79617-led-b10-5w-dimmable-clear-80cri-500-lumen-5000k-15000-life-2-pack | Top Bulb | 2020 | Yes
LED Lighting | Reflector | Sylvania | True |  | LED | R20 | E26 (Medium) | Topbulb » LED Bulbs » LED Reflector Flood » 45W / 50W Equal » Sylvania 79618 ¦ 6.5W R20 LED - Flood - 50W Equal - 3000K - Warm Dimming This Sylvania Ultra LED reflector flood offers dimming characteristics similar to incandescent lamps with color temperature shifting from 3000K to 2000K as the lamp dims. The warmer color temperature at lower light levels mimics the effect created by traditional incandescent bulbs. These premium dimmable LED lamps are dimmable down to 10% on compatible phase-cut dimmers. See the document below for complete specifications. LED Technology Notice Due to constantly evolving nature of LED technology, manufacturers will reserve the right to replace this product with next generation technology. We appreciate your understanding and acceptance of this policy. Documents Sylvania 79618 Spec Sheet 25,000 Hours • 525 Lumens Sylvania 79618 ¦ 6.5W R20 LED - Flood - 50W Equal - 3000K - Warm Dimming | 3000 | 80 | 525 | 80.7692 | 25000 | 6.5 | 1 | 6.95 | 6.95 | 8.1665 | 2020Q2 | https://www.topbulb.com/sylvania-79618-led-ultra-se-r20-65w-dimmable-80cri-525-lumen-3000k-25000-life | Top Bulb | 2020 | Yes
LED Lighting | Reflector | Sylvania | True |  | LED | BR30 | E26 (Medium) | Topbulb » LED Bulbs » LED Reflector Flood » 65W / 75W Equal » Sylvania 79619 ¦ 10W BR30 LED - Flood - 65W Equal - 3000K - Warm Dimming This Sylvania Ultra LED reflector flood offers dimming characteristics similar to incandescent lamps with color temperature shifting from 3000K to 2000K as the lamp dims. The warmer color temperature at lower light levels mimics the effect created by traditional incandescent bulbs. These premium dimmable LED lamps are dimmable down to 10% on compatible phase-cut dimmers. See the document below for complete specifications. LED Technology Notice Due to constantly evolving nature of LED technology, manufacturers will reserve the right to replace this product with next generation technology. We appreciate your understanding and acceptance of this policy. Documents Sylvania 79619 Spec Sheet 25,000 Hours • 800 Lumens • Dimmable Sylvania 79619 ¦ 10W BR30 LED - Flood - 65W Equal - 3000K - Warm Dimming | 3000 | 80 | 800 | 80 | 25000 | 10 | 1 | 10.95 | 10.95 | 12.8667 | 2020Q2 | https://www.topbulb.com/sylvania-79619-led-ultra-se-br30-10w-dimmable-80cri-800-lumen-3000k-25000-life | Top Bulb | 2020 | Yes
LED Lighting | Decorative | Sylvania | False |  | LED | G25 | E26 (Medium) | Topbulb » LED Bulbs » LED Globe » Sylvania 79697 - 7.5W G25 LED - 60W Equal - 2700K - 2 Pack Sylvania 79697 LED7.5G25/827/10YV/RP2. This 60 watt equivalent G25 lamp only uses 7.5 watts of energy. The lamp has a color temperature of 2700K, has a CRI of 82, and is not dimmable. LED Technology Notice Due to constantly evolving nature of LED technology, manufacturers will reserve the right to replace this product with next generation technology. We appreciate your understanding and acceptance of this policy. Documents Sylvana 79697 Spec Sheet 11,000 Hours • Warm White Light • Not Dimmable Sylvania 79697 - 7.5W G25 LED - 60W Equal - 2700K - 2 Pack | 2700 | 82 | 650 | 86.6667 | 11000 | 7.5 | 1 | 11.95 | 11.95 | 14.0417 | 2020Q2 | https://www.topbulb.com/sylvania-79697-led7-5g25-827-10yv-rp2-led | Top Bulb | 2020 | Yes
LED Lighting | Decorative | Sylvania | False |  | LED | G25 | E26 (Medium) | Topbulb » LED Bulbs » LED Globe » Sylvania 79698 - 7.5W G25 LED - 60W Equal - 5000K - 2 Pack Sylvania 79698 LED7.5G25/850/10YV/RP2. This 60 watt equivalent G25 lamp only uses 7.5 watts of energy. The lamp has a color temperature of 5000K, has a CRI of 84, and is not dimmable. LED Technology Notice Due to constantly evolving nature of LED technology, manufacturers will reserve the right to replace this product with next generation technology. We appreciate your understanding and acceptance of this policy. Documents Sylvana 79698 Spec Sheet 11,000 Hours • Very Cool White Light • Not Dimmable Sylvania 79698 - 7.5W G25 LED - 60W Equal - 5000K - 2 Pack | 5000 | 84 | 650 | 86.6667 | 11000 | 7.5 | 1 | 11.95 | 11.95 | 14.0417 | 2020Q2 | https://www.topbulb.com/sylvania-79698-led7-5g25-850-10yv-rp2-led | Top Bulb | 2020 | Yes
LED Lighting | Decorative | Sylvania | False |  | LED | G25 | E26 (Medium) | Topbulb » LED Bulbs » LED Globe » Sylvania 79699 - 5.5W G25 LED - 40W Equal - 2700K - 2 Pack Sylvania 79699 LED5.5G25/827/10YV/RP2. This 40 watt equivalent G25 lamp only uses 5.5 watts of energy. The lamp has a color temperature of 2700K, has a CRI of 82, and is not dimmable. LED Technology Notice Due to constantly evolving nature of LED technology, manufacturers will reserve the right to replace this product with next generation technology. We appreciate your understanding and acceptance of this policy. Documents Sylvana 79699 Spec Sheet 11,000 Hours • Warm White Light • Not Dimmable Sylvania 79699 - 5.5W G25 LED - 40W Equal - 2700K - 2 Pack | 2700 | 82 | 465 | 84.5455 | 11000 | 5.5 | 1 | 9.95 | 9.95 | 11.6916 | 2020Q2 | https://www.topbulb.com/sylvania-79699-led5-5g25-827-10yv-rp2-led | Top Bulb | 2020 | Yes
LED Lighting | Decorative | Sylvania | False |  | LED | G25 | E26 (Medium) | Topbulb » LED Bulbs » LED Globe » Sylvania 79700 - 5.5W G25 LED - 40W Equal - 5000K - 2 Pack Sylvania 79700 LED5.5G25/850/10YV/RP2. This 40 watt equivalent G25 lamp only uses 5.5 watts of energy. The lamp has a color temperature of 5000K, has a CRI of 84, and is not dimmable. LED Technology Notice Due to constantly evolving nature of LED technology, manufacturers will reserve the right to replace this product with next generation technology. We appreciate your understanding and acceptance of this policy. Documents Sylvana 79700 Spec Sheet 11,000 Hours • Very Cool White Light • Not Dimmable Sylvania 79700 - 5.5W G25 LED - 40W Equal - 5000K - 2 Pack | 5000 | 84 | 465 | 84.5455 | 11000 | 5.5 | 1 | 9.95 | 9.95 | 11.6916 | 2020Q2 | https://www.topbulb.com/sylvania-79700-led5-5g25-850-10yv-rp2-led | Top Bulb | 2020 | Yes
LED Lighting | Decorative | Topaz | False |  | LED |  | 2G11 | Topbulb » Brands » Topaz » LED Lamps » Plug-In » Topaz LPLLE/23/835-39 ¦ 23W LED - 40W CFL Equal - 2G11 - 3500K - Ballast Compatible This Topaz LED replacement for a 40 watt 4-pin long tube PLL fluorescent provides energy savings and reduced maintenance costs. This LED lamp is a UL Type A, direct fit replacement that works with most instant and program start electronic ballasts. The lamp features glass construction and a wide 220° beam distribution. See the document below for complete specifications. LED Technology Notice Due to constantly evolving nature of LED technology, manufacturers will reserve the right to replace this product with next generation technology. We appreciate your understanding and acceptance of this policy. Documents Topaz LPLLE/23/835-39 Spec Sheet 50,000 Hour • Instant / Program Start Compatible Topaz LPLLE/23/835-39 ¦ 23W LED - 40W CFL Equal - 2G11 - 3500K - Ballast Compatible | 3500 | 82 | 2600 | 113.0435 | 50000 | 23 | 1 | 16.95 | 16.95 | 19.9169 | 2020Q2 | https://www.topbulb.com/topaz-lplle-23-835-39-led-pll-replacement-lamp | Top Bulb | 2020 | No
LED Lighting | Decorative | Topaz | False |  | LED |  | 2G11 | Topbulb » Brands » Topaz » LED Lamps » Plug-In » Topaz LPLLE/23/840-39 ¦ 23W LED - 40W CFL Equal - 2G11 - 4000K - Ballast Compatible This Topaz LED replacement for a 40 watt 4-pin long tube PLL fluorescent provides energy savings and reduced maintenance costs. This LED lamp is a UL Type A, direct fit replacement that works with most instant and program start electronic ballasts. The lamp features glass construction and a wide 220° beam distribution. See the document below for complete specifications. LED Technology Notice Due to constantly evolving nature of LED technology, manufacturers will reserve the right to replace this product with next generation technology. We appreciate your understanding and acceptance of this policy. Documents Topaz LPLLE/23/840-39 Spec Sheet 50,000 Hour • Instant / Program Start Compatible Topaz LPLLE/23/840-39 ¦ 23W LED - 40W CFL Equal - 2G11 - 4000K - Ballast Compatible | 4000 | 82 | 2800 | 121.7391 | 50000 | 23 | 1 | 16.95 | 16.95 | 19.9169 | 2020Q2 | https://www.topbulb.com/topaz-lplle-23-840-39-led-pll-replacement-lamp | Top Bulb | 2020 | No
LED Lighting | Decorative | Ushio | True | Daylighting/Photocell, | LED | S14 | E26 (Medium) | Topbulb » LED Bulbs » LED Decorative » Ushio 1003866 - 2W 120V LED - S14 - Warm White - Medium Base - Clear The Ushio 1003866 is a 2 watt 120 volt S14 shape LED with a medium base. This bulb is a direct replacement for 11 watt incandescent. Features include: dimmable, able to cycle and flash, unique optic for dramatic appearance, AC current operation for reliability, wet location rated for indoor and outdoor use and a 50,000 hour rated life. Ushio S14 LED bulbs are built to operate in the demanding conditions of sign lighting, marquees and amusement parks. These bulbs are also designed to replicate the appearance of traditional incandescent bulbs. LED Technology Notice Due to constantly evolving nature of LED technology, manufacturers will reserve the right to replace this product with next generation technology. We appreciate your understanding and acceptance of this policy. Applications Accent Lighting Amusement Lighting Indoor and Outdoor Marquees Signs Cross References Halco 80522 S14CL1/827/LED Maxlite 71400 SKBC2.0DLED27 Maxlite 73414 SKBC2.5DLED27 Satco S9174 S14/CL/LED/120V/CD TCP LED5E26S1427K LED 5W WET LOCATION S14 - 2700 Ushio 1003866 2W LED S14 Clear 2700K WW E26 Documents Ushio Utopia LED 2W S14 Clear WW E26 Dimmer Compatibility About Ushio USHIO America, Inc., established in 1967, has developed its product technology to include a wide variety of light sources used in many different markets. Ushio's primary product focus is on discharge, halogen and LED lamp technology. Ushio has the design and production system expertise essential to making sophisticated light sources for general lighting and for specialty applications such as AV/Photo, Entertainment, Graphic Arts, Horticulture, Aquarium, Scientific/Medical, Ultraviolet and Semiconductor. Ushio 1003866 - 2W 120V LED - S14 - Warm White - Medium Base - Clear | 2700 | 80 | 100 | 50 | 50000 | 2 | 1 | 13.95 | 13.95 | 16.3918 | 2020Q2 | https://www.topbulb.com/ushio-1003866-2w-120v-led-s14-warm-white-medium-base-clear | Top Bulb | 2020 | Yes
LED Lighting | Decorative | Ushio | True | Daylighting/Photocell, | LED | CA10 | E12 (Candelabra) | Topbulb » LED Bulbs » LED Decorative » Ushio - 3W Candelabra LED - 25W Equal - Warm White The Ushio 3 watt decorative LED is a direct replacement for 25 watt incandescent candle and globe bulbs. This is an instant ON, dimmable LED that is wet location rated for indoor or outdoor use. LED Technology Notice Due to constantly evolving nature of LED technology, manufacturers will reserve the right to replace this product with next generation technology. We appreciate your understanding and acceptance of this policy. Applications Accent Lighting Ceiling Fans Chandeliers Decorative Lighting Indoor and Outdoor Ornamental Lighting Documents Ushio Utopia LED 3W CA10 Clear WW E12 Dimmer Compatibility Ushio LED Candle and Globe Brochure About Ushio USHIO America, Inc., established in 1967, has developed its product technology to include a wide variety of light sources used in many different markets. Ushio's primary product focus is on discharge, halogen and LED lamp technology. Ushio has the design and production system expertise essential to making sophisticated light sources for general lighting and for specialty applications such as AV/Photo, Entertainment, Graphic Arts, Horticulture, Aquarium, Scientific/Medical, Ultraviolet and Semiconductor. Ushio - 3W Candelabra LED - 25W Equal - Warm White | 2700 | 84 | 184 | 61.3333 | 50000 | 3 | 1 | 17.6 | 17.6 | 20.6807 | 2020Q2 | https://www.topbulb.com/ushio-3w-candelabra-led-25w-equal-warm-white | Top Bulb | 2020 | Yes
LED Lighting | Reflector | Westinghouse | True |  | LED | R16 | E26 (Medium) | Topbulb » LED Bulbs » LED PAR » LED PAR16 » Westinghouse 6R16/LED/DIM/FL/27 1CD ¦ 6W R16 LED Dimmable 2700K E26 Base 120V This item is a Westinghouse 0515500 6R16/LED/DIM/FL/27 1CD. It uses LED lighting technology and uses 6 watts. LED Technology Notice Due to constantly evolving nature of LED technology, manufacturers will reserve the right to replace this product with next generation technology. We appreciate your understanding and acceptance of this policy. Utility/Government Incentives About Westinghouse Started in 1946, Westinghouse Lighting is a family-owned, American business with a trusted, internationally recognized brand. The company carries a full line of light bulbs, fixtures, accessories and ceiling fans providing for both consumer and commercial purposes. Modern lighting technologies, changing energy compliance regulations, and shifting views on the lighting industry’s environmental responsibilities have pushed Westinghouse Lighting products to a new level of excellence. Over many years in business, the company has remained committed to offering a comprehensive line of lighting products to satisfy emerging trends as well as the needs of the replacement market. Westinghouse 6R16/LED/DIM/FL/27 1CD ¦ 6W R16 LED Dimmable 2700K E26 Base 120V | 2700 | 80 | 450 | 75 | 25000 | 6 | 1 | 7.95 | 7.95 | 9.3416 | 2020Q2 | https://www.topbulb.com/westinghouse-6r16-led-dim-fl-27-1cd-6w-r16-led-dimmable-2700k-e26-medium-base-120-volt-card-40706 | Top Bulb | 2020 | Yes
LED Lighting | Downlight | Manufacturer: Halco Lighting Technologies | True |  |  |  |  | 9" to 10" Recessed Home > Energy Star Qualified Products > 10" 30W High Hat Retrofit 3000K Product Specifications - Quick Reference Lamp Wattage: Working Voltage: 30 Watts 120-277 Volt Housing Dimensions: Rated Life: 11.65" Dia x 9.56" H 50,000 Hours Lumens: 2,810 Lumens Dimmable: YES: 0-10V Only Light Color: Trim / Baffle: 3000K Warm White White / White Certifications: Warranty: RoHS, cULus, ENERGY STAR 5 Year Limited Halco Lighting Technologies keeps adding products to their incredible ProLED line. These High Performance Commercial Downlights are a long life and energy efficient replacement for traditional lamps. Dimmable, and easy to install, they deliver a maintenance-free experience with a 50,000-hour rated life. These ENERGY STAR 10" LED ( Light Emitting Diode ) Commercial High Hat Retrofit Down Light conversion kits are a perfect choice for use in your existing 10" non-IC recessed can applications. Halco's LED retrofit cans combine low up-front cost, minimal labor, best-in-class energy efficiency and architectural-quality light to deliver an exceptional value for all your retrofit projects. Click here to see the complete Halco LED 10 Inch Commercial Recessed Retrofit Down Light Specification Sheet. This Halco CDLH10AR30/830/LED (99848) 3000 Kelvin (K) warm white LED down light operates on your existing 120 through 277 volt circuit and consumes just 30 watts. These LED retrofit lights generate 2,810 delivered lumens (or 93 Lumens Per Watt) and has a Color Rendering Index (CRI) of 80. The Halco 99848 10" commercial LED down light retrofit offers out-of-the-box dimming compatibility using 0-10 volt controls and is suitable for damp locations as well as being RoHS compliant. These LED downlights carry a 5 year limited warranty and are acceptable for use in Non-IC housings. Instant on at full brightness and mercury free - environmentally positive - generates no IR or UV - protects valuable objects - these 10" recessed can retrofit LED fixtures are rated for 50,000 hours based on the L70 Standard. The white trim is constructed with a cast aluminum and the reflector has a white finish. This commercial grade LED retrofit trim module is supplied with universal mounting clips for varying ceiling thickness. This quality high hat retrofit is supplied with an external driver, for easy retrofit and maintenance, and the power supply features integral thermal protection. Emergency battery options are available for all color temperatures upon request. Please contact our customer service representatives if you require one of these options or want a quote for a larger job. The special design of the driver box mounts directly to the junction box. Click here to see the complete Halco LED Commercial Recessed Retrofit Down Light Installation Instructions. Halco Lighting Technologies 10" 30W High Hat Retrofit 3000K | 3000 | 80 | 2810 | 93.6667 | 50000 | 30 | 1 | 96.92 | 96.92 | 113.8847 | 2020Q2 | https://www.greenelectricalsupply.com/10-inch-30-watt-commercial-led-high-hat-downlight-retrofit-3000k.aspx | Green Electrical Supply | 2020 | Yes
LED Lighting | Downlight | Manufacturer: Halco Lighting Technologies | True |  |  |  |  | 9" to 10" Recessed Home > Energy Star Qualified Products > 10" 30W High Hat Retrofit 4000K Product Specifications - Quick Reference Lamp Wattage: Working Voltage: 30 Watts 120-277 Volt Housing Dimensions: Rated Life: 11.65" Dia x 9.56" H 50,000 Hours Lumens: 2,810 Lumens Dimmable: YES: 0-10V Only Light Color: Trim / Baffle: 4000K Cool White White / White Certifications: Warranty: RoHS, cULus, ENERGY STAR 5 Year Limited Halco Lighting Technologies keeps adding products to their incredible ProLED line. These High Performance Commercial Downlights are a long life and energy efficient replacement for traditional lamps. Dimmable, and easy to install, they deliver a maintenance-free experience with a 50,000-hour rated life. These ENERGY STAR 10" LED ( Light Emitting Diode ) Commercial High Hat Retrofit Down Light conversion kits are a perfect choice for use in your existing 10" non-IC recessed can applications. Halco's LED retrofit cans combine low up-front cost, minimal labor, best-in-class energy efficiency and architectural-quality light to deliver an exceptional value for all your retrofit projects. Click here to see the complete Halco LED 10 Inch Commercial Recessed Retrofit Down Light Specification Sheet. This Halco CDLH10AR30/840/LED (99849) 4000 Kelvin (K) cool white LED down light operates on your existing 120 through 277 volt circuit and consumes just 30 watts. These LED retrofit lights generate 2,810 delivered lumens (or 93 Lumens Per Watt) and has a Color Rendering Index (CRI) of 80. The Halco 99849 10" commercial LED down light retrofit offers out-of-the-box dimming compatibility using 0-10 volt controls and is suitable for damp locations as well as being RoHS compliant. These LED downlights carry a 5 year limited warranty and are acceptable for use in Non-IC housings. Instant on at full brightness and mercury free - environmentally positive - generates no IR or UV - protects valuable objects - these 10" recessed can retrofit LED fixtures are rated for 50,000 hours based on the L70 Standard. The white trim is constructed with a cast aluminum and the reflector has a white finish. This commercial grade LED retrofit trim module is supplied with universal mounting clips for varying ceiling thickness. This quality high hat retrofit is supplied with an external driver, for easy retrofit and maintenance, and the power supply features integral thermal protection. Emergency battery options are available for all color temperatures upon request. Please contact our customer service representatives if you require one of these options or want a quote for a larger job. The special design of the driver box mounts directly to the junction box. Click here to see the complete Halco LED Commercial Recessed Retrofit Down Light Installation Instructions. Halco Lighting Technologies 10" 30W High Hat Retrofit 4000K | 4000 | 80 | 2810 | 93.6667 | 50000 | 30 | 1 | 96.92 | 96.92 | 113.8847 | 2020Q2 | https://www.greenelectricalsupply.com/10-inch-30-watt-commercial-led-high-hat-downlight-retrofit-4000k.aspx | Green Electrical Supply | 2020 | Yes
LED Lighting | Downlight | Manufacturer: Halco Lighting Technologies | True |  |  |  |  | 9" to 10" Recessed Home > Energy Star Qualified Products > 10" 40W High Hat Retrofit 4000K Product Specifications - Quick Reference Lamp Wattage: Working Voltage: 40 Watts 120-277 Volt Housing Dimensions: Rated Life: 11.65" Dia x 9.56" H 50,000 Hours Lumens: 3,995 Lumens Dimmable: YES: 0-10V Only Light Color: Trim / Baffle: 4000K Cool White White / White Certifications: Warranty: RoHS, cULus, ENERGY STAR 5 Year Limited Halco Lighting Technologies keeps adding products to their incredible ProLED line. These High Performance Commercial Downlights are a long life and energy efficient replacement for traditional lamps. Dimmable, and easy to install, they deliver a maintenance-free experience with a 50,000-hour rated life. These ENERGY STAR 10" LED ( Light Emitting Diode ) Commercial High Hat Retrofit Down Light conversion kits are a perfect choice for use in your existing 10" non-IC recessed can applications. Halco's LED retrofit cans combine low up-front cost, minimal labor, best-in-class energy efficiency and architectural-quality light to deliver an exceptional value for all your retrofit projects. Click here to see the complete Halco LED 10 Inch Commercial Recessed Retrofit Down Light Specification Sheet. This Halco CDLH10AR40/840/LED (99853) 4000 Kelvin (K) cool white LED down light operates on your existing 120 through 277 volt circuit and consumes just 40 watts. These LED retrofit lights generate 3,995 delivered lumens (or 90 Lumens Per Watt) and has a Color Rendering Index (CRI) of 80. The Halco 99853 10" commercial LED down light retrofit offers out-of-the-box dimming compatibility using 0-10 volt controls and is suitable for damp locations as well as being RoHS compliant. These LED downlights carry a 5 year limited warranty and are acceptable for use in Non-IC housings. Instant on at full brightness and mercury free - environmentally positive - generates no IR or UV - protects valuable objects - these 10" recessed can retrofit LED fixtures are rated for 50,000 hours based on the L70 Standard. The white trim is constructed with a cast aluminum and the reflector has a white finish. This commercial grade LED retrofit trim module is supplied with universal mounting clips for varying ceiling thickness. This quality high hat retrofit is supplied with an external driver, for easy retrofit and maintenance, and the power supply features integral thermal protection. Emergency battery options are available for all color temperatures upon request. Please contact our customer service representatives if you require one of these options or want a quote for a larger job. The special design of the driver box mounts directly to the junction box. Click here to see the complete Halco LED Commercial Recessed Retrofit Down Light Installation Instructions. Halco Lighting Technologies 10" 40W High Hat Retrofit 4000K | 4000 | 80 | 3995 | 99.875 | 50000 | 40 | 1 | 99.87 | 99.87 | 117.3511 | 2020Q2 | https://www.greenelectricalsupply.com/10-inch-40-watt-commercial-led-high-hat-down-light-retrofit-4000k.aspx | Green Electrical Supply | 2020 | Yes
LED Lighting | Downlight | Manufacturer: Halco Lighting Technologies | True | Daylighting/Photocell, |  |  |  | 9" to 10" Recessed Home > Energy Star Qualified Products > 10" 40W High Hat Retrofit 5000K Product Specifications - Quick Reference Lamp Wattage: Working Voltage: 40 Watts 120-277 Volt Housing Dimensions: Rated Life: 11.65" Dia x 9.56" H 50,000 Hours Lumens: 3,995 Lumens Dimmable: YES: 0-10V Only Light Color: Trim / Baffle: 5000K Daylight White / White Certifications: Warranty: RoHS, cULus, ENERGY STAR 5 Year Limited Halco Lighting Technologies keeps adding products to their incredible ProLED line. These High Performance Commercial Downlights are a long life and energy efficient replacement for traditional lamps. Dimmable, and easy to install, they deliver a maintenance-free experience with a 50,000-hour rated life. These ENERGY STAR 10" LED ( Light Emitting Diode ) Commercial High Hat Retrofit Down Light conversion kits are a perfect choice for use in your existing 10" non-IC recessed can applications. Halco's LED retrofit cans combine low up-front cost, minimal labor, best-in-class energy efficiency and architectural-quality light to deliver an exceptional value for all your retrofit projects. Click here to see the complete Halco LED 10 Inch Commercial Recessed Retrofit Down Light Specification Sheet. This Halco CDLH10AR40/850/LED (99854) 5000 Kelvin (K) daylight LED down light operates on your existing 120 through 277 volt circuit and consumes just 40 watts. These LED retrofit lights generate 3,995 delivered lumens (or 90 Lumens Per Watt) and has a Color Rendering Index (CRI) of 80. The Halco 99854 10" commercial LED down light retrofit offers out-of-the-box dimming compatibility using 0-10 volt controls and is suitable for damp locations as well as being RoHS compliant. These LED downlights carry a 5 year limited warranty and are acceptable for use in Non-IC housings. Instant on at full brightness and mercury free - environmentally positive - generates no IR or UV - protects valuable objects - these 10" recessed can retrofit LED fixtures are rated for 50,000 hours based on the L70 Standard. The white trim is constructed with a cast aluminum and the reflector has a white finish. This commercial grade LED retrofit trim module is supplied with universal mounting clips for varying ceiling thickness. This quality high hat retrofit is supplied with an external driver, for easy retrofit and maintenance, and the power supply features integral thermal protection. Emergency battery options are available for all color temperatures upon request. Please contact our customer service representatives if you require one of these options or want a quote for a larger job. The special design of the driver box mounts directly to the junction box. Click here to see the complete Halco LED Commercial Recessed Retrofit Down Light Installation Instructions. Halco Lighting Technologies 10" 40W High Hat Retrofit 5000K | 5000 | 80 | 3995 | 99.875 | 50000 | 40 | 1 | 99.87 | 99.87 | 117.3511 | 2020Q2 | https://www.greenelectricalsupply.com/10-inch-40-watt-commercial-led-high-hat-down-light-retrofit-5000k.aspx | Green Electrical Supply | 2020 | Yes
LED Lighting | Downlight | Manufacturer: Venture Lighting | True |  |  |  |  | 9" to 10" Recessed Home > Energy Star Qualified Products > 10" High Hat 50W Retrofit 4000K Product Specifications - Quick Reference Lamp Wattage: Working Voltage: 50 Watts 120-277 Volt Housing Dimensions: Rated Life: 10.98" Dia x 7.10" H 54,000 Hours Lumens: 4,479 Lumens Dimmable: YES: 0-10V Only Light Color: Trim / Baffle: 4000K Cool White White / White Certifications: Warranty: Title 24, UL, ENERGY STAR 5 Year Limited Venture Lighting, since the early 1980s has been a pioneer of light source technology. They are bringing you a world class range of LED Lighting Solutions and continue to add to their extensive catalog. Venture Lighting's LED downlight retrofit kits are low profile, durable, and designed for long life and low maintenance. These ENERGY STAR 10" LED ( Light Emitting Diode ) Commercial High Hat Retrofit Down Light conversion kits are a perfect choice for use in your existing 10" non-IC recessed can applications. Venture Lighting's LED retrofit cans are NON-IC Rated and Title 24 Compliant, to meet all your retrofitting needs. Click here to see the complete Venture Lighting LED 10 Inch Commercial Recessed Retrofit Down Light Specification Sheet. This Venture DL13477 4000 Kelvin (K) cool white LED down light operates on your existing 120 through 277 volt circuit and consumes just 50 watts. These LED retrofit lights generate 4,479 delivered lumens (or 89.5 Lumens Per Watt) and has a Color Rendering Index (CRI) of 80. The Venture Lighting DL13477 10" commercial LED down light retrofit offers out-of-the-box dimming compatibility using 0-10 volt controls and is suitable for damp locations as well as being Title 24 compliant. These LED downlights carry a 5 year limited warranty and are acceptable for use in Non-IC housings. Instant on at full brightness and mercury free - environmentally positive - generates no IR or UV - protects valuable objects - these 10" recessed can retrofit LED fixtures are rated for 54,000 hours based on the L70 Standard. The white trim is constructed with a cast aluminum and the reflector has a white finish. This commercial grade LED retrofit trim module is supplied with universal mounting clips for varying ceiling thickness. This quality high hat retrofit is supplied with an external driver, for easy retrofit and maintenance, and the power supply features integral thermal protection. Please contact our customer service representatives if you want a quote for a larger job. Venture Lighting 10" High Hat 50W Retrofit 4000K | 4000 | 80 | 4479 | 111.975 | 54000 | 40 | 1 | 153.84 | 153.84 | 180.7679 | 2020Q2 | https://www.greenelectricalsupply.com/10-inch-commercial-high-hat-50-watt-down-light-led-retrofit-4000k.aspx | Green Electrical Supply | 2020 | Yes
LED Lighting | Decorative | Manufacturer: Green Creative |  |  |  | PL LED Retrofit | 2G11 - 4 Pin | By-Pass LED Home > LED Light Bulbs > LED PL Lamps > LED PLL Lamps > Ballast Bypass > 10 Watt 13 Inch LED PLL Lamp Ballast Bypass 120-277V 4000K 1250 Lumens Product Specifications - Quick Reference Input Voltage: Wattage 120-277 Volt 10 Watts Dimensions: Base: 12.7" MOL x 1.7" Width 4-Pin 2G11 LED Color: 4000K Cool White Rated Life Span: Up To 50,000 Hours Initial Lumens: Lumens per Watt: 1,250 Lumens 125 Lumens/Watt Tube Type: Certifications: T5 UL, cULus Green Creative, founded in 2010, is a solid-state lighting development and manufacturing company based in Silicon Valley, CA. The company offers a comprehensive line of high-performance LED lighting solutions which has been widely adopted by some of the largest companies in the world. Now, Green Creative is introducing a ballast bypass line of LED PLL replacement lamps, of all different sizes! These LED PLLs have a 2G11 (4-Pin) Base and are perfect to replace your CFL PL-L light bulbs. They come in four different sizes and two different color temperatures. Green Creative's 2G11 LED tube lights instantly turn on to full brightness with no flickering like a CFL would. The opaque glass eliminates pixilation and reduces glare while the plastic film prevents the glass from shattering. Remember - your fluorescent ballast must by bypassed to use these LED bulbs as they run on direct wire 120-277V line voltage. The Green Creative 2G11 10W LED/CFL Replacement Lamp, part number 34862 (10PLL/835/GL/BYP) is composed of a single twin T5 tube and features a 2G11 base. This base consists of four pins that are efficiently placed in a line at the bottom of the base. The 34862 produces 1,250 lumens of 4000K Cool White, for a total of 82 CRI. This model consumes just 10 watts of energy, replacing an 24W fluorescent lamp, for a total of over 40% energy savings. These savings are good for your pocket and the environment. These products are suitable for all indoor general lighting applications and damp locations but are not enclosed rated. Along with these certifications, this lamp is ballast bypass only. This means that there is no ballast or driver required and it must be installed by bypassing or removing the old ballast. For installation instructions, please refer to the specification sheet linked below. These lamps have a long life of 50,000 hours and come with a 5 year limited warranty. With a frost finish, these lamps measure 13 inches (MOL) and are wired directly with the universal 120-277V line voltage. An emergency inverter is available and is sold separately. For different sizes and color temperatures, please refer to the related products below or check out the chart below for complete dimensions and weights. Click here for the complete Green Creative Bypass LED PLL Lamps 2G11 Base Specification Sheet. Green Creative 10 Watt 13 Inch LED PLL Lamp Ballast Bypass 120-277V 4000K 1250 Lumens | 4000 | 82 | 1250 | 125 | 50000 | 10 | 1 | 14.58 | 14.58 | 17.1321 | 2020Q2 | https://www.greenelectricalsupply.com/10-watt-13-inch-led-pll-lamp-ballast-bypass-120-277v-4000k-1250-lumens.aspx | Green Electrical Supply | 2020 | Yes
LED Lighting | Downlight | Manufacturer: Light Efficient Design | False |  |  | PL LED Retrofit | G24q, GX24q | Direct Replacement LED, By-Pass LED Home > LED Light Bulbs > LED PL Lamps > 4-Pin Base > 42 Watt CFL Equal > 2700K Warm White > 10 Watt 1350 Lumen Hybrid LED G24q GX24q 4 Pin LED PL Light Bulb 2700K Gen 3 Product Specifications - Quick Reference Input Voltage: Dimmable: 120-277 Volt AC Yes - On Dimmable Ballast Dimensions: Base: 1.3" Wide x 6.8" Long 4-Pin G24q/Gx24q LED Color: 2700K Warm White Rated Life Span: Up To 50,000 Hours Lumens: Efficacy: 1350 Lumens 135 lm/w CRI / Beam Angle: Certifications: 80 CRI / 360 Degrees cULus, RoHS Light Efficient Design is dedicated to providing the type of products that you demand. Proper certifications, such as LM79, Lighting Facts, UL and ultimately Energy Star, are top priorities for Light Efficient Design. These labels instill confidence in the quality of their products. More and more of their products carry certifications, and ultimately most will be certified. Some of Light Efficient Designs products, in what we believe to be one of the broadest assortment of LED lights anywhere, might appear to be similar to many competitors products but we can assure you that the intrinsics, which you cannot see, have been designed to give you the performance and longevity that you expect from LED products, but dont always get in this vast unknown supplier industry. Here are the Light Efficient Design, 360 degree beam angle retrofit LED. The product number is LED-7320-27K-G3, a replacement for LED-7320-27K-G2. It features universal operation. This LED PL retrofit can be installed as either a direct replacement that is compatible with up to 42 watt electronic fluorescent ballasts in fixtures that currently use 4-pin G24q or GX24q fluorescent PL tube lights (please refer to the installation instructions for a list of factory approved compatible ballasts) or you can bypass your ballast, wire directly to your socket, and operate off of your incoming 120-277v power. Part number LED-7320-27K-G3 (2700K Warm White) consumes just 10 watts of 120 to 277 volt 60 Hz energy. cULus Listed and RoHS compliant, these LED PLs are a dimmable LED light bulb, (Note: They are only dimmable on a dimmable electronic ballast. They are not dimmable via line voltage.) will produce 1350 Lumens of light output (135 Lumens Per Watt), has a CRI of 80 and a rated life of up to 50,000 hours. Give them a try - You will be very pleasantly surprised. Click here to see the complete Light Efficient Design Universal PL Lamps Retrofits Specification Sheet. These LED fluorescent bulbs have a 360 degree beam angle which easily integrates energy saving LED technology into your standard recessed lighting format. These LED retrofits are designed to replace up to 42w G24Q or Gx24Q 4-pin fluorescent PL lamps and are suitable for horizontal, base up, or base down recessed applications. The physical dimensions of the Light Efficient Design LED PL retrofit are 6.8 maximum overall length (MOL) by 1.3 wide. These LED retrofit bulbs carry a 5 Year Limited Warranty. Click here to see the complete Light Efficient Design Limited Warranty. The LED-7320-27K-G3, 10 watt LED lamp is designed to retrofit existing fluorescent recessed can lighting installations, thereby reducing maintenance and energy expenditures in residential, commercial, retail displays, hotel, motel and resort applications and as an energy saving light source for new fixtures and installations. Please NOTE: When retrofitting this LED to a fluorescent fixture by using the bi-pass option, the ballast must be by-passed or removed from the fixture. Additionally, by-passing the ballast will insure no RFI interference. Light Efficient Design 10 Watt 1350 Lumen Hybrid LED G24q GX24q 4 Pin LED PL Light Bulb 2700K Gen 3 | 2700 | 80 | 1350 | 135 | 50000 | 10 | 1 | 14.76 | 14.76 | 17.3436 | 2020Q2 | https://www.greenelectricalsupply.com/10-watt-1350-lumen-hybrid-led-g24q-gx24q-4-pin-led-pl-light-bulb-2700k-gen-3.aspx | Green Electrical Supply | 2020 | No
LED Lighting | Downlight | Manufacturer: Light Efficient Design | False |  |  | PL LED Retrofit | G24q, GX24q | Direct Replacement LED, By-Pass LED Home > LED Light Bulbs > LED PL Lamps > 4-Pin Base > 42 Watt CFL Equal > 3500K Bright White > 10 Watt 1550 Lumen Hybrid LED G24q GX24q 4 Pin LED PL Light Bulb 3500K Gen 3 Product Specifications - Quick Reference Input Voltage: Dimmable: 120-277 Volt AC Yes - On Dimmable Ballast Dimensions: Base: 1.3" Wide x 6.8" Long 4-Pin G24q/Gx24q LED Color: 3500K Bright White Rated Life Span: Up To 50,000 Hours Lumens: Efficacy: 1550 Lumens 155 lm/w CRI / Beam Angle: Certifications: 80 CRI / 360 Degrees cULus, RoHS Light Efficient Design is dedicated to providing the type of products that you demand. Proper certifications, such as LM79, Lighting Facts, UL and ultimately Energy Star, are top priorities for Light Efficient Design. These labels instill confidence in the quality of their products. More and more of their products carry certifications, and ultimately most will be certified. Some of Light Efficient Designs products, in what we believe to be one of the broadest assortment of LED lights anywhere, might appear to be similar to many competitors products but we can assure you that the intrinsics, which you cannot see, have been designed to give you the performance and longevity that you expect from LED products, but dont always get in this vast unknown supplier industry. Here are the Light Efficient Design, 360 degree beam angle retrofit LED. The product number is LED-7320-35K-G3, a replacement for LED-7320-35K-G2. It features universal operation. This LED PL retrofit can be installed as either a direct replacement that is compatible with up to 42 watt electronic fluorescent ballasts in fixtures that currently use 4-pin G24q or GX24q fluorescent PL tube lights (please refer to the installation instructions for a list of factory approved compatible ballasts) or you can bypass your ballast, wire directly to your socket, and operate off of your incoming 120-277v power. Part number LED-7320-35K-G3 (3500K Bright White) consumes just 10 watts of 120 to 277 volt 60 Hz energy. cULus Listed and RoHS compliant, these LED PLs are a dimmable LED light bulb, (Note: They are only dimmable on a dimmable electronic ballast. They are not dimmable via line voltage.) will produce 1550 Lumens of light output (155 Lumens Per Watt), has a CRI of 80 and a rated life of up to 50,000 hours. Give them a try - You will be very pleasantly surprised. Click here to see the complete Light Efficient Design Universal PL Lamps Retrofits Specification Sheet. These LED fluorescent bulbs have a 360 degree beam angle which easily integrates energy saving LED technology into your standard recessed lighting format. These LED retrofits are designed to replace up to 42w G24Q or Gx24Q 4-pin fluorescent PL lamps and are suitable for horizontal, base up, or base down recessed applications. The physical dimensions of the Light Efficient Design LED PL retrofit are 6.8 maximum overall length (MOL) by 1.3 wide. These LED retrofit bulbs carry a 5 Year Limited Warranty. Click here to see the complete Light Efficient Design Limited Warranty. The LED-7320-35K-G3, 10 watt LED lamp is designed to retrofit existing fluorescent recessed can lighting installations, thereby reducing maintenance and energy expenditures in residential, commercial, retail displays, hotel, motel and resort applications and as an energy saving light source for new fixtures and installations. Please NOTE: When retrofitting this LED to a fluorescent fixture by using the bi-pass option, the ballast must be by-passed or removed from the fixture. Additionally, by-passing the ballast will insure no RFI interference. Light Efficient Design 10 Watt 1550 Lumen Hybrid LED G24q GX24q 4 Pin LED PL Light Bulb 3500K Gen 3 | 3500 | 80 | 1550 | 155 | 50000 | 10 | 1 | 14.76 | 14.76 | 17.3436 | 2020Q2 | https://www.greenelectricalsupply.com/10-watt-1550-lumen-hybrid-led-g24q-gx24q-4-pin-led-pl-light-bulb-3500k-gen-3.aspx | Green Electrical Supply | 2020 | No
LED Lighting | Downlight | Manufacturer: Light Efficient Design | False |  |  | PL LED Retrofit | G24q, GX24q | Direct Replacement LED, By-Pass LED Home > LED Light Bulbs > LED PL Lamps > 4-Pin Base > 42 Watt CFL Equal > 4000K Cool White > 10 Watt 1600 Lumen Hybrid LED G24q GX24q 4 Pin LED PL Light Bulb 4000K Gen 3 Product Specifications - Quick Reference Input Voltage: Dimmable: 120-277 Volt AC Yes - On Dimmable Ballast Dimensions: Base: 1.3" Wide x 6.8" Long 4-Pin G24q/Gx24q LED Color: 4000K Cool White Rated Life Span: Up To 50,000 Hours Lumens: Efficacy: 1600 Lumens 160 lm/w CRI / Beam Angle: Certifications: 80 CRI / 360 Degrees cULus, RoHS Light Efficient Design is dedicated to providing the type of products that you demand. Proper certifications, such as LM79, Lighting Facts, UL and ultimately Energy Star, are top priorities for Light Efficient Design. These labels instill confidence in the quality of their products. More and more of their products carry certifications, and ultimately most will be certified. Some of Light Efficient Designs products, in what we believe to be one of the broadest assortment of LED lights anywhere, might appear to be similar to many competitors products but we can assure you that the intrinsics, which you cannot see, have been designed to give you the performance and longevity that you expect from LED products, but dont always get in this vast unknown supplier industry. Here are the Light Efficient Design, 360 degree beam angle retrofit LED. The product number is LED-7320-40K-G3, a replacement for LED-7320-40K-G2. It features universal operation. This LED PL retrofit can be installed as either a direct replacement that is compatible with up to 42 watt electronic fluorescent ballasts in fixtures that currently use 4-pin G24q or GX24q fluorescent PL tube lights (please refer to the installation instructions for a list of factory approved compatible ballasts) or you can bypass your ballast, wire directly to your socket, and operate off of your incoming 120-277v power. Part number LED-7320-40K-G3 (4000K Cool White) consumes just 10 watts of 120 to 277 volt 60 Hz energy. cULus Listed and RoHS compliant, these LED PLs are a dimmable LED light bulb, (Note: They are only dimmable on a dimmable electronic ballast. They are not dimmable via line voltage.) will produce 1600 Lumens of light output (160 Lumens Per Watt), has a CRI of 80 and a rated life of up to 50,000 hours. Give them a try - You will be very pleasantly surprised. Click here to see the complete Light Efficient Design Universal PL Lamps Retrofits Specification Sheet. These LED fluorescent bulbs have a 360 degree beam angle which easily integrates energy saving LED technology into your standard recessed lighting format. These LED retrofits are designed to replace up to 42w G24Q or Gx24Q 4-pin fluorescent PL lamps and are suitable for horizontal, base up, or base down recessed applications. The physical dimensions of the Light Efficient Design LED PL retrofit are 6.8 maximum overall length (MOL) by 1.3 wide. These LED retrofit bulbs carry a 5 Year Limited Warranty. Click here to see the complete Light Efficient Design Limited Warranty. The LED-7320-40K-G3, 10 watt LED lamp is designed to retrofit existing fluorescent recessed can lighting installations, thereby reducing maintenance and energy expenditures in residential, commercial, retail displays, hotel, motel and resort applications and as an energy saving light source for new fixtures and installations. Please NOTE: When retrofitting this LED to a fluorescent fixture by using the bi-pass option, the ballast must be by-passed or removed from the fixture. Additionally, by-passing the ballast will insure no RFI interference. Light Efficient Design 10 Watt 1600 Lumen Hybrid LED G24q GX24q 4 Pin LED PL Light Bulb 4000K Gen 3 | 4000 | 80 | 1600 | 160 | 50000 | 10 | 1 | 14.76 | 14.76 | 17.3436 | 2020Q2 | https://www.greenelectricalsupply.com/10-watt-1600-lumen-hybrid-led-g24q-gx24q-4-pin-led-pl-light-bulb-4000k-gen-3.aspx | Green Electrical Supply | 2020 | No
LED Lighting | Downlight | Manufacturer: Light Efficient Design | False |  |  | PL LED Retrofit | G24q, GX24q | Direct Replacement LED, By-Pass LED Home > LED Light Bulbs > LED PL Lamps > 4-Pin Base > 42 Watt CFL Equal > 4000K Cool White > 10 Watt 1635 Lumen Hybrid LED G24q GX24q 4 Pin LED PL Light Bulb 5000K Gen 3 Product Specifications - Quick Reference Input Voltage: Dimmable: 120-277 Volt AC Yes - On Dimmable Ballast Dimensions: Base: 1.3" Wide x 6.8" Long 4-Pin G24q/Gx24q LED Color: 4000K Cool White Rated Life Span: Up To 50,000 Hours Lumens: Efficacy: 1635 Lumens 163 lm/w CRI / Beam Angle: Certifications: 80 CRI / 360 Degrees cULus, RoHS Light Efficient Design is dedicated to providing the type of products that you demand. Proper certifications, such as LM79, Lighting Facts, UL and ultimately Energy Star, are top priorities for Light Efficient Design. These labels instill confidence in the quality of their products. More and more of their products carry certifications, and ultimately most will be certified. Some of Light Efficient Designs products, in what we believe to be one of the broadest assortment of LED lights anywhere, might appear to be similar to many competitors products but we can assure you that the intrinsics, which you cannot see, have been designed to give you the performance and longevity that you expect from LED products, but dont always get in this vast unknown supplier industry. Here are the Light Efficient Design, 360 degree beam angle retrofit LED. The product number is LED-7320-40K-G3, a replacement for LED-7320-40K-G2. It features universal operation. This LED PL retrofit can be installed as either a direct replacement that is compatible with up to 42 watt electronic fluorescent ballasts in fixtures that currently use 4-pin G24q or GX24q fluorescent PL tube lights (please refer to the installation instructions for a list of factory approved compatible ballasts) or you can bypass your ballast, wire directly to your socket, and operate off of your incoming 120-277v power. Part number LED-7320-40K-G3 (4000K Cool White) consumes just 10 watts of 120 to 277 volt 60 Hz energy. cULus Listed and RoHS compliant, these LED PLs are a dimmable LED light bulb, (Note: They are only dimmable on a dimmable electronic ballast. They are not dimmable via line voltage.) will produce 1635 Lumens of light output (163 Lumens Per Watt), has a CRI of 80 and a rated life of up to 50,000 hours. Give them a try - You will be very pleasantly surprised. Click here to see the complete Light Efficient Design Universal PL Lamps Retrofits Specification Sheet. These LED fluorescent bulbs have a 360 degree beam angle which easily integrates energy saving LED technology into your standard recessed lighting format. These LED retrofits are designed to replace up to 42w G24Q or Gx24Q 4-pin fluorescent PL lamps and are suitable for horizontal, base up, or base down recessed applications. The physical dimensions of the Light Efficient Design LED PL retrofit are 6.8 maximum overall length (MOL) by 1.3 wide. These LED retrofit bulbs carry a 5 Year Limited Warranty. Click here to see the complete Light Efficient Design Limited Warranty. The LED-7320-40K-G3, 10 watt LED lamp is designed to retrofit existing fluorescent recessed can lighting installations, thereby reducing maintenance and energy expenditures in residential, commercial, retail displays, hotel, motel and resort applications and as an energy saving light source for new fixtures and installations. Please NOTE: When retrofitting this LED to a fluorescent fixture by using the bi-pass option, the ballast must be by-passed or removed from the fixture. Additionally, by-passing the ballast will insure no RFI interference. Light Efficient Design 10 Watt 1635 Lumen Hybrid LED G24q GX24q 4 Pin LED PL Light Bulb 5000K Gen 3 | 4000 | 80 | 1635 | 163.5 | 50000 | 10 | 1 | 14.76 | 14.76 | 17.3436 | 2020Q2 | https://www.greenelectricalsupply.com/10-watt-1635-lumen-hybrid-led-g24q-gx24q-4-pin-led-pl-light-bulb-5000k-gen-3.aspx | Green Electrical Supply | 2020 | No
LED Lighting | Decorative | Manufacturer: MaxLite | True |  |  | G25 | Medium E26 | Home > Energy Star Qualified Products > 10 Watt Frosted Dimmable LED G25 Globe JA8 Certified 800 Lumens 2700K Product Specifications - Quick Reference Lamp Wattage: 10 Watts Dimensions: 3.50" W x 4.43" H (MOL) Incandescent Equivalent: Initial Lumens: 100 Watts 800 Lumens Warranty: Rated Life: 5 Year Limited 25,000 Hours Color Temperature: CRI: 2700K Warm White 92 Input Voltage: Certifications: 120V JA8 T24, cULus, Energy Star Maxlite is adding JA8 Certified LED Light Bulbs to their already expansive catalog of LED products. While every industry thrives on new and forward thinking technology, Maxlite really goes above and beyond to give you quality products at a fair price. So, why JA8 certification? Since 1978, most buildings withing California are required to meet minimum energy efficiency standards contained in Title 2, Part 6 of the California Code of Regulations. This legislative helps to reduce California's energy consumption. These standards are updated periodically. Joint Appendix JA8 is a high efficacy qualification requirement for residential luminaires using an LED light source, based on the LEDs efficacy, or lumens per watt. Not only will these JA8 compliant LED bulbs meet your state codes, but they will also give you exceptional lighting in a low wattage application. This is Maxlite's 10G25DLED927/JA8 (1409460), a JA8 certified Title 24 compliant LED G25 globe light bulb with a Medium E26 Base. This globe light is ideal for providing high-quality lighting for globe, vanity, and decorative fixtures throughout homes and hospitality applications. These are perfect for over the mirror bathroom lights, dressing room lights, and vanity dresser lights. This LED globe light consumes 10 watts, while replacing 100 watt incandescents, resulting in up to 90 percent energy savings. The Maxlite JA8 LED G25 globe light provides 800 lumens (an efficacy of 80 lpw) with a CRI of 92 in a 2700K Warm White. This LED light bulb is dimmable down to 10% (see below for a list of compatible dimmers) and has a rated life of 25,000 hours and a 5 year limited warranty. This LED globe is NOT for use in enclosed fixtures. Not only is this LED globe light bulb JA8 Listed and Title 24 Compliant, but also it is ENERGY STAR certified and cULus rated for damp locations. The operating temperature of this specific bulb is from -4°F to 104°F. The 10G25DLED927/JA8 (1409460) has an overall length of 4.43" and a width of 3.50". Click here to see the complete MaxLite JA8 Listed LED Globe Light Bulb Specification Sheet.Save energy today with these incredible bulbs. MaxLite 10 Watt Frosted Dimmable LED G25 Globe JA8 Certified 800 Lumens 2700K | 2700 | 92 | 800 | 80 | 25000 | 10 | 1 | 5.31 | 5.31 | 6.2395 | 2020Q2 | https://www.greenelectricalsupply.com/10-watt-dimmable-ja8-led-g25-globe-2700k.aspx | Green Electrical Supply | 2020 | Yes
LED Lighting |  | Manufacturer: Keystone Technologies | False | Daylighting/Photocell, |  |  |  | Home > LED Light Bulbs > LED PAR Bulbs > LED PAR30 Short Neck > Flood (40 Degree) > 5000K Daylight > 10 Watt Essential Series LED General Purpose PAR30 Short Neck Flood Dimmable 900 Lumens 80 CRI 120V 5000K Product Specifications - Quick Reference Lamp Wattage: Working Voltage: 10 Watts 120 Volt Dimensions: Dimmability: 3.15" Dia. x 2.48" MOL YES - Dimmable CRI: Delivered Lumens: 80 CRI 900 Lumens Replaces: Certifications: 50 Watt Halogen ENERGY STAR, UL, RoHS Light Color: 5000K Daylight Warranty: 3 Year Limited Ideal for energy and maintenance savings, Keystone’s LED PAR lights offer a 25,000 hour lifespan and 80% energy savings over halogen equivalents. A U-shaped reflector maximizes brightness while precision crafted, full face optics provide precise beam control. Keystone's Essential Series offers multiple types of LED PAR lights to meet a variety of application needs. Depending on the fixture type, either a short or a long neck LED PAR bulb will be a better fit. Choose between narrow or standard flood options based on the desired beam angle for the application. UL listed for damp and wet locations, and suitable for enclosed fixtures, Keystone's PAR LED Flood Bulbs are ideal for use in indoor or outdoor applications. There is a wide range of wattage and lumen outputs available, as well as both 80 and 90 CRI options for a majority of the line. This Keystone Technologies KT-LED10PAR30S-F-850 Essential Series Dimmable LED PAR30 Light Bulb produces a color temperature of 5000K daylight, operates on your existing 120V circuit and consumes just 10 watts of energy. These LED PAR30 lamps 75 watt halogen equivalent retrofit lights generate 900 lumens and have a Color Rendering Index (CRI) of 80. This bulb has a 40 degree beam angle and is considered a flood. Narrow flood options are also available. These 120 volt LED light bulbs fit fixtures with an E26 medium base. These LED PAR30 bulbs are dimmable but are NOT CEC Title 20 Compliant. For Non-Dimmable versions, or CEC compliant versions, please refer to the related products below. Can't find what you are looking for or need a quote for a large job? Give our customer service a call at 248-276-9640. The bulb's dimensions are 3.15 inches in diameter by 2.48 inches in length. The lens conceals the LEDs from sight and evenly distributes the light and with a durable plastic housing that lowers the risk for breakage. These PAR bulbs have full face optics for precise beam angle control. They are rated for use in wet locations. Click here to see the complete Keystone 10 Watt PAR30 Flood General Purpose Dimmable Specification Sheet. These bulbs Energy Star qualified and have a rated life of 25,000 hours or a 3 Year limited warranty. Typical Applications Typical applications for these PAR lamps include track lighting, display lighting, flood and spot lighting, and some outdoor light fixtures with suitable protection from the elements. Keystone Technologies 10 Watt Essential Series LED General Purpose PAR30 Short Neck Flood Dimmable 900 Lumens 80 CRI 120V 5000K | 5000 | 80 | 900 | 90 | 25000 | 10 | 1 | 5.53 | 5.53 | 6.498 | 2020Q2 | https://www.greenelectricalsupply.com/10-watt-essential-series-led-general-purpose-par30-short-neck-flood-dimmable-900-lumens-80-cri-120v-5000k-2.aspx | Green Electrical Supply | 2020 | Yes
LED Lighting | Downlight | Manufacturer: Light Efficient Design | True |  |  | PL LED Retrofit | G24q | Direct Replacement LED, By-Pass LED Home > Closeout Fixtures and Light Bulbs > 10 Watt 900 Lumen Hybrid LED G24q GX24q 4 Pin LED PL Light Bulb 2700K Product Specifications - Quick Reference Input Voltage: Dimmable: 120-277 Volt AC Yes - On Dimmable Ballast Dimensions: Base: 1.4" Wide x 6.2" Long 4-Pin G24q/Gx24q LED Color: 2700K Warm White Rated Life Span: Up To 50,000 Hours Lumens: Efficacy: 900 Lumens 90 lm/w CRI / Beam Angle: Certifications: 85 CRI / 360 Degrees cULus, RoHS Light Efficient Design is dedicated to providing the type of products that you demand. Proper certifications, such as LM79, Lighting Facts, UL and ultimately Energy Star, are top priorities for Light Efficient Design. These labels instill confidence in the quality of their products. More and more of their products carry certifications, and ultimately most will be certified. Some of Light Efficient Designs products, in what we believe to be one of the broadest assortment of LED lights anywhere, might appear to be similar to many competitors products but we can assure you that the intrinsics, which you cannot see, have been designed to give you the performance and longevity that you expect from LED products, but dont always get in this vast unknown supplier industry. Here are the Light Efficient Design, 360 degree beam angle retrofit LED. The product number is LED-7320-27K-G2, a replacement for LED-7320-27A. It features universal operation. This LED PL retrofit can be installed as either a direct replacement that is compatible with up to 32 watt electronic fluorescent ballasts in fixtures that currently use 4-pin G24q or GX24q fluorescent PL tube lights (please refer to the installation instructions for a list of factory approved compatible ballasts) or you can bypass your ballast, wire directly to your socket, and operate off of your incoming 120-277v power. Part number LED-7320-27K-G2 (2700K Warm White) consumes just 10 watts of 120 to 277 volt 60 Hz energy. cULus Listed and RoHS compliant, these LED PLs are a dimmable LED light bulb, (Note: They are only dimmable on a dimmable electronic ballast. They are not dimmable via line voltage.) will produce 900 Lumens of light output (90 Lumens Per Watt), has a CRI of 85 and a rated life of up to 50,000 hours. Give them a try - You will be very pleasantly surprised. Click here to see the complete LED-7320-27K-G2 G24q GX24Q 4 Pin Retrofit Specification Sheet. These LED fluorescent bulbs have a 360 degree beam angle which easily integrates energy saving LED technology into your standard recessed lighting format. These LED retrofits are designed to replace up to 32w G24Q or Gx24Q 4-pin fluorescent PL lamps and are suitable for horizontal, base up, or base down recessed applications. The physical dimensions of the Light Efficient Design LED PL retrofit are 6.2 maximum overall length (MOL) by 1.4 wide. These LED retrofit bulbs carry a 5 Year Limited Warranty. Click here to see the complete Light Efficient Design Limited Warranty. The LED-7320-27K-G2, 10 watt LED lamp is designed to retrofit existing fluorescent recessed can lighting installations, thereby reducing maintenance and energy expenditures in residential, commercial, retail displays, hotel, motel and resort applications and as an energy saving light source for new fixtures and installations. Please NOTE: When retrofitting this LED to a fluorescent fixture by using the bi-pass option, the ballast must be by-passed or removed from the fixture. Additionally, by-passing the ballast will insure no RFI interference. Click here to see the LED-7320 Installation Instructions. Light Efficient Design 10 Watt 900 Lumen Hybrid LED G24q GX24q 4 Pin LED PL Light Bulb 2700K | 2700 | 85 | 900 | 90 | 50000 | 10 | 1 | 14.16 | 14.16 | 16.6385 | 2020Q2 | https://www.greenelectricalsupply.com/10-watt-g24q-gx24q-led-pl-retrofit-bulbs-2700k.aspx | Green Electrical Supply | 2020 | No
LED Lighting | Downlight | Manufacturer: Light Efficient Design | True |  |  | PL LED Retrofit | G24q | Direct Replacement LED, By-Pass LED Home > LED Light Bulbs > LED PL Lamps > 4-Pin Base > 32 Watt CFL Equal > 3500K Bright White > 10 Watt 1000 Lumen Hybrid LED G24q GX24q 4 Pin LED PL Light Bulb 3500K Product Specifications - Quick Reference Input Voltage: Dimmable: 120-277 Volt AC Yes - On Dimmable Ballast Dimensions: Base: 1.4" Wide x 6.2" Long 4-Pin G24q/Gx24q LED Color: 3500K Bright White Rated Life Span: Up To 50,000 Hours Lumens: Efficacy: 1000 Lumens 100 lm/w CRI / Beam Angle: Certifications: 85 CRI / 360 Degrees cULus, RoHS Light Efficient Design is dedicated to providing the type of products that you demand. Proper certifications, such as LM79, Lighting Facts, UL and ultimately Energy Star, are top priorities for Light Efficient Design. These labels instill confidence in the quality of their products. More and more of their products carry certifications, and ultimately most will be certified. Some of Light Efficient Designs products, in what we believe to be one of the broadest assortment of LED lights anywhere, might appear to be similar to many competitors products but we can assure you that the intrinsics, which you cannot see, have been designed to give you the performance and longevity that you expect from LED products, but dont always get in this vast unknown supplier industry. Here are the Light Efficient Design, 360 degree beam angle retrofit LED. The product number is LED-7320-35K-G2, a replacement for LED-7320-35A. It features universal operation. This LED PL retrofit can be installed as either a direct replacement that is compatible with up to 32 watt electronic fluorescent ballasts in fixtures that currently use 4-pin G24q or GX24q fluorescent PL tube lights (please refer to the installation instructions for a list of factory approved compatible ballasts) or you can bypass your ballast, wire directly to your socket, and operate off of your incoming 120-277v power. Part number LED-7320-35K-G2 (3500K Bright White) consumes just 10 watts of 120 to 277 volt 60 Hz energy. cULus Listed and RoHS compliant, these LED PLs are a dimmable LED light bulb, (Note: They are only dimmable on a dimmable electronic ballast. They are not dimmable via line voltage.) will produce 1000 Lumens of light output (100 Lumens Per Watt), has a CRI of 85 and a rated life of up to 50,000 hours. Give them a try - You will be very pleasantly surprised. Click here to see the complete LED-7320-35K-G2 G24q GX24Q 4 Pin Retrofit Specification Sheet. These LED fluorescent bulbs have a 360 degree beam angle which easily integrates energy saving LED technology into your standard recessed lighting format. These LED retrofits are designed to replace up to 32w G24Q or Gx24Q 4-pin fluorescent PL lamps and are suitable for horizontal, base up, or base down recessed applications. The physical dimensions of the Light Efficient Design LED PL retrofit are 6.2 maximum overall length (MOL) by 1.4 wide. These LED retrofit bulbs carry a 5 Year Limited Warranty. Click here to see the complete Light Efficient Design Limited Warranty. The LED-7320-35K-G2, 10 watt LED lamp is designed to retrofit existing fluorescent recessed can lighting installations, thereby reducing maintenance and energy expenditures in residential, commercial, retail displays, hotel, motel and resort applications and as an energy saving light source for new fixtures and installations. Please NOTE: When retrofitting this LED to a fluorescent fixture by using the bi-pass option, the ballast must be by-passed or removed from the fixture. Additionally, by-passing the ballast will insure no RFI interference. Click here to see the LED-7320 Installation Instructions. Light Efficient Design 10 Watt 1000 Lumen Hybrid LED G24q GX24q 4 Pin LED PL Light Bulb 3500K | 3500 | 85 | 1000 | 100 | 50000 | 10 | 1 | 14.16 | 14.16 | 16.6385 | 2020Q2 | https://www.greenelectricalsupply.com/10-watt-g24q-gx24q-led-pl-retrofit-bulbs-3500k.aspx | Green Electrical Supply | 2020 | No
LED Lighting | Downlight | Manufacturer: Light Efficient Design | True |  |  | PL LED Retrofit | G24q | Direct Replacement LED, By-Pass LED Home > LED Light Bulbs > LED PL Lamps > 4-Pin Base > 32 Watt CFL Equal > 4000K Cool White > 10 Watt 1000 Lumen Hybrid LED G24q GX24q 4 Pin LED PL Light Bulb 4000K Product Specifications - Quick Reference Input Voltage: Dimmable: 120-277 Volt AC Yes - On Dimmable Ballast Dimensions: Base: 1.4" Wide x 6.2" Long 4-Pin G24q/Gx24q LED Color: 4000K Cool White Rated Life Span: Up To 50,000 Hours Lumens: Efficacy: 1000 Lumens 100 lm/w CRI / Beam Angle: Certifications: 85 CRI / 360 Degrees cULus, RoHS Light Efficient Design is dedicated to providing the type of products that you demand. Proper certifications, such as LM79, Lighting Facts, UL and ultimately Energy Star, are top priorities for Light Efficient Design. These labels instill confidence in the quality of their products. More and more of their products carry certifications, and ultimately most will be certified. Some of Light Efficient Designs products, in what we believe to be one of the broadest assortment of LED lights anywhere, might appear to be similar to many competitors products but we can assure you that the intrinsics, which you cannot see, have been designed to give you the performance and longevity that you expect from LED products, but dont always get in this vast unknown supplier industry. Here are the Light Efficient Design, 360 degree beam angle retrofit LED. The product number is LED-7320-40K-G2, a replacement for LED-7320-40A. It features universal operation. This LED PL retrofit can be installed as either a direct replacement that is compatible with up to 32 watt electronic fluorescent ballasts in fixtures that currently use 4-pin G24q or GX24q fluorescent PL tube lights (please refer to the installation instructions for a list of factory approved compatible ballasts) or you can bypass your ballast, wire directly to your socket, and operate off of your incoming 120-277v power. Part number LED-7320-40K-G2 (4000K Cool White) consumes just 10 watts of 120 to 277 volt 60 Hz energy. cULus Listed and RoHs compliant, these LED tubes are a dimmable LED light bulb, (Note: They are only dimmable on a dimmable electronic ballast. They are not dimmable via line voltage.) will produce 1000 Lumens of light output (100 Lumens Per Watt), has a CRI of 85 and a rated life of up to 50,000 hours. Give them a try - You will be very pleasantly surprised. Click here to see the complete LED-7320-40K-G2 G24q GX24Q 4 Pin Retrofit Specification Sheet. These LED fluorescent bulbs have a 360 degree beam angle which easily integrates energy saving LED technology into your standard recessed lighting format. These LED retrofits are designed to replace up to 32w G24Q or Gx24Q 4-pin fluorescent PL lamps and are suitable for horizontal, base up, or base down recessed applications. The physical dimensions of the Light Efficient Design LED PL retrofit are 6.2 maximum overall length (MOL) by 1.4 wide. These LED retrofit bulbs carry a 5 Year Limited Warranty. Click here to see the complete Light Efficient Design Limited Warranty. The LED-7320-40K-G2, 10 watt LED lamp is designed to retrofit existing fluorescent recessed can lighting installations, thereby reducing maintenance and energy expenditures in residential, commercial, retail displays, hotel, motel and resort applications and as an energy saving light source for new fixtures and installations. Please NOTE: When retrofitting this LED to a fluorescent fixture by using the bi-pass option, the ballast must be by-passed or removed from the fixture. Additionally, by-passing the ballast will insure no RFI interference. Click here to see the LED-7320 Installation Instructions. Light Efficient Design 10 Watt 1000 Lumen Hybrid LED G24q GX24q 4 Pin LED PL Light Bulb 4000K | 4000 | 85 | 1000 | 100 | 50000 | 10 | 1 | 14.16 | 14.16 | 16.6385 | 2020Q2 | https://www.greenelectricalsupply.com/10-watt-g24q-gx24q-led-pl-retrofit-bulbs-4000k.aspx | Green Electrical Supply | 2020 | No
LED Lighting | Downlight | Manufacturer: Light Efficient Design | True |  |  | PL LED Retrofit | G24q | Direct Replacement LED, By-Pass LED Home > LED Light Bulbs > LED PL Lamps > 4-Pin Base > 42 Watt CFL Equal > 2700K Warm White > 11 Watt 1050 Lumen Hybrid LED G24q GX24q 4 Pin LED PL Light Bulb 2700K Gen 3 Product Specifications - Quick Reference Input Voltage: Dimmable: 120-277 Volt AC Yes - On Dimmable Ballast Dimensions: Base: 1.3" Wide x 5.6" Long 4-Pin G24q/Gx24q LED Color: 2700K Warm White Rated Life Span: Up To 50,000 Hours Lumens: Efficacy: 1050 Lumens 105 lm/w CRI / Beam Angle: Certifications: 80 CRI / 120 Degrees cULus, RoHS Light Efficient Design is dedicated to providing the type of products that you demand. Proper certifications, such as LM79, Lighting Facts, UL and ultimately Energy Star, are top priorities for Light Efficient Design. These labels instill confidence in the quality of their products. More and more of their products carry certifications, and ultimately most will be certified. Some of Light Efficient Designs products, in what we believe to be one of the broadest assortment of LED lights anywhere, might appear to be similar to many competitors products but we can assure you that the intrinsics, which you cannot see, have been designed to give you the performance and longevity that you expect from LED products, but do not always get in this vast unknown supplier industry. Here are the Light Efficient Design, 120 degree beam angle retrofit LED. The product number is LED-7324-27K-G3, a replacement for LED-7324-27K-G2. It features universal operation. This LED PL retrofit can be installed as either a direct replacement that is compatible with up to 42 watt electronic fluorescent ballasts in fixtures that currently use 4-pin G24q or GX24q fluorescent PL tube lights (please refer to the installation instructions for a list of factory approved compatible ballasts) or you can bypass your ballast, wire directly to your socket, and operate off of your incoming 120-277v power. Part number LED-7324-27K-G3 (2700K Warm White) consumes just 11 watts of 120 to 277 volt 60 Hz energy. cULus Listed and RoHS compliant, these LED PLs are a dimmable LED light bulb (These are only dimmable on a dimmable ballast. They are not dimmable on line voltage.), will produce 1050 Lumens of light output (105 Lumens Per Watt), has a CRI of 80 and a rated life of up to 50,000 hours. Give them a try - You will be very pleasantly surprised. Click here to see the complete Light Efficient Design Universal PL Lamps Retrofits Specification Sheet. These LED fluorescent bulbs have a 120 degree beam angle which easily integrates energy saving LED technology into your standard recessed lighting format. These LED retrofits are designed to replace up to 42w G24Q or Gx24Q 4-pin fluorescent PL lamps and are suitable for horizontal, base up, or base down recessed applications. The physical dimensions of the Light Efficient Design LED PL retrofit are 6.8 maximum overall length (MOL) by 1.3 wide. These LED retrofit bulbs carry a 5 Year Limited Warranty. Click here to see the complete Light Efficient Design Limited Warranty. The LED-7324-27K-G3, 11 watt LED lamp is designed to retrofit existing fluorescent recessed can lighting installations, thereby reducing maintenance and energy expenditures in residential, commercial, retail displays, hotel, motel and resort applications and as an energy saving light source for new fixtures and installations. Please NOTE: When retrofitting this LED to a fluorescent fixture by using the bi-pass option, the ballast must be by-passed or removed from the fixture. Additionally, by-passing the ballast will insure no RFI interference. Light Efficient Design 11 Watt 1050 Lumen Hybrid LED G24q GX24q 4 Pin LED PL Light Bulb 2700K Gen 3 | 2700 | 80 | 1050 | 95.4545 | 50000 | 11 | 1 | 14.47 | 14.47 | 17.0028 | 2020Q2 | https://www.greenelectricalsupply.com/11-watt-1050-lumen-hybrid-led-g24q-gx24q-4-pin-led-pl-light-bulb-2700k-gen-3.aspx | Green Electrical Supply | 2020 | No
LED Lighting | Downlight | Manufacturer: Light Efficient Design | True |  |  | PL LED Retrofit | G24q | Direct Replacement LED, By-Pass LED Home > LED Light Bulbs > LED PL Lamps > 4-Pin Base > 42 Watt CFL Equal > 3500K Bright White > 11 Watt 1125 Lumen Hybrid LED G24q GX24q 4 Pin LED PL Light Bulb 3500K Gen 3 Product Specifications - Quick Reference Input Voltage: Dimmable: 120-277 Volt AC Yes - On Dimmable Ballast Dimensions: Base: 1.3" Wide x 5.6" Long 4-Pin G24q/Gx24q LED Color: 3500K Bright White Rated Life Span: Up To 50,000 Hours Lumens: Efficacy: 1125 Lumens 112 lm/w CRI / Beam Angle: Certifications: 80 CRI / 120 Degrees cULus, RoHS Light Efficient Design is dedicated to providing the type of products that you demand. Proper certifications, such as LM79, Lighting Facts, UL and ultimately Energy Star, are top priorities for Light Efficient Design. These labels instill confidence in the quality of their products. More and more of their products carry certifications, and ultimately most will be certified. Some of Light Efficient Designs products, in what we believe to be one of the broadest assortment of LED lights anywhere, might appear to be similar to many competitors products but we can assure you that the intrinsics, which you cannot see, have been designed to give you the performance and longevity that you expect from LED products, but do not always get in this vast unknown supplier industry. Here are the Light Efficient Design, 120 degree beam angle retrofit LED. The product number is LED-7324-35K-G3, a replacement for LED-7324-35K-G2. It features universal operation. This LED PL retrofit can be installed as either a direct replacement that is compatible with up to 42 watt electronic fluorescent ballasts in fixtures that currently use 4-pin G24q or GX24q fluorescent PL tube lights (please refer to the installation instructions for a list of factory approved compatible ballasts) or you can bypass your ballast, wire directly to your socket, and operate off of your incoming 120-277v power. Part number LED-7324-35K-G3 (3500K Bright White) consumes just 11 watts of 120 to 277 volt 60 Hz energy. cULus Listed and RoHS compliant, these LED PLs are a dimmable LED light bulb (These are only dimmable on a dimmable ballast. They are not dimmable on line voltage.), will produce 1125 Lumens of light output (112 Lumens Per Watt), has a CRI of 80 and a rated life of up to 50,000 hours. Give them a try - You will be very pleasantly surprised. Click here to see the complete Light Efficient Design Universal PL Lamps Retrofits Specification Sheet. These LED fluorescent bulbs have a 120 degree beam angle which easily integrates energy saving LED technology into your standard recessed lighting format. These LED retrofits are designed to replace up to 42w G24Q or Gx24Q 4-pin fluorescent PL lamps and are suitable for horizontal, base up, or base down recessed applications. The physical dimensions of the Light Efficient Design LED PL retrofit are 6.8 maximum overall length (MOL) by 1.3 wide. These LED retrofit bulbs carry a 5 Year Limited Warranty. Click here to see the complete Light Efficient Design Limited Warranty. The LED-7324-35K-G3, 11 watt LED lamp is designed to retrofit existing fluorescent recessed can lighting installations, thereby reducing maintenance and energy expenditures in residential, commercial, retail displays, hotel, motel and resort applications and as an energy saving light source for new fixtures and installations. Please NOTE: When retrofitting this LED to a fluorescent fixture by using the bi-pass option, the ballast must be by-passed or removed from the fixture. Additionally, by-passing the ballast will insure no RFI interference. Light Efficient Design 11 Watt 1125 Lumen Hybrid LED G24q GX24q 4 Pin LED PL Light Bulb 3500K Gen 3 | 3500 | 80 | 1125 | 102.2727 | 50000 | 11 | 1 | 14.47 | 14.47 | 17.0028 | 2020Q2 | https://www.greenelectricalsupply.com/11-watt-1125-lumen-hybrid-led-g24q-gx24q-4-pin-led-pl-light-bulb-3500k-gen-3.aspx | Green Electrical Supply | 2020 | No
LED Lighting | Downlight | Manufacturer: Light Efficient Design | True |  |  | PL LED Retrofit | G24q | Direct Replacement LED, By-Pass LED Home > LED Light Bulbs > LED PL Lamps > 4-Pin Base > 42 Watt CFL Equal > 4000K Cool White > 11 Watt 1200 Lumen Hybrid LED G24q GX24q 4 Pin LED PL Light Bulb 4000K Gen 3 Product Specifications - Quick Reference Input Voltage: Dimmable: 120-277 Volt AC Yes - On Dimmable Ballast Dimensions: Base: 1.3" Wide x 5.6" Long 4-Pin G24q/Gx24q LED Color: 4000K Cool White Rated Life Span: Up To 50,000 Hours Lumens: Efficacy: 1200 Lumens 120 lm/w CRI / Beam Angle: Certifications: 80 CRI / 120 Degrees cULus, RoHS Light Efficient Design is dedicated to providing the type of products that you demand. Proper certifications, such as LM79, Lighting Facts, UL and ultimately Energy Star, are top priorities for Light Efficient Design. These labels instill confidence in the quality of their products. More and more of their products carry certifications, and ultimately most will be certified. Some of Light Efficient Designs products, in what we believe to be one of the broadest assortment of LED lights anywhere, might appear to be similar to many competitors products but we can assure you that the intrinsics, which you cannot see, have been designed to give you the performance and longevity that you expect from LED products, but do not always get in this vast unknown supplier industry. Here are the Light Efficient Design, 120 degree beam angle retrofit LED. The product number is LED-7324-40K-G3, a replacement for LED-7324-40K-G2. It features universal operation. This LED PL retrofit can be installed as either a direct replacement that is compatible with up to 42 watt electronic fluorescent ballasts in fixtures that currently use 4-pin G24q or GX24q fluorescent PL tube lights (please refer to the installation instructions for a list of factory approved compatible ballasts) or you can bypass your ballast, wire directly to your socket, and operate off of your incoming 120-277v power. Part number LED-7324-40K-G3 (4000K Cool White) consumes just 11 watts of 120 to 277 volt 60 Hz energy. cULus Listed and RoHS compliant, these LED PLs are a dimmable LED light bulb (These are only dimmable on a dimmable ballast. They are not dimmable on line voltage.), will produce 1200 Lumens of light output (120 Lumens Per Watt), has a CRI of 80 and a rated life of up to 50,000 hours. Give them a try - You will be very pleasantly surprised. Click here to see the complete Light Efficient Design Universal PL Lamps Retrofits Specification Sheet. These LED fluorescent bulbs have a 120 degree beam angle which easily integrates energy saving LED technology into your standard recessed lighting format. These LED retrofits are designed to replace up to 42w G24Q or Gx24Q 4-pin fluorescent PL lamps and are suitable for horizontal, base up, or base down recessed applications. The physical dimensions of the Light Efficient Design LED PL retrofit are 6.8 maximum overall length (MOL) by 1.3 wide. These LED retrofit bulbs carry a 5 Year Limited Warranty. Click here to see the complete Light Efficient Design Limited Warranty. The LED-7324-40K-G3, 11 watt LED lamp is designed to retrofit existing fluorescent recessed can lighting installations, thereby reducing maintenance and energy expenditures in residential, commercial, retail displays, hotel, motel and resort applications and as an energy saving light source for new fixtures and installations. Please NOTE: When retrofitting this LED to a fluorescent fixture by using the bi-pass option, the ballast must be by-passed or removed from the fixture. Additionally, by-passing the ballast will insure no RFI interference. Light Efficient Design 11 Watt 1200 Lumen Hybrid LED G24q GX24q 4 Pin LED PL Light Bulb 4000K Gen 3 | 4000 | 80 | 1200 | 109.0909 | 50000 | 11 | 1 | 14.47 | 14.47 | 17.0028 | 2020Q2 | https://www.greenelectricalsupply.com/11-watt-1200-lumen-hybrid-led-g24q-gx24q-4-pin-led-pl-light-bulb-4000k-gen-3.aspx | Green Electrical Supply | 2020 | No
LED Lighting | Downlight | Manufacturer: TCP | True |  |  |  |  | 6" Recessed Home > Energy Star Qualified Products > 5 Inch to 6 Inch 11 Watt 900 Lumen LED Recessed Downlight Retrofit 4100K - E26 Adapter Included Product Specifications - Quick Reference Lamp Wattage: Working Voltage: 11 Watts 120 Volt Dimensions: Rated Life: 7.25" W x 2.8" (MOL) 35,000 Hours (L70) Incandescent Equivalent: 75 Watts (900 Lumens) Dimmable: YES - 100% - 0.5% Light Color: CRI: 4100K 82 CRI Certifications: Warranty: ENERGY STAR, UL 5 Year Limited High Performance LED ( Light Emitting Diode ), dual rated for 5" or 6" Recessed Cans. These retrofits are a perfect choice for use in your existing 5" or 6" recessed can applications. LED lights produce very little heat, reach full brightness instantly and last 35,000 hours. Exceeding all industry standards and smooth, uniform dimming from 100% down to 0.5%, the TCP LED recessed retrofits are a superb, energy saving option for your existing 65BR30 bulbs. Click here to see the complete TCP 6" Recessed Retrofit Fixture Specification Sheet. This TCP LED11DR5641K (replacement for the TCP LED12DR5641K) 4100 Kelvin (K) cool white LED light operates on your existing 120V circuit and consumes just 11 watts. These LED retrofit lights generate 900 delivered lumens (or 81 Lumens Per Watt) and has a Color Rendering Index (CRI) of 82. The TCP LED11DR5641K 5"-6" LED retrofit bulb is fully dimmable and suitable for damp locations and they carry a 5 year limited warranty. Instant on at full brightness these 5" or 6" recessed can retrofit LED fixtures are rated for 35,000 hours (based on L70 standards). The stated 35,000 Hour life is based on functional light quality. After 30% lumen depreciation the functionality of the lamp is deemed to be at end-of life, even though the lamp is still at 70% of initial lumens (the L70 standard). The dimensions of the LED fixture are 7.25" wide by 2.8 inches MOL. The LED driver is self contained and the finish on the integral baffle and trim is White. These 120 volt LED light bulbs are IC-Rated for direct contact with insulation and fit most 5" or 6" recessed can fixtures with an E26 medium base. There is an adapter with every retrofit can where one end has a standard E26 medium base socket and the other end has a disconnect connector. With the electricity turned off at your circuit breaker, simply screw the E26 socket into your existing recessed can. Then connect the TCP LED retrofit at the disconnect point. Install the LED fixture like you would install your current trim. You have now converted your recessed can to LED. Dimming saves energy while setting the right light level to improve mood and ambiance. Screw-in compact fluorescent lamps (CFLs) and screw-in light emitting diode bulbs (LEDs) are a great energy-saving alternative to incandescent or halogen light sources; however, dimming them may be difficult. Lutrons new CL Dimmers for dimmable CFL and LED bulbs have HED Technology which helps alleviate your CFL and LED dimming challenges. Compared to standard dimmers, Lutrons new CL Dimmers keep the lights on as they are dimmed, make sure the lights turn on at all light levels, eliminate or reduce excessive flicker and keep the lights on even with line voltage fluctuations. Lutron CL dimmers are available in Maestro®, Diva®, Skylark Contour, Luméa®, Ariadni®/Toggler® and Credenza® product families. Click here to see all Lutron CL Dimmer Light Switches and Wall Plates. TCP 5 Inch to 6 Inch 11 Watt 900 Lumen LED Recessed Downlight Retrofit 4100K - E26 Adapter Included | 4100 | 82 | 900 | 81.8182 | 35000 | 11 | 1 | 12.55 | 12.55 | 14.7467 | 2020Q2 | https://www.greenelectricalsupply.com/11-watt-6-inch-led-down-light-retrofit-4100k.aspx | Green Electrical Supply | 2020 | Yes
LED Lighting | Downlight | Manufacturer: TCP | True | Daylighting/Photocell, |  |  |  | 6" Recessed Home > Energy Star Qualified Products > 5 Inch to 6 Inch 11 Watt 950 Lumen LED Recessed Downlight Retrofit 5000K - E26 Adapter Included Product Specifications - Quick Reference Lamp Wattage: Working Voltage: 11 Watts 120 Volt Dimensions: Rated Life: 7.25" W x 2.8" (MOL) 35,000 Hours (L70) Incandescent Equivalent: 75 Watts (950 Lumens) Dimmable: YES - 100% - 0.5% Light Color: CRI: 5000K 82 CRI Certifications: Warranty: ENERGY STAR, UL 5 Year Limited High Performance LED ( Light Emitting Diode ), dual rated for 5" or 6" Recessed Cans. These retrofits are a perfect choice for use in your existing 5" or 6" recessed can applications. LED lights produce very little heat, reach full brightness instantly and last 35,000 hours. Exceeding all industry standards and smooth, uniform dimming from 100% down to 0.5%, the TCP LED recessed retrofits are a superb, energy saving option for your existing 65BR30 bulbs. Click here to see the complete TCP 6" Recessed Retrofit Fixture Specification Sheet. This TCP LED11DR5650K (replacement for the TCP LED12DR5650K) 5000 Kelvin (K) daylight LED light operates on your existing 120V circuit and consumes just 11 watts. These LED retrofit lights generate 950 delivered lumens (or 86 Lumens Per Watt) and has a Color Rendering Index (CRI) of 82. The TCP LED11DR5650K 5"-6" LED retrofit bulb is fully dimmable and suitable for damp locations and they carry a 5 year limited warranty. Instant on at full brightness these 5" or 6" recessed can retrofit LED fixtures are rated for 35,000 hours (based on L70 standards). The stated 35,000 Hour life is based on functional light quality. After 30% lumen depreciation the functionality of the lamp is deemed to be at end-of life, even though the lamp is still at 70% of initial lumens (the L70 standard). The dimensions of the LED fixture are 7.25" wide by 2.8 inches MOL. The LED driver is self contained and the finish on the integral baffle and trim is White. These 120 volt LED light bulbs are IC-Rated for direct contact with insulation and fit most 5" or 6" recessed can fixtures with an E26 medium base. There is an adapter with every retrofit can where one end has a standard E26 medium base socket and the other end has a disconnect connector. With the electricity turned off at your circuit breaker, simply screw the E26 socket into your existing recessed can. Then connect the TCP LED retrofit at the disconnect point. Install the LED fixture like you would install your current trim. You have now converted your recessed can to LED. Dimming saves energy while setting the right light level to improve mood and ambiance. Screw-in compact fluorescent lamps (CFLs) and screw-in light emitting diode bulbs (LEDs) are a great energy-saving alternative to incandescent or halogen light sources; however, dimming them may be difficult. Lutrons new CL Dimmers for dimmable CFL and LED bulbs have HED Technology which helps alleviate your CFL and LED dimming challenges. Compared to standard dimmers, Lutrons new CL Dimmers keep the lights on as they are dimmed, make sure the lights turn on at all light levels, eliminate or reduce excessive flicker and keep the lights on even with line voltage fluctuations. Lutron CL dimmers are available in Maestro®, Diva®, Skylark Contour, Luméa®, Ariadni®/Toggler® and Credenza® product families. Click here to see all Lutron CL Dimmer Light Switches and Wall Plates. TCP 5 Inch to 6 Inch 11 Watt 950 Lumen LED Recessed Downlight Retrofit 5000K - E26 Adapter Included | 5000 | 82 | 950 | 86.3636 | 35000 | 11 | 1 | 12.55 | 12.55 | 14.7467 | 2020Q2 | https://www.greenelectricalsupply.com/11-watt-6-inch-led-down-light-retrofit-5000k.aspx | Green Electrical Supply | 2020 | Yes
LED Lighting | Downlight | Manufacturer: TCP | True |  |  |  |  | 5" or 6" Recessed Home > Energy Star Qualified Products > 5 Inch to 6 Inch 11 Watt 850 Lumen LED Recessed Downlight Retrofit 3000K - E26 Adapter Included Product Specifications - Quick Reference Lamp Wattage: Working Voltage: 11 Watts 120 Volt Dimensions: Rated Life: 7.25" W x 2.8" (MOL) 35,000 Hours (L70) Incandescent Equivalent: 75 Watts (850 Lumens) Dimmable: YES - 100% - 0.5% Light Color: CRI: 3000K 82 CRI Certifications: Warranty: ENERGY STAR, UL 5 Year Limited High Performance LED ( Light Emitting Diode ), dual rated for 5" or 6" Recessed Cans. These retrofits are a perfect choice for use in your existing 5" or 6" recessed can applications. LED lights produce very little heat, reach full brightness instantly and last 35,000 hours. Exceeding all industry standards and smooth, uniform dimming from 100% down to 0.5%, the TCP LED recessed retrofits are a superb, energy saving option for your existing 65BR30 bulbs. Click here to see the complete TCP 6" Recessed Retrofit Fixture Specification Sheet. This TCP LED11DR5630K (replacement for the TCP LED12DR5630K) 3000 Kelvin (K) warm white LED light operates on your existing 120V circuit and consumes just 11 watts. These LED retrofit lights generate 850 delivered lumens (or 77 Lumens Per Watt) and has a Color Rendering Index (CRI) of 82. The TCP LED11DR5630K 5"-6" LED retrofit bulb is fully dimmable and suitable for damp locations and they carry a 5 year limited warranty. Instant on at full brightness these 5" or 6" recessed can retrofit LED fixtures are rated for 35,000 hours (based on L70 standards). The stated 35,000 Hour life is based on functional light quality. After 30% lumen depreciation the functionality of the lamp is deemed to be at end-of life, even though the lamp is still at 70% of initial lumens (the L70 standard). The dimensions of the LED fixture are 7.25" wide by 2.8 inches MOL. The LED driver is self contained and the finish on the integral baffle and trim is White. These 120 volt LED light bulbs are IC-Rated for direct contact with insulation and fit most 5" or 6" recessed can fixtures with an E26 medium base. There is an adapter with every retrofit can where one end has a standard E26 medium base socket and the other end has a disconnect connector. With the electricity turned off at your circuit breaker, simply screw the E26 socket into your existing recessed can. Then connect the TCP LED retrofit at the disconnect point. Install the LED fixture like you would install your current trim. You have now converted your recessed can to LED. Dimming saves energy while setting the right light level to improve mood and ambiance. Screw-in compact fluorescent lamps (CFLs) and screw-in light emitting diode bulbs (LEDs) are a great energy-saving alternative to incandescent or halogen light sources; however, dimming them may be difficult. Lutrons new CL Dimmers for dimmable CFL and LED bulbs have HED Technology which helps alleviate your CFL and LED dimming challenges. Compared to standard dimmers, Lutrons new CL Dimmers keep the lights on as they are dimmed, make sure the lights turn on at all light levels, eliminate or reduce excessive flicker and keep the lights on even with line voltage fluctuations. Lutron CL dimmers are available in Maestro®, Diva®, Skylark Contour, Luméa®, Ariadni®/Toggler® and Credenza® product families. Click here to see all Lutron CL Dimmer Light Switches and Wall Plates. TCP 5 Inch to 6 Inch 11 Watt 850 Lumen LED Recessed Downlight Retrofit 3000K - E26 Adapter Included | 3000 | 82 | 850 | 77.2727 | 35000 | 11 | 1 | 12.55 | 12.55 | 14.7467 | 2020Q2 | https://www.greenelectricalsupply.com/11-watt-6-inch-led-downlight-retrofit-3000k.aspx | Green Electrical Supply | 2020 | Yes
LED Lighting | Downlight | Manufacturer: Light Efficient Design | True |  |  | PL LED Retrofit | G24q | Direct Replacement LED, By-Pass LED Home > Closeout Fixtures and Light Bulbs > 11 Watt 1200 Lumen Hybrid LED G24q GX24q 4 Pin LED PL Light Bulb 2700K Product Specifications - Quick Reference Input Voltage: Dimmable: 120-277 Volt AC Yes - On Dimmable Ballast Dimensions: Base: 1.374" Wide x 5.75" Long 4-Pin G24q/Gx24q LED Color: 2700K Warm White Rated Life Span: Up To 50,000 Hours Lumens: Efficacy: 1200 Lumens 110 lm/w CRI / Beam Angle: Certifications: 80 CRI / 120 Degrees cULus, RoHS Light Efficient Design is dedicated to providing the type of products that you demand. Proper certifications, such as LM79, Lighting Facts, UL and ultimately Energy Star, are top priorities for Light Efficient Design. These labels instill confidence in the quality of their products. More and more of their products carry certifications, and ultimately most will be certified. Some of Light Efficient Designs products, in what we believe to be one of the broadest assortment of LED lights anywhere, might appear to be similar to many competitors products but we can assure you that the intrinsics, which you cannot see, have been designed to give you the performance and longevity that you expect from LED products, but do not always get in this vast unknown supplier industry. Here are the Light Efficient Design, 120 degree beam angle retrofit LED. The product number is LED-7324-27K-G2, a replacement for LED-7324-27A. It features universal operation. This LED PL retrofit can be installed as either a direct replacement that is compatible with up to 32 watt electronic fluorescent ballasts in fixtures that currently use 4-pin G24q or GX24q fluorescent PL tube lights (please refer to the installation instructions for a list of factory approved compatible ballasts) or you can bypass your ballast, wire directly to your socket, and operate off of your incoming 120-277v power. Part number LED-7324-27K-G2 (2700K Warm White) consumes just 11 watts of 120 to 277 volt 60 Hz energy. cULus Listed and RoHS compliant, these LED PLs are a dimmable LED light bulb (These are only dimmable on a dimmable ballast. They are not dimmable on line voltage.), will produce 1200 Lumens of light output (110 Lumens Per Watt), has a CRI of 80 and a rated life of up to 50,000 hours. Give them a try - You will be very pleasantly surprised. Click here to see the complete LED-7324-27K-G2 G24q GX24Q 4 Pin Retrofit Specification Sheet. These LED fluorescent bulbs have a 120 degree beam angle which easily integrates energy saving LED technology into your standard recessed lighting format. These LED retrofits are designed to replace up to 32w G24Q or Gx24Q 4-pin fluorescent PL lamps and are suitable for horizontal, base up, or base down recessed applications. The physical dimensions of the Light Efficient Design LED PL retrofit are 5.75 maximum overall length (MOL) by 1.374 wide. These LED retrofit bulbs carry a 5 Year Limited Warranty. Click here to see the complete Light Efficient Design Limited Warranty. The LED-7324-27K-G2, 11 watt LED lamp is designed to retrofit existing fluorescent recessed can lighting installations, thereby reducing maintenance and energy expenditures in residential, commercial, retail displays, hotel, motel and resort applications and as an energy saving light source for new fixtures and installations. Please NOTE: When retrofitting this LED to a fluorescent fixture by using the bi-pass option, the ballast must be by-passed or removed from the fixture. Additionally, by-passing the ballast will insure no RFI interference. Click here to see the LED-7324 Installation Instructions. Light Efficient Design 11 Watt 1200 Lumen Hybrid LED G24q GX24q 4 Pin LED PL Light Bulb 2700K | 2700 | 80 | 1200 | 109.0909 | 50000 | 11 | 1 | 14.16 | 14.16 | 16.6385 | 2020Q2 | https://www.greenelectricalsupply.com/11-watt-g24q-gx24q-base-led-pl-retrofit-bulbs-2700k.aspx | Green Electrical Supply | 2020 | No
LED Lighting | Downlight | Manufacturer: Light Efficient Design | True |  |  | PL LED Retrofit | G24q | Direct Replacement LED, By-Pass LED Home > LED Light Bulbs > LED PL Lamps > 4-Pin Base > 32 Watt CFL Equal > 3500K Bright White > 11 Watt 1200 Lumen Hybrid LED G24q GX24q 4 Pin LED PL Light Bulb 3500K Product Specifications - Quick Reference Input Voltage: Dimmable: 120-277 Volt AC Yes - On Dimmable Ballast Dimensions: Base: 1.374" Wide x 5.75" Long 4-Pin G24q/Gx24q LED Color: 3500K Warm White Rated Life Span: Up To 50,000 Hours Lumens: Efficacy: 1200 Lumens 110 lm/w CRI / Beam Angle: Certifications: 80 CRI / 120 Degrees cULus, RoHS Light Efficient Design is dedicated to providing the type of products that you demand. Proper certifications, such as LM79, Lighting Facts, UL and ultimately Energy Star, are top priorities for Light Efficient Design. These labels instill confidence in the quality of their products. More and more of their products carry certifications, and ultimately most will be certified. Some of Light Efficient Designs products, in what we believe to be one of the broadest assortment of LED lights anywhere, might appear to be similar to many competitors products but we can assure you that the intrinsics, which you cannot see, have been designed to give you the performance and longevity that you expect from LED products, but dont always get in this vast unknown supplier industry. Here are the Light Efficient Design, 120 degree beam angle retrofit LED. The product number is LED-7324-35K-G2, a replacement for LED-7324-35A. It features universal operation. This LED PL retrofit can be installed as either a direct replacement that is compatible with up to 32 watt electronic fluorescent ballasts in fixtures that currently use 4-pin G24q or GX24q fluorescent PL tube lights (please refer to the installation instructions for a list of factory approved compatible ballasts) or you can bypass your ballast, wire directly to your socket, and operate off of your incoming 120-277v power. Part number LED-7324-35K-G2 (3500K Bright White) consumes just 11 watts of 120 to 277 volt 60 Hz energy. cULus Listed and RoHS compliant, these LED PLs a dimmable LED light bulb, (These are only dimmable on a dimmable ballast. They are not dimmable on line voltage.) will produce 1200 Lumens of light output (110 Lumens Per Watt), has a CRI of 80 and a rated life of up to 50,000 hours. Give them a try - You will be very pleasantly surprised. Click here to see the complete LED-7324-35K-G2 G24q GX24Q 4 Pin Retrofit Specification Sheet. These LED fluorescent bulbs have a 120 degree beam angle which easily integrates energy saving LED technology into your standard recessed lighting format. These LED retrofits are designed to replace up to 32w G24Q or Gx24Q 4-pin fluorescent PL lamps and are suitable for horizontal, base up, or base down recessed applications. The physical dimensions of the Light Efficient Design LED PL retrofit are 5.75 maximum overall length (MOL) by 1.374 wide. These LED retrofit bulbs carry a 5 Year Limited Warranty. Click here to see the complete Light Efficient Design Limited Warranty. The LED-7324-35K-G2, 11 watt LED lamp is designed to retrofit existing fluorescent recessed can lighting installations, thereby reducing maintenance and energy expenditures in residential, commercial, retail displays, hotel, motel and resort applications and as an energy saving light source for new fixtures and installations. Please NOTE: When retrofitting this LED to a fluorescent fixture by using the bi-pass option, the ballast must be by-passed or removed from the fixture. Additionally, by-passing the ballast will insure no RFI interference. Click here to see the LED-7324 Installation Instructions. Light Efficient Design 11 Watt 1200 Lumen Hybrid LED G24q GX24q 4 Pin LED PL Light Bulb 3500K | 3500 | 80 | 1200 | 109.0909 | 50000 | 11 | 1 | 14.16 | 14.16 | 16.6385 | 2020Q2 | https://www.greenelectricalsupply.com/11-watt-g24q-gx24q-led-pl-retrofit-bulbs-3500k.aspx | Green Electrical Supply | 2020 | No
LED Lighting | Downlight | Manufacturer: Light Efficient Design | True |  |  | PL LED Retrofit | G24q | Direct Replacement LED, By-Pass LED Home > LED Light Bulbs > LED PL Lamps > 4-Pin Base > 32 Watt CFL Equal > 4000K Cool White > 11 Watt 1200 Lumen Hybrid LED G24q GX24q 4 Pin LED PL Light Bulb 4000K Product Specifications - Quick Reference Input Voltage: Dimmable: 120-277 Volt AC Yes - On Dimmable Ballast Dimensions: Base: 1.374" Wide x 5.75" Long 4-Pin G24q/Gx24q LED Color: 4000K Cool White Rated Life Span: Up To 50,000 Hours Lumens: Efficacy: 1200 Lumens 110 lm/w CRI / Beam Angle: Certifications: 80 CRI / 120 Degrees cULus, RoHS Light Efficient Design is dedicated to providing the type of products that you demand. Proper certifications, such as LM79, Lighting Facts, UL and ultimately Energy Star, are top priorities for Light Efficient Design. These labels instill confidence in the quality of their products. More and more of their products carry certifications, and ultimately most will be certified. Some of Light Efficient Designs products, in what we believe to be one of the broadest assortment of LED lights anywhere, might appear to be similar to many competitors products but we can assure you that the intrinsics, which you cannot see, have been designed to give you the performance and longevity that you expect from LED products, but dont always get in this vast unknown supplier industry. Here are the Light Efficient Design, 120 degree beam angle retrofit LED. The product number is LED-7324-40K-G2, a replacement for LED-7324-40A. It features universal operation. This LED PL retrofit can be installed as either a direct replacement that is compatible with up to 32 watt electronic fluorescent ballasts in fixtures that currently use 4-pin G24q or GX24q fluorescent PL tube lights (please refer to the installation instructions for a list of factory approved compatible ballasts) or you can bypass your ballast, wire directly to your socket, and operate off of your incoming 120-277v power. Part number LED-7324-40K-G2 (4000K Cool White) consumes just 11 watts of 120 to 277 volt 60 Hz energy. cULus Listed and RoHS compliant, these LED Pls are a dimmable LED light bulb, (These are only dimmable on a dimmable ballast. They are not dimmable on line voltage.) will produce 1200 Lumens of light output (110 Lumens Per Watt), has a CRI of 80 and a rated life of up to 50,000 hours. Give them a try - You will be very pleasantly surprised. Click here to see the complete LED-7324-40K-G2 G24q GX24Q 4 Pin Retrofit Specification Sheet. These LED fluorescent bulbs have a 120 degree beam angle which easily integrates energy saving LED technology into your standard recessed lighting format. These LED retrofits are designed to replace up to 32w G24Q or Gx24Q 4-pin fluorescent PL lamps and are suitable for horizontal, base up, or base down recessed applications. The physical dimensions of the Light Efficient Design LED PL retrofit are 5.75 maximum overall length (MOL) by 1.374 wide. These LED retrofit bulbs carry a 5 Year Limited Warranty. Click here to see the complete Light Efficient Design Limited Warranty. The LED-7324-40K-G2, 11 watt LED lamp is designed to retrofit existing fluorescent recessed can lighting installations, thereby reducing maintenance and energy expenditures in residential, commercial, retail displays, hotel, motel and resort applications and as an energy saving light source for new fixtures and installations. Please NOTE: When retrofitting this LED to a fluorescent fixture by using the bi-pass option, the ballast must be by-passed or removed from the fixture. Additionally, by-passing the ballast will insure no RFI interference. Click here to see the LED-7324 Installation Instructions. Light Efficient Design 11 Watt 1200 Lumen Hybrid LED G24q GX24q 4 Pin LED PL Light Bulb 4000K | 4000 | 80 | 1200 | 109.0909 | 50000 | 11 | 1 | 14.16 | 14.16 | 16.6385 | 2020Q2 | https://www.greenelectricalsupply.com/11-watt-g24q-gx24q-led-pl-retrofit-bulbs-4000k.aspx | Green Electrical Supply | 2020 | No
LED Lighting | Reflector | Manufacturer: Green Creative | False |  |  | PAR30 | Medium E26 | Home > LED Commercial Fixtures > 277 Volt LED Lighting > 12 Watt 850 Lumen 277V 40 Degree Beam LED PAR30 Light Bulb 3000K Product Specifications - Quick Reference Lamp Wattage: Working Voltage: 12.5 Watts 120-277 Volt Dimensions: Bulb Shape: 3.74" Diam x 4.72" (MOL) PAR30 Dimmable: Lumen Output: NO 850 Lumens Beam Angle: Rated Life: 40 Degree 40,000 Hours (L70) Light Color: Base: 3000K Medium E26 CRI: Warranty: 90 5 Year Warranty High performance LED ( Light Emitting Diode ) PAR30 lamps are a perfect retrofit bulb for your high use areas in both residential and commercial applications where you are currently using 75 watt halogen PAR30 lamps. LED light bulbs produce very little heat, reach full brightness instantly and last 40,000 hours. The Green Creative, part number 12.5PAR30G4/930FL40/277V (16125) uses an innovative three-part optic which provides a high candela to lumen ratio, optimizing light usage for directional applications. The reflector directs the light, the focus lens targets the center beam and the shaping lens refines the beam pattern. This LED retrofit boasts a CRI of 90, has a color temperature of 3000 Kelvin (K), operates on your existing 120-277V circuit and consumes just 12.5 watts of energy. These PAR30 LED retrofit lights are suitable for totally enclosed fixtures, wet location rated and generate 850 lumens, 68 Lumens per watt. Click here to see the Green Creative 12.5 Watt PAR30 277V Specification Sheet. Instant on at full brightness and mercury free - environmentally positive - generates no IR or UV - protects valuable objects - these PAR30 LED bulbs are rated for 40,000 hours (the L70 Standard). These 120-277 Universal voltage LED light bulbs fit most fixtures with an E26 medium base. The bulb's dimensions are 3.74" diameter by 4.72" long MOL. These LED bulbs carry a 5 year Warranty. Typical Applications Typical applications for the Green Creative 12.5 watt, 120-277 Universal Voltage, PAR30 LED light bulbs include high use general decorative indoor lighting in office, retail, restaurant, school, hospital and hotel/motel locations. Green Creative 12 Watt 850 Lumen 277V 40 Degree Beam LED PAR30 Light Bulb 3000K | 3000 | 90 | 850 | 68 | 40000 | 12.5 | 1 | 23.05 | 23.05 | 27.0846 | 2020Q2 | https://www.greenelectricalsupply.com/12-5w-led-par30-277v-3000k.aspx | Green Electrical Supply | 2020 | Yes
LED Lighting | Decorative | Manufacturer: MaxLite | True |  |  | G40 | Medium E26 | Home > Energy Star Qualified Products > 12 Watt Dimmable Frosted LED G40 Globe Light Bulb 120V 950 Lumens 3000K Product Specifications - Quick Reference Lamp Wattage: 12 Watts Dimensions: 4.72" W x 6.38" H (MOL) Incandescent Equivalent: Initial Lumens: 100 Watts 950 Lumens Warranty: Rated Life: 5 Year Limited 15,000 Hours Color Temperature: CRI: 3000K Warm White 83 Input Voltage: Certifications: 120V ETL, Energy Star, RoHS High Performance LED ( Light Emitting Diode ) G40 Globe lamps are a perfect choice for use in your existing globe, vanity, decorative fixtures and general decorative indoor lighting applications. LED G40 Globe light bulbs produce very little heat, reach full brightness instantly and last 15,000 hours. This is Maxlite's 12G40DLED302 (1410218), a LED G40 globe light bulb with a Medium E26 Base. This globe light is ideal for providing high-quality lighting for globe, vanity, and decorative fixtures throughout homes and hospitality applications. These are perfect for over the mirror bathroom lights, dressing room lights, and vanity dresser lights. This LED globe light consumes 12 watts, while replacing 100 watt incandescents, resulting in up to 80 percent energy savings. The Maxlite LED G40 globe light provides 950 lumens (an efficacy of 79 lpw) with a CRI of 83 in a 3000K Warm White. This LED light bulb is dimmable down to 10% (see below for a list of compatible dimmers) and has a rated life of 15,000 hours and a 5 year limited warranty. This LED globe is NOT for use in enclosed fixtures. This LED Globe Bulb is ENERGY STAR certified, RoHS compliant, ETL Listed, and cULus rated for damp locations. The operating temperature of this specific bulb is from -4°F to 104°F. The 12G40DLED302 (1410218) has an overall length of 4.72" and a width of 6.38". Click here to see the complete MaxLite G40 LED Globe Light Bulb Specification Sheet. Save energy today with these incredible bulbs. MaxLite 12 Watt Dimmable Frosted LED G40 Globe Light Bulb 120V 950 Lumens 3000K | 3000 | 83 | 950 | 79.1667 | 15000 | 12 | 1 | 12.92 | 12.92 | 15.1815 | 2020Q2 | https://www.greenelectricalsupply.com/12-watt-dimmable-led-g40-globe-950-lumen-3000k.aspx | Green Electrical Supply | 2020 | Yes
LED Lighting | Downlight | Manufacturer: TCP | True |  |  | BR30 | Medium E26 | Home > LED Light Bulbs > LED Reflector Bulbs > LED BR30 > 2700K Warm White > 12W Elite Dimmable LED BR30 24K Product Specifications - Quick Reference Input Voltage: Lumens: 120 Volt AC 850 Lumens Dimensions: Dimmable: 3.8" W x 5.4" MOL Yes LED Color: 2400 K Warm White Life Time: 25,000 Hours Power Consumption: Luminous Efficacy: 12 Watts 70.8 lm/W CRI: Certifications: 82 CRI UL Damp Locations Built off a 20-year history of producing energy efficient lighting, Technical Consumer Products, Inc. (TCP) is excited to announce its most advanced and comprehensive lineup of LED lamps: the LED Elite Series. With TCPs dedication to manufacturing high quality, state-of-the-art lighting, combined with excellent high color rendering index (CRI), smooth dimming capabilities and new shatterproof smooth housing (which gives the appearance of traditional halogen bulbs), the LED Elite Series bulbs are a perfect choice to transform nearly every lighted environment into something extraordinary. TCPs design results in world class LED lamps with industry leading dimming performance and best-in-class efficiencies! TCPs precision-designed full face optic lens offers extremely accurate light pattern control, with no washouts, color shifting or hot spots. This results in better overall light levels delivered right where it is needed. This is the TCP, LED Elite Dimmable BR30 lamp and it comes with a color temperature of 2400 Kelvin (K). UL approved, the TCP LED12BR30D24K offers a very durable, solid state lighting technology that significantly reduces lighting service and maintenance costs. These Energy Star Rated Dimmable LED BR30 bulbs consume up to 80% LESS energy than a standard 85BR30 85-watt incandescent. These LED BR30 bulbs do not contain Mercury or any other harmful substance, generate no IR or UV rays and carry a 5 Year Limited Warranty. TCPs LED BR30 lamps have the highest light output, best dimmability (100% down to 5%) and are the most efficient LED BR30 lamps available today. Consuming just 12 watts of 120 volt energy, this BR30 lamp generates 850 lumens thats 70.8 Lumens per watt. This LED BR30 lamp is rated for 25,000 hours with a minimum starting temperature of -30 degrees Celsius and measures 5.4" MOL and 3.8" in diameter. Click here to see the TCP LED Elite BR Series Specification Sheet. Typical Applications Typical applications for the TCP LED12BR30D24K, Elite Dimmable LED BR30 2400K light bulbs include dimmable recessed downlights, track lights, display lights, and outdoor fixtures that protect the lamps from the elements. TCP 12W Elite Dimmable LED BR30 24K | 2400 | 82 | 850 | 70.8333 | 25000 | 12 | 1 | 4.8 | 4.8 | 5.6402 | 2020Q2 | https://www.greenelectricalsupply.com/12-watt-elite-dimmable-led-br30-2400k.aspx | Green Electrical Supply | 2020 | No
LED Lighting | Downlight | Manufacturer: Light Efficient Design | False |  |  | PL LED Retrofit | G24q | Direct Replacement LED, By-Pass LED Home > LED Light Bulbs > LED PL Lamps > 4-Pin Base > 32 Watt CFL Equal > 2700K Warm White > 12 Watt 837 Lumen Hybrid LED G24q GX24q 4 Pin LED PL Light Bulb 2700K Product Specifications - Quick Reference Input Voltage: Dimmable: 120-277 Volt AC Non-Dimmable Dimensions: Base: 2.99" Wide x 3.78" Long 4-Pin G24q/Gx24q LED Color: 2700K Warm White Rated Life Span: Up To 50,000 Hours Lumens: Efficacy: 837 Lumens 95 lm/w CRI / Beam Angle: Certifications: 80 CRI / 120 Degrees cULus, RoHS Light Efficient Design is dedicated to providing the type of products that you demand. Proper certifications, such as LM79, Lighting Facts, UL and ultimately Energy Star, are top priorities for Light Efficient Design. These labels instill confidence in the quality of their products. More and more of their products carry certifications, and ultimately most will be certified. Some of Light Efficient Designs products, in what we believe to be one of the broadest assortment of LED lights anywhere, might appear to be similar to many competitors products but we can assure you that the intrinsics, which you cannot see, have been designed to give you the performance and longevity that you expect from LED products, but dont always get in this vast unknown supplier industry. Here are the Light Efficient Design, 120 degree beam angle retrofit LED. The product number is LED-7318-27A It features universal operation. This LED PL retrofit can be installed as either a direct replacement that is compatible with up to 32 watt electronic fluorescent ballasts in fixtures that currently use 4-pin G24q or GX24q fluorescent PL tube lights (please refer to the installation instructions for a list of factory approved compatible ballasts) or you can bypass your ballast, wire directly to your socket, and operate off of your incoming 120-277v power. Part number LED-7318-27A (2700K Warm White) consumes just 12 watts of 120 to 277 volt 60 Hz energy. cULus Listed and RoHS compliant, these LED tubes are a non-dimmable LED light bulb, will produce 837 Lumens of light output (95 Lumens Per Watt), has a CRI of 80 and a rated life of up to 50,000 hours. Give them a try - You will be very pleasantly surprised. Click here to see the complete LED-7318-27A G24q GX24Q 4 Pin Retrofit Specification Sheet. These LED fluorescent bulbs have a 120 degree beam angle which easily integrates energy saving LED technology into your standard recessed lighting format. These LED retrofits are designed to replace up to 32w G24Q or Gx24Q 4-pin fluorescent PL lamps and are suitable for horizontal, base up, or base down recessed applications. The physical dimensions of the Light Efficient Design LED PL retrofit are 3.78 maximum overall length (MOL) by 2.99 wide. These LED retrofit bulbs carry a 5 Year Limited Warranty. Click here to see the complete Light Efficient Design Limited Warranty. The LED-7318-27A, 12 watt LED lamp is designed to retrofit existing fluorescent recessed can lighting installations, thereby reducing maintenance and energy expenditures in residential, commercial, retail displays, hotel, motel and resort applications and as an energy saving light source for new fixtures and installations. Please NOTE: When retrofitting this LED to a fluorescent fixture by using the bi-pass option, the ballast must be by-passed or removed from the fixture. Additionally, by-passing the ballast will insure no RFI interference. Light Efficient Design 12 Watt 837 Lumen Hybrid LED G24q GX24q 4 Pin LED PL Light Bulb 2700K | 2700 | 80 | 837 | 69.75 | 50000 | 12 | 1 | 14.16 | 14.16 | 16.6385 | 2020Q2 | https://www.greenelectricalsupply.com/12-watt-g24q-gx24q-led-pl-retrofit-bulbs-2700k.aspx | Green Electrical Supply | 2020 | No
LED Lighting | Downlight | Manufacturer: Light Efficient Design | False |  |  | PL LED Retrofit | G24q | Direct Replacement LED, By-Pass LED Home > LED Light Bulbs > LED PL Lamps > 4-Pin Base > 32 Watt CFL Equal > 3500K Bright White > 12 Watt 1157 Lumen Hybrid LED G24q GX24q 4 Pin LED PL Light Bulb 3500K Product Specifications - Quick Reference Input Voltage: Dimmable: 120-277 Volt AC Non-Dimmable Dimensions: Base: 2.99" Wide x 3.78" Long 4-Pin G24q/Gx24q LED Color: 3500K Bright White Rated Life Span: Up To 50,000 Hours Lumens: Efficacy: 1157 Lumens 95 lm/w CRI / Beam Angle: Certifications: 80 CRI / 120 Degrees cULus, RoHS Light Efficient Design is dedicated to providing the type of products that you demand. Proper certifications, such as LM79, Lighting Facts, UL and ultimately Energy Star, are top priorities for Light Efficient Design. These labels instill confidence in the quality of their products. More and more of their products carry certifications, and ultimately most will be certified. Some of Light Efficient Designs products, in what we believe to be one of the broadest assortment of LED lights anywhere, might appear to be similar to many competitors products but we can assure you that the intrinsics, which you cannot see, have been designed to give you the performance and longevity that you expect from LED products, but dont always get in this vast unknown supplier industry. Here are the Light Efficient Design, 120 degree beam angle retrofit LED. The product number is LED-7318-35A It features universal operation. This LED PL retrofit can be installed as either a direct replacement that is compatible with up to 32 watt electronic fluorescent ballasts in fixtures that currently use 4-pin G24q or GX24q fluorescent PL tube lights (please refer to the installation instructions for a list of factory approved compatible ballasts) or you can bypass your ballast, wire directly to your socket, and operate off of your incoming 120-277v power. Part number LED-7318-35A (3500K Bright White) consumes just 12 watts of 120 to 277 volt 60 Hz energy. cULus Listed and RoHS compliant, these LED tubes are a non-dimmable LED light bulb, will produce 1157 Lumens of light output (95 Lumens Per Watt), has a CRI of 80 and a rated life of up to 50,000 hours. Give them a try - You will be very pleasantly surprised. Click here to see the complete LED-7318-35A G24q GX24Q 4 Pin Retrofit Specification Sheet. These LED fluorescent bulbs have a 120 degree beam angle which easily integrates energy saving LED technology into your standard recessed lighting format. These LED retrofits are designed to replace up to 32w G24Q or Gx24Q 4-pin fluorescent PL lamps and are suitable for horizontal, base up, or base down recessed applications. The physical dimensions of the Light Efficient Design LED PL retrofit are 3.78 maximum overall length (MOL) by 2.99 wide. These LED retrofit bulbs carry a 5 Year Limited Warranty. Click here to see the complete Light Efficient Design Limited Warranty. The LED-7318-35A, 12 watt LED lamp is designed to retrofit existing fluorescent recessed can lighting installations, thereby reducing maintenance and energy expenditures in residential, commercial, retail displays, hotel, motel and resort applications and as an energy saving light source for new fixtures and installations. Please NOTE: When retrofitting this LED to a fluorescent fixture by using the bi-pass option, the ballast must be by-passed or removed from the fixture. Additionally, by-passing the ballast will insure no RFI interference. Light Efficient Design 12 Watt 1157 Lumen Hybrid LED G24q GX24q 4 Pin LED PL Light Bulb 3500K | 3500 | 80 | 1157 | 96.4167 | 50000 | 12 | 1 | 14.16 | 14.16 | 16.6385 | 2020Q2 | https://www.greenelectricalsupply.com/12-watt-g24q-gx24q-led-pl-retrofit-bulbs-3500k.aspx | Green Electrical Supply | 2020 | No
LED Lighting | Downlight | Manufacturer: Light Efficient Design | False |  |  | PL LED Retrofit | G24q | Direct Replacement LED, By-Pass LED Home > LED Light Bulbs > LED PL Lamps > 4-Pin Base > 32 Watt CFL Equal > 4000K Cool White > 12 Watt 1198 Lumen Hybrid LED G24q GX24q 4 Pin LED PL Light Bulb 4000K Product Specifications - Quick Reference Input Voltage: Dimmable: 120-277 Volt AC Non-Dimmable Dimensions: Base: 2.99" Wide x 3.78" Long 4-Pin G24q/Gx24q LED Color: 4000K Cool White Rated Life Span: Up To 50,000 Hours Lumens: Efficacy: 1198 Lumens 95 lm/w CRI / Beam Angle: Certifications: 80 CRI / 120 Degrees cULus, RoHS Light Efficient Design is dedicated to providing the type of products that you demand. Proper certifications, such as LM79, Lighting Facts, UL and ultimately Energy Star, are top priorities for Light Efficient Design. These labels instill confidence in the quality of their products. More and more of their products carry certifications, and ultimately most will be certified. Some of Light Efficient Designs products, in what we believe to be one of the broadest assortment of LED lights anywhere, might appear to be similar to many competitors products but we can assure you that the intrinsics, which you cannot see, have been designed to give you the performance and longevity that you expect from LED products, but dont always get in this vast unknown supplier industry. Here are the Light Efficient Design, 120 degree beam angle retrofit LED. The product number is LED-7318-40A It features universal operation. This LED PL retrofit can be installed as either a direct replacement that is compatible with up to 32 watt electronic fluorescent ballasts in fixtures that currently use 4-pin G24q or GX24q fluorescent PL tube lights (please refer to the installation instructions for a list of factory approved compatible ballasts) or you can bypass your ballast, wire directly to your socket, and operate off of your incoming 120-277v power. Part number LED-7318-40A (4000K Cool White) consumes just 12 watts of 120 to 277 volt 60 Hz energy. cULus Listed and RoHS compliant, these LED tubes are a non-dimmable LED light bulb, will produce 1198 Lumens of light output (95 Lumens Per Watt), has a CRI of 80 and a rated life of up to 50,000 hours. Give them a try - You will be very pleasantly surprised. Click here to see the complete LED-7318-40A G24q GX24Q 4 Pin Retrofit Specification Sheet. These LED fluorescent bulbs have a 120 degree beam angle which easily integrates energy saving LED technology into your standard recessed lighting format. These LED retrofits are designed to replace up to 32w G24Q or Gx24Q 4-pin fluorescent PL lamps and are suitable for horizontal, base up, or base down recessed applications. The physical dimensions of the Light Efficient Design LED PL retrofit are 3.78 maximum overall length (MOL) by 2.99 wide. These LED retrofit bulbs carry a 5 Year Limited Warranty. Click here to see the complete Light Efficient Design Limited Warranty. The LED-7318-40A, 12 watt LED lamp is designed to retrofit existing fluorescent recessed can lighting installations, thereby reducing maintenance and energy expenditures in residential, commercial, retail displays, hotel, motel and resort applications and as an energy saving light source for new fixtures and installations. Please NOTE: When retrofitting this LED to a fluorescent fixture by using the bi-pass option, the ballast must be by-passed or removed from the fixture. Additionally, by-passing the ballast will insure no RFI interference. Light Efficient Design 12 Watt 1198 Lumen Hybrid LED G24q GX24q 4 Pin LED PL Light Bulb 4000K | 4000 | 80 | 1198 | 99.8333 | 50000 | 12 | 1 | 14.16 | 14.16 | 16.6385 | 2020Q2 | https://www.greenelectricalsupply.com/12-watt-g24q-gx24q-led-pl-retrofit-bulbs-4000k.aspx | Green Electrical Supply | 2020 | No
LED Lighting | Downlight | Manufacturer: TCP | True |  |  | PAR38 | Medium E26 | Home > Closeout Fixtures and Light Bulbs > 14W Elite LED PAR38 NFL 3500K Product Specifications - Quick Reference Input Voltage: Lumens: 120 Volt AC 1125 Lumens Dimensions: Dimmable: 4.8" W x 5.3" MOL Yes LED Color: 3500 K Bright White Beam Angle: 25 Degree Beam Power Consumption: Luminous Efficacy: 14 Watts 80.4 lm/W CRI: Certifications: 82 CRI UL Damp Locations Built off a 20-year history of producing energy efficient lighting, Technical Consumer Products, Inc. (TCP) is excited to announce its most advanced and comprehensive lineup of LED lamps: the LED Elite Series. With TCPs dedication to manufacturing high quality, state-of-the-art lighting, combined with excellent high color rendering index (CRI), smooth dimming capabilities and new shatterproof smooth housing (which gives the appearance of traditional halogen bulbs), the LED Elite Series bulbs are a perfect choice to transform nearly every lighted environment into something extraordinary. TCPs design results in world class LED lamps with industry leading dimming performance and best-in-class efficiencies! TCPs precision-designed full face optic lens offers extremely accurate light pattern control, with no washouts, color shifting or hot spots. This results in better overall light levels delivered right where it is needed. This is the TCP, LED Elite Dimmable PAR38 lamp and it comes with a color temperature of 3500 Kelvin (K). UL approved, the TCP LED14P38D35KNFL offers a very durable, solid state lighting technology that significantly reduces lighting service and maintenance costs. These Dimmable LED PAR38 bulbs consume up to 85% LESS energy than a standard 90PAR38 90-watt incandescent. These LED PAR38 bulbs do not contain Mercury or any other harmful substance, generate no IR or UV rays and carry a 5 Year Limited Warranty. TCPs LED PAR38 lamps have the highest light output, best dimmability (100% down to 5%) and are the most efficient LED PAR38 lamps available today. Consuming just 14 watts of 120 volt energy, this PAR38 lamp generates 1125 lumens thats 80.4 Lumens per watt. This LED PAR38 40 degree beam angle flood lamp is rated for 25,000 hours with a minimum starting temperature of -30 degrees Celsius and measures 5.3" MOL and 4.8" in diameter. Typical Applications Typical applications for the TCP LED14P38D35KNFL, Elite Dimmable LED flood light bulbs include dimmable recessed downlights, track lights, display lights, and outdoor fixtures that protect the lamps from the elements. TCP 14W Elite LED PAR38 NFL 3500K | 3500 | 82 | 1125 | 80.3571 | 25000 | 14 | 1 | 13.95 | 13.95 | 16.3918 | 2020Q2 | https://www.greenelectricalsupply.com/14w-elite-led-par38-nfl-3500k.aspx | Green Electrical Supply | 2020 | No
LED Lighting | Decorative | Manufacturer: Green Creative | False |  |  | PL LED Retrofit | 2G11 - 4 Pin | By-Pass LED Home > LED Light Bulbs > LED PL Lamps > LED PLL Lamps > Ballast Bypass > 16 Watt 16.5 Inch LED PLL Lamp Ballast Bypass 120-277V 3500K 1950 Lumens Product Specifications - Quick Reference Input Voltage: Wattage 120-277 Volt 16 Watts Dimensions: Base: 16.4" MOL x 1.7" Width 4-Pin 2G11 LED Color: 3500K Bright White Rated Life Span: Up To 50,000 Hours Initial Lumens: Lumens per Watt: 1,950 Lumens 122 Lumens/Watt Tube Type: Certifications: T5 UL, cULus Green Creative, founded in 2010, is a solid-state lighting development and manufacturing company based in Silicon Valley, CA. The company offers a comprehensive line of high-performance LED lighting solutions which has been widely adopted by some of the largest companies in the world. Now, Green Creative is introducing a ballast bypass line of LED PLL replacement lamps, of all different sizes! These LED PLLs have a 2G11 (4-Pin) Base and are perfect to replace your CFL PL-L light bulbs. They come in four different sizes and two different color temperatures. Green Creative's 2G11 LED tube lights instantly turn on to full brightness with no flickering like a CFL would. The opaque glass eliminates pixilation and reduces glare while the plastic film prevents the glass from shattering. Remember - your fluorescent ballast must by bypassed to use these LED bulbs as they run on direct wire 120-277V line voltage. The Green Creative 2G11 16W LED/CFL Replacement Lamp, part number 34864 (16PLL/835/GL/BYP) is composed of a single twin T5 tube and features a 2G11 base. This base consists of four pins that are efficiently placed in a line at the bottom of the base. The 34864 produces 1,950 lumens of 3500K Bright White, for a total of 82 CRI. This model consumes just 16 watts of energy, replacing an 36W fluorescent lamp, for a total of over 40% energy savings. These savings are good for your pocket and the environment. These products are suitable for all indoor general lighting applications and damp locations and are enclosed rated. Along with these certifications, this lamp is ballast bypass only. This means that there is no ballast or driver required and it must be installed by bypassing or removing the old ballast. For installation instructions, please refer to the specification sheet linked below. These lamps have a long life of 50,000 hours and come with a 5 year limited warranty. With a frost finish, these lamps measure 16.4 inches (MOL) and are wired directly with the universal 120-277V line voltage. An emergency inverter is available and is sold separately. For different sizes and color temperatures, please refer to the related products below or check out the chart below for complete dimensions and weights. Click here for the complete Green Creative Bypass LED PLL Lamps 2G11 Base Specification Sheet. Green Creative 16 Watt 16.5 Inch LED PLL Lamp Ballast Bypass 120-277V 3500K 1950 Lumens | 3500 | 82 | 1950 | 121.875 | 50000 | 16 | 1 | 16.12 | 16.12 | 18.9416 | 2020Q2 | https://www.greenelectricalsupply.com/16-watt-16-5-inch-led-pll-lamp-ballast-bypass-120-277v-3500k-1950-lumens.aspx | Green Electrical Supply | 2020 | No
LED Lighting |  | Manufacturer: Keystone Technologies | False |  |  | PAR38 | Medium E26 | Home > LED Light Bulbs > LED PAR Bulbs > LED PAR38 > Flood (40 Degree) > 3000K Warm White > 18 Watt Performance Series LED Commercial PAR38 Flood Non-Dimmable 1950 Lumens 80 CRI UNV 3000K Product Specifications - Quick Reference Lamp Wattage: Working Voltage: 18 Watts 120-277 Volt Dimensions: Dimmability: 4.73" Dia. x 5.03" MOL No - Not Dimmable CRI: Delivered Lumens: 80 CRI 1950 Lumens Replaces: Certifications: 250 Watt Halogen ENERGY STAR, UL, RoHS Light Color: 3000K Warm White Warranty: 5 Year Limited Keystone’s Performance Series LED PAR lamps are ideal for both retrofit applications as well as new constructions. Designed for commercial recessed corridors and high-power flood lighting, our PAR lamps use universal input voltage (120-277V) and are available in lumen outputs up to 2100 lm. Keystone’s PAR lamps provide up to 114 lm/W for substantial energy savings compared to legacy equivalents. For maintenance and replacement savings, Performance Series LED PAR lamps have a 50,000 hour lifetime. Also known as LED flood lamps, Performance Series PAR lamps are available in both 25° narrow flood light beam angle and 40° standard flood light beam angle options. A precision lens construction ensures an accurate beam angle for optimal performance. This Keystone Technologies KT-LED18PAR38-F-830 Performance Series Non-Dimmable LED PAR38 Light Bulb produces a color temperature of 3000K warm white, operates on your existing 120-277V circuit and consumes just 18 watts of energy. These LED PAR38 lamps 250 watt halogen equivalent retrofit lights generate 1950 lumens and have a Color Rendering Index (CRI) of 80. The large metal heatsink is built for optimal heat dissipation and is suitable for dry and damp locations. This bulb has a 40 degree beam angle and is considered a flood. Narrow flood options are also available. These 120-277 volt LED light bulbs fit fixtures with an E26 medium base. These LED PAR38 bulbs are NOT dimmable. For Dimmable versions, please refer to the related products below. Can't find what you are looking for or need a quote for a large job? Give our customer service a call at 248-276-9640. The bulb's dimensions are 4.73 inches in diameter by 5.03 inches in length. The lens conceals the LEDs from sight and evenly distributes the light and with a durable plastic housing that lowers the risk for breakage. These PAR bulbs have full face optics for precise beam angle control. Click here to see the complete Keystone 18 Watt PAR38 Flood Commercial Specification Sheet. These bulbs Energy Star qualified and have a rated life of 50,000 hours or a 5 Year limited warranty. Typical Applications Typical applications for these commercial PAR lamps include goosenecks (or swan lights), recessed corridor lighting, and flood track lighting. Keystone Technologies 18 Watt Performance Series LED Commercial PAR38 Flood Non-Dimmable 1950 Lumens 80 CRI UNV 3000K | 3000 | 80 | 1950 | 108.3333 | 50000 | 18 | 1 | 30.69 | 30.69 | 36.0619 | 2020Q2 | https://www.greenelectricalsupply.com/18-watt-performance-series-led-commercial--par38-flood-1950-lumens-3000k.aspx | Green Electrical Supply | 2020 | Yes
LED Lighting |  | Manufacturer: Keystone Technologies | False |  |  | PAR38 | Medium E26 | Home > LED Light Bulbs > LED PAR Bulbs > LED PAR38 > Flood (40 Degree) > 4000K Cool White > 18 Watt Performance Series LED Commercial PAR38 Flood Non-Dimmable 2060 Lumens 80 CRI UNV 4000K Product Specifications - Quick Reference Lamp Wattage: Working Voltage: 18 Watts 120-277 Volt Dimensions: Dimmability: 4.73" Dia. x 5.03" MOL No - Not Dimmable CRI: Delivered Lumens: 80 CRI 2060 Lumens Replaces: Certifications: 250 Watt Halogen ENERGY STAR, UL, RoHS Light Color: 4000K Cool White Warranty: 5 Year Limited Keystone’s Performance Series LED PAR lamps are ideal for both retrofit applications as well as new constructions. Designed for commercial recessed corridors and high-power flood lighting, our PAR lamps use universal input voltage (120-277V) and are available in lumen outputs up to 2100 lm. Keystone’s PAR lamps provide up to 114 lm/W for substantial energy savings compared to legacy equivalents. For maintenance and replacement savings, Performance Series LED PAR lamps have a 50,000 hour lifetime. Also known as LED flood lamps, Performance Series PAR lamps are available in both 25° narrow flood light beam angle and 40° standard flood light beam angle options. A precision lens construction ensures an accurate beam angle for optimal performance. This Keystone Technologies KT-LED18PAR38-F-840 Performance Series Non-Dimmable LED PAR38 Light Bulb produces a color temperature of 4000K cool white, operates on your existing 120-277V circuit and consumes just 18 watts of energy. These LED PAR38 lamps 250 watt halogen equivalent retrofit lights generate 2060 lumens and have a Color Rendering Index (CRI) of 80. The large metal heatsink is built for optimal heat dissipation and is suitable for dry and damp locations. This bulb has a 40 degree beam angle and is considered a flood. Narrow flood options are also available. These 120-277 volt LED light bulbs fit fixtures with an E26 medium base. These LED PAR38 bulbs are NOT dimmable. For Dimmable versions, please refer to the related products below. Can't find what you are looking for or need a quote for a large job? Give our customer service a call at 248-276-9640. The bulb's dimensions are 4.73 inches in diameter by 5.03 inches in length. The lens conceals the LEDs from sight and evenly distributes the light and with a durable plastic housing that lowers the risk for breakage. These PAR bulbs have full face optics for precise beam angle control. Click here to see the complete Keystone 18 Watt PAR38 Flood Commercial Specification Sheet. These bulbs Energy Star qualified and have a rated life of 50,000 hours or a 5 Year limited warranty. Typical Applications Typical applications for these commercial PAR lamps include goosenecks (or swan lights), recessed corridor lighting, and flood track lighting. Keystone Technologies 18 Watt Performance Series LED Commercial PAR38 Flood Non-Dimmable 2060 Lumens 80 CRI UNV 4000K | 4000 | 80 | 2060 | 114.4444 | 50000 | 18 | 1 | 30.69 | 30.69 | 36.0619 | 2020Q2 | https://www.greenelectricalsupply.com/18-watt-performance-series-led-commercial--par38-flood-2060-lumens-4000k.aspx | Green Electrical Supply | 2020 | Yes
LED Lighting |  | Manufacturer: Keystone Technologies | False | Daylighting/Photocell, |  | PAR38 | Medium E26 | Home > LED Light Bulbs > LED PAR Bulbs > LED PAR38 > Flood (40 Degree) > 5000K Daylight > 18 Watt Performance Series LED Commercial PAR38 Flood Non-Dimmable 2100 Lumens 80 CRI UNV 5000K Product Specifications - Quick Reference Lamp Wattage: Working Voltage: 18 Watts 120-277 Volt Dimensions: Dimmability: 4.73" Dia. x 5.03" MOL No - Not Dimmable CRI: Delivered Lumens: 80 CRI 2100 Lumens Replaces: Certifications: 250 Watt Halogen ENERGY STAR, UL, RoHS Light Color: 5000K Daylight Warranty: 5 Year Limited Keystone’s Performance Series LED PAR lamps are ideal for both retrofit applications as well as new constructions. Designed for commercial recessed corridors and high-power flood lighting, our PAR lamps use universal input voltage (120-277V) and are available in lumen outputs up to 2100 lm. Keystone’s PAR lamps provide up to 114 lm/W for substantial energy savings compared to legacy equivalents. For maintenance and replacement savings, Performance Series LED PAR lamps have a 50,000 hour lifetime. Also known as LED flood lamps, Performance Series PAR lamps are available in both 25° narrow flood light beam angle and 40° standard flood light beam angle options. A precision lens construction ensures an accurate beam angle for optimal performance. This Keystone Technologies KT-LED18PAR38-F-850 Performance Series Non-Dimmable LED PAR38 Light Bulb produces a color temperature of 5000K daylight, operates on your existing 120-277V circuit and consumes just 18 watts of energy. These LED PAR38 lamps 250 watt halogen equivalent retrofit lights generate 2100 lumens and have a Color Rendering Index (CRI) of 80. The large metal heatsink is built for optimal heat dissipation and is suitable for dry and damp locations. This bulb has a 40 degree beam angle and is considered a flood. Narrow flood options are also available. These 120 volt LED light bulbs fit fixtures with an E26 medium base. These LED PAR38 bulbs are NOT dimmable. For Dimmable versions, please refer to the related products below. Can't find what you are looking for or need a quote for a large job? Give our customer service a call at 248-276-9640. The bulb's dimensions are 4.73 inches in diameter by 5.03 inches in length. The lens conceals the LEDs from sight and evenly distributes the light and with a durable plastic housing that lowers the risk for breakage. These PAR bulbs have full face optics for precise beam angle control. Click here to see the complete Keystone 18 Watt PAR38 Flood Commercial Specification Sheet. These bulbs Energy Star qualified and have a rated life of 50,000 hours or a 5 Year limited warranty. Typical Applications Typical applications for these commercial PAR lamps include goosenecks (or swan lights), recessed corridor lighting, and flood track lighting. Keystone Technologies 18 Watt Performance Series LED Commercial PAR38 Flood Non-Dimmable 2100 Lumens 80 CRI UNV 5000K | 5000 | 80 | 2100 | 116.6667 | 50000 | 18 | 1 | 30.69 | 30.69 | 36.0619 | 2020Q2 | https://www.greenelectricalsupply.com/18-watt-performance-series-led-commercial--par38-flood-2100-lumens-5000k.aspx | Green Electrical Supply | 2020 | Yes
LED Lighting |  | Manufacturer: Keystone Technologies | False |  |  | PAR38 | Medium E26 | Home > LED Light Bulbs > LED PAR Bulbs > LED PAR38 > Narrow Flood (25 Degree) > 3000K Warm White > 18 Watt Performance Series LED Commercial PAR38 Narrow Flood Non-Dimmable 1950 Lumens 80 CRI UNV 3000K Product Specifications - Quick Reference Lamp Wattage: Working Voltage: 18 Watts 120-277 Volt Dimensions: Dimmability: 4.73" Dia. x 5.03" MOL No - Not Dimmable CRI: Delivered Lumens: 80 CRI 1950 Lumens Replaces: Certifications: 250 Watt Halogen ENERGY STAR, UL, RoHS Light Color: 3000K Warm White Warranty: 5 Year Limited Keystone’s Performance Series LED PAR lamps are ideal for both retrofit applications as well as new constructions. Designed for commercial recessed corridors and high-power flood lighting, our PAR lamps use universal input voltage (120-277V) and are available in lumen outputs up to 2100 lm. Keystone’s PAR lamps provide up to 114 lm/W for substantial energy savings compared to legacy equivalents. For maintenance and replacement savings, Performance Series LED PAR lamps have a 50,000 hour lifetime. Also known as LED flood lamps, Performance Series PAR lamps are available in both 25 degree narrow flood light beam angle and 40 degree standard flood light beam angle options. A precision lens construction ensures an accurate beam angle for optimal performance. This Keystone Technologies KT-LED18PAR38-NF-830 Performance Series Non-Dimmable LED PAR38 Light Bulb produces a color temperature of 3000K warm white, operates on your existing 120-277V circuit and consumes just 18 watts of energy. These LED PAR38 lamps 250 watt halogen equivalent retrofit lights generate 1950 lumens and have a Color Rendering Index (CRI) of 80. The large metal heatsink is built for optimal heat dissipation and is suitable for dry and damp locations. This bulb has a 25 degree beam angle and is considered a narrow flood. Flood options are also available. These 120-277 volt LED light bulbs fit fixtures with an E26 medium base. These LED PAR38 bulbs are NOT dimmable. For Dimmable versions, please refer to the related products below. Can't find what you are looking for or need a quote for a large job? Give our customer service a call at 248-276-9640. The bulb's dimensions are 4.73 inches in diameter by 5.03 inches in length. The lens conceals the LEDs from sight and evenly distributes the light and with a durable plastic housing that lowers the risk for breakage. These PAR bulbs have full face optics for precise beam angle control. Click here to see the complete Keystone 18 Watt PAR38 Narrow Flood Commercial Specification Sheet. These bulbs Energy Star qualified and have a rated life of 50,000 hours or a 5 Year limited warranty. Typical Applications Typical applications for these commercial PAR lamps include goosenecks (or swan lights), recessed corridor lighting, and flood track lighting. Keystone Technologies 18 Watt Performance Series LED Commercial PAR38 Narrow Flood Non-Dimmable 1950 Lumens 80 CRI UNV 3000K | 3000 | 80 | 1950 | 108.3333 | 50000 | 18 | 1 | 30.69 | 30.69 | 36.0619 | 2020Q2 | https://www.greenelectricalsupply.com/18-watt-performance-series-led-commercial-par38-narrow-flood-3000k.aspx | Green Electrical Supply | 2020 | Yes
LED Lighting |  | Manufacturer: Keystone Technologies | False |  |  | PAR30 | Medium E26 | Home > LED Light Bulbs > LED PAR Bulbs > LED PAR38 > Narrow Flood (25 Degree) > 4000K Cool White > 18 Watt Performance Series LED Commercial PAR38 Narrow Flood Non-Dimmable 2060 Lumens 80 CRI UNV 4000K Product Specifications - Quick Reference Lamp Wattage: Working Voltage: 18 Watts 120-277 Volt Dimensions: Dimmability: 4.73" Dia. x 5.03" MOL No - Not Dimmable CRI: Delivered Lumens: 80 CRI 2060 Lumens Replaces: Certifications: 250 Watt Halogen ENERGY STAR, UL, RoHS Light Color: 4000K Cool White Warranty: 5 Year Limited Keystone’s Performance Series LED PAR lamps are ideal for both retrofit applications as well as new constructions. Designed for commercial recessed corridors and high-power flood lighting, our PAR lamps use universal input voltage (120-277V) and are available in lumen outputs up to 2100 lm. Keystone’s PAR lamps provide up to 114 lm/W for substantial energy savings compared to legacy equivalents. For maintenance and replacement savings, Performance Series LED PAR lamps have a 50,000 hour lifetime. Also known as LED flood lamps, Performance Series PAR lamps are available in both 25 degree narrow flood light beam angle and 40 degree standard flood light beam angle options. A precision lens construction ensures an accurate beam angle for optimal performance. This Keystone Technologies KT-LED18PAR38-NF-840 Performance Series Non-Dimmable LED PAR38 Light Bulb produces a color temperature of 4000K cool white, operates on your existing 120-277V circuit and consumes just 18 watts of energy. These LED PAR38 lamps 250 watt halogen equivalent retrofit lights generate 2060 lumens and have a Color Rendering Index (CRI) of 80. The large metal heatsink is built for optimal heat dissipation and is suitable for dry and damp locations. This bulb has a 25 degree beam angle and is considered a narrow flood. Flood options are also available. These 120-277 volt LED light bulbs fit fixtures with an E26 medium base. These LED PAR38 bulbs are NOT dimmable. For Dimmable versions, please refer to the related products below. Can't find what you are looking for or need a quote for a large job? Give our customer service a call at 248-276-9640. The bulb's dimensions are 4.73 inches in diameter by 5.03 inches in length. The lens conceals the LEDs from sight and evenly distributes the light and with a durable plastic housing that lowers the risk for breakage. These PAR bulbs have full face optics for precise beam angle control. Click here to see the complete Keystone 18 Watt PAR38 Narrow Flood Commercial Specification Sheet. These bulbs Energy Star qualified and have a rated life of 50,000 hours or a 5 Year limited warranty. Typical Applications Typical applications for these commercial PAR lamps include goosenecks (or swan lights), recessed corridor lighting, and flood track lighting. Keystone Technologies 18 Watt Performance Series LED Commercial PAR38 Narrow Flood Non-Dimmable 2060 Lumens 80 CRI UNV 4000K | 4000 | 80 | 2060 | 114.4444 | 50000 | 18 | 1 | 30.69 | 30.69 | 36.0619 | 2020Q2 | https://www.greenelectricalsupply.com/18-watt-performance-series-led-commercial-par38-narrow-flood-4000k.aspx | Green Electrical Supply | 2020 | Yes
LED Lighting |  | Manufacturer: Keystone Technologies | False | Daylighting/Photocell, |  | PAR38 | Medium E26 | Home > LED Light Bulbs > LED PAR Bulbs > LED PAR38 > Narrow Flood (25 Degree) > 5000K Daylight > 18 Watt Performance Series LED Commercial PAR38 Narrow Flood Non-Dimmable 2100 Lumens 80 CRI UNV 5000K Product Specifications - Quick Reference Lamp Wattage: Working Voltage: 18 Watts 120-277 Volt Dimensions: Dimmability: 4.73" Dia. x 5.03" MOL No - Not Dimmable CRI: Delivered Lumens: 80 CRI 2100 Lumens Replaces: Certifications: 250 Watt Halogen ENERGY STAR, UL, RoHS Light Color: 5000K Daylight Warranty: 5 Year Limited Keystone’s Performance Series LED PAR lamps are ideal for both retrofit applications as well as new constructions. Designed for commercial recessed corridors and high-power flood lighting, our PAR lamps use universal input voltage (120-277V) and are available in lumen outputs up to 2100 lm. Keystone’s PAR lamps provide up to 114 lm/W for substantial energy savings compared to legacy equivalents. For maintenance and replacement savings, Performance Series LED PAR lamps have a 50,000 hour lifetime. Also known as LED flood lamps, Performance Series PAR lamps are available in both 25 degree narrow flood light beam angle and 40 degree standard flood light beam angle options. A precision lens construction ensures an accurate beam angle for optimal performance. This Keystone Technologies KT-LED18PAR38-NF-850 Performance Series Non-Dimmable LED PAR38 Light Bulb produces a color temperature of 5000K daylight, operates on your existing 120-277V circuit and consumes just 18 watts of energy. These LED PAR38 lamps 250 watt halogen equivalent retrofit lights generate 2100 lumens and have a Color Rendering Index (CRI) of 80. The large metal heatsink is built for optimal heat dissipation and is suitable for dry and damp locations. This bulb has a 25 degree beam angle and is considered a narrow flood. Flood options are also available. These 120-277 volt LED light bulbs fit fixtures with an E26 medium base. These LED PAR38 bulbs are NOT dimmable. For Dimmable versions, please refer to the related products below. Can't find what you are looking for or need a quote for a large job? Give our customer service a call at 248-276-9640. The bulb's dimensions are 4.73 inches in diameter by 5.03 inches in length. The lens conceals the LEDs from sight and evenly distributes the light and with a durable plastic housing that lowers the risk for breakage. These PAR bulbs have full face optics for precise beam angle control. Click here to see the complete Keystone 18 Watt PAR38 Narrow Flood Commercial Specification Sheet. These bulbs Energy Star qualified and have a rated life of 50,000 hours or a 5 Year limited warranty. Typical Applications Typical applications for these commercial PAR lamps include goosenecks (or swan lights), recessed corridor lighting, and flood track lighting. Keystone Technologies 18 Watt Performance Series LED Commercial PAR38 Narrow Flood Non-Dimmable 2100 Lumens 80 CRI UNV 5000K | 5000 | 80 | 2100 | 116.6667 | 50000 | 18 | 1 | 30.69 | 30.69 | 36.0619 | 2020Q2 | https://www.greenelectricalsupply.com/18-watt-performance-series-led-commercial-par38-narrow-flood-5000k.aspx | Green Electrical Supply | 2020 | Yes
LED Lighting | Decorative | Manufacturer: Satco | True |  |  | Torpedo | Candelabra E12 | Home > Closeout Fixtures and Light Bulbs > 2.5 Watt Clear Torpedo LED Filament Bulb E12 Candelabra Base 250 Lumens 2700K ** Non-CEC Compliant - NOT Lawful for Sale in California ** Product Specifications - Quick Reference Lamp Wattage: Working Voltage: 2.5 Watts 120 Volt Dimensions: Beam Angle: 1.38" W x 3.5" (MOL) 360 Degree Omni-directional Lumen Output: Incandescent Equivalent: 250 Lumens 25 Watt Dimmable: Rated Life: Yes 15,000 Hours Color Temperature: 2700K Warm White Warranty: 3 Year Limited If you are looking for the antique, traditional candelabra torpedo shape look and feel with all the energy efficient benefits LED technology can provide, this is the bulb for you. The Satco LED Filament light bulbs are the perfect vintage light bulb with an historically accurate and beautifully reproduced design. This Satco S9568 2700K warm white smooth dimming LED filament antique light operates on your existing 120V circuit and consumes just 2.5 watts. These clear candelabra base incandescent LED retrofit lights generate 250 lumens with a CRI of 80. The omni-directional filament LED light bulbs have a 360® beam angle to perfectly replace your 25 watt incandescent bulbs. The S9568 is UL listed for totally enclosed fixtures in environments such as restaurants and hospitality buildings, and is damp location rated. Want that rustic look in your business or even wedding? These old fashioned light bulbs are perfect for you. They create that warm orange glow all while creating that steampunk or industrial design. Click here to see the complete Satco LED Filament Lamp S9568 Specification Sheet. Instant on at full brightness and mercury free - environmentally positive - generates no IR or UV - protects valuable objects - these Satco torpedo shape LED bulbs are rated for 15,000 hours. These vintage 120 volt LED light bulbs fit most fixtures with E12 base. The bulb's dimensions are 1.38" wide by 3.5" inches MOL. These LED lights are compatible with many timers and dimmable using most 120V wall box dimmers (see a compatible dimmer option in the related products below). Satco 2.5 Watt Clear Torpedo LED Filament Bulb E12 Candelabra Base 250 Lumens 2700K | 2700 | 80 | 250 | 100 | 15000 | 2.5 | 1 | 4.84 | 4.84 | 5.6872 | 2020Q2 | https://www.greenelectricalsupply.com/2-5-watt-e12-candelabra-torpedo-led-vintage-filament-light-bulb.aspx | Green Electrical Supply | 2020 | Yes
LED Lighting | Decorative | Manufacturer: Satco | True |  |  | FlameTip | Medium E26 | Home > LED Light Bulbs > LED Filament Bulbs > LED Flametip Filament Bulb > E26 Medium Base > 2.5 Watt Clear LED Flametip Filament Light Bulb E26 Medium Base 2700K ** Non-CEC Compliant - NOT Lawful for Sale in California ** Product Specifications - Quick Reference Lamp Wattage: Working Voltage: 2.5 Watts 120 Volt Dimensions: Beam Angle: 1.38" W x 4.31" (MOL) 360 Degree Omni-directional Lumen Output: Incandescent Equivalent: 250 Lumens 25 Watt Dimmable: Rated Life: Yes 15,000 Hours Color Temperature: 2700K Warm White Warranty: 3 Year Limited If you are looking for the antique, traditional medium base flametip shape and feel with all the energy efficient benefits LED technology can provide, this is the bulb for you. The Satco LED Filament light bulbs are the perfect vintage light bulb with an historically accurate and beautifully reproduced design. This Satco S9571 2700K warm white smooth dimming LED filament light operates on your existing 120V circuit and consumes just 2.5 watts. These flame-tip shape, clear, medium base incandescent LED retrofit lights generate 250 lumens with a CRI of 80. The omni-directional filament LED light bulbs have a 360® beam angle to perfectly replace your 25 watt incandescent bulbs. The S9571 is UL listed for totally enclosed fixtures in environments such as restaurants and hospitality buildings, and is damp location rated. Want that rustic look in your business or even wedding? These old fashioned light bulbs are perfect for you. They create that warm orange glow all while creating that steampunk or industrial design. Click here to see the complete Satco LED Filament Lamp S9571 Specification Sheet. Instant on at full brightness and mercury free - environmentally positive - generates no IR or UV - protects valuable objects - these Satco flame tip shape LED bulbs are rated for 15,000 hours. These 120 volt vintage LED light bulbs fit most fixtures with E26 medium base. The bulb's dimensions are 1.38" wide by 4 5/16" inches MOL. These antique style LED lights are compatible with many timers and dimmable using most 120V wall box dimmers (see a compatible dimmer option in the related products below). Satco 2.5 Watt Clear LED Flametip Filament Light Bulb E26 Medium Base 2700K | 2700 | 80 | 250 | 100 | 15000 | 2.5 | 1 | 4.95 | 4.95 | 5.8164 | 2020Q2 | https://www.greenelectricalsupply.com/2-5w-flametip-e26-led-filament.aspx | Green Electrical Supply | 2020 | Yes
LED Lighting | Decorative | Manufacturer: Satco | True |  |  | ST19 | Medium E26 | Home > LED Light Bulbs > LED Filament Bulbs > LED ST19/S19 Filament > 2.5 Watt Amber LED ST19 Filament Light Bulb E26 Medium Base 2300K Product Specifications - Quick Reference Lamp Wattage: Working Voltage: 2.5 Watts 120 Volt Dimensions: Bulb Finish: 2.38" x 5.375" (MOL) Transparent Amber Lumen Output: Incandescent Equivalent: 220 Lumens 25 Watt Dimmable: Rated Life: Yes 15,000 Hours Color Temperature: 2300K Warm White Warranty: 3 Year Limited If you are looking for the antique style, old fashioned Edison style ST19 incandescent look and feel with all the energy efficient benefits LED technology can provide, this is the bulb for you. The Satco LED Filament Lamps are the perfect vintage light bulb with an historically accurate and beautifully reproduced design, perfect for restaurants and hospitality environments. The LEDs are aligned inside a transparent amber coated lamp to maintain the look of traditional vintage incandescent filaments. This Satco S9577 2300K warm white, smooth dimming, antique LED filament light operates on your existing 120V circuit and consumes just 2.5 watts. These transparent amber ST19 incandescent LED retrofit lights generate 220 lumens with a CRI of 80. The omni-directional filament LED light bulbs have a 360® beam angle to perfectly replace your 25 watt incandescent bulbs. The S9577 is uL listed for totally enclosed fixtures and is damp location rated. Want that rustic look in your business or even wedding? These old fashioned light bulbs are perfect for you. They create that warm orange glow all while creating that steampunk or industrial design. Click here to see the complete Satco LED Filament Lamp S9577 Specification Sheet. Instant on at full brightness and mercury free - environmentally positive - generates no IR or UV - protects valuable objects - these Satco ST19 incandescent shape LED bulbs are rated for 15,000 hours. These 120 volt vintage LED light bulbs fit most fixtures with E26 base. The bulb's dimensions are 2.38" wide by 5.375" inches MOL. These LED lights are compatible with many timers and dimmable using most 120V wall box dimmers (see a compatible dimmer option in the related products below). Satco 2.5 Watt Amber LED ST19 Filament Light Bulb E26 Medium Base 2300K | 2300 | 80 | 220 | 88 | 15000 | 2.5 | 1 | 7.95 | 7.95 | 9.3416 | 2020Q2 | https://www.greenelectricalsupply.com/2-5w-st19-gen2-led-filament.aspx | Green Electrical Supply | 2020 | Yes
LED Lighting | Decorative | Manufacturer: Eiko | False |  | 40 Watt PL-L | PL LED Retrofit | 2G11 - 4 Pin | Direct Replacement LED Home > LED Light Bulbs > LED PL Lamps > LED PLL Lamps > Ballast Compatible > 2 Foot 23 Watt 2600 Lumen 2G11 Base Ballast Compatible LED PL-L Light Bulb 3000K Product Specifications - Quick Reference Input Voltage: Replaces: 120-277 Volt AC FT40W/2G11/RS/830 Dimensions: Base: 1.55" Wide x 22.2" Long 4-Pin 2G11 LED Color: 3000 Kelvin Rated Life Span: 50,000 Hours (L70) Lumens: Efficacy: 2,600 Lumens 113 lm/w CRI: Certifications: 80 CRI UL, RoHS FLUORESCENT CROSS REFERENCE** NEMA Generic FT40W/2G11/RS/830 Osram Sylvania FT40DL/830/RS GE F40/30BX/SPX30 Philips PL-L 40W/830/RS Halco PLL40/830/RS/ECO - 109712 Ushio CF-L40SE/830 Eiko DT40/30/RS - 49298 Satco FT40DL/830/RS - S6766Here are the Eiko 4-pin 2G11 base PL-L retrofit LED for CFL fluorescent tube lights. Designed to retrofit the fluorescent part numbers shown above**, part number LED23W/PLL/830-G7DR (60461) generates a 3000K warm white color temperature, has a 220 degree beam angle, a Power Factor over 90 and consumes just 23 watts of 120 to 277 volt 50/60 Hz energy. UL Listed for damp locations and suitable for use in totally enclosed lighting fixtures the Eiko plug-n-play PL-L LED tube lights are your retrofit choice. The Eiko LED23W/PLL/830-G7DR will produce 2,600 Lumens of light output (that's an awesome 113 Lumens Per Watt). They have a frosted lens, CRI of 80 and a rated life of up to 50,000 hours based on L70. The physical dimensions of the Eiko 3000K warm white LED retrofit are 22.2 long by 1.55 wide. Each Eiko 60461 4-pin 2g11 base LED PL-L fluorescent retrofit bulb carries a 5 Year Warranty. Give them a try - You will be very pleasantly surprised. Click here to see the complete Eiko Gen7 Direct Fit PL-L 2G11 Base LED Tube Lights Specification Sheet. These LED fluorescent retrofits have a 4-pin 2G11 base which easily integrates energy saving LED technology into your standard recessed fluorescent troffers or industrial fluorescent lighting format. Eiko's LED PL-L tubes eliminate the need to remove or bi-pass your existing ballast. This plug-n-play direct replacement for 2 foot 40 watt PL-L fluorescent tubes is compatible with most instant start or program start electronic ballasts and requires no rewiring during installation. The Eiko LED23W/PLL/830-G7DR is an electronic ballast compatible, LED plug-n-play, direct replacement retrofit to replace your existing 40 watt 2G11 PL-L CFL fluorescent lamps like the Sylvania FT40DL/830/RS, GE F40/30BX/SPX30, Philips PL-L 40W/830/RS, Halco PLL40/830/RS/ECO - 109712, Ushio CF-L40SE/830, Eiko DT40/30/RS - 49298, Satco FT40DL/830/RS - S6766 or the NEMA/Generic part number FT40W/2G11/RS/830**. Click here to see the complete Eiko Gen7 Plug-and-Play LED PL-L Tube Lights Installation Instructions. Eiko has provided a ballast compatibility chart (see the link below) for guidance when selecting a ballast and lamp combination. Lamps were tested for compatibility with the program start ballasts shown in the compatibility chart. Ballasts that do not appear on the chart might still be compatible but have not been tested. All testing has been performed with a stable main supply. The quality of the local main, existing installation and wiring, as well as different manufacturer versions of the above ballasts may affect lamp performance. Since no assurance can be provided regarding these factors, it is a general recommendation to perform a test on-site prior to installing the LED lamps. The Eiko Direct Fit LED 4-pin 2G11 PL-L tubes do NOT operate on magnetic ballasts and they do NOT operate on any T12 ballast. Click here to see the complete Eiko Gen7 Plug-and-Play LED PL-L Tube Lights Ballast Compatibility Chart. The LED23W/PLL/830-G7DR, 23 watt LED lamp has been designed to retrofit existing 40 watt cfl fluorescent PL-L installations, thereby reducing maintenance and energy expenditures in residential, commercial, retail displays, hotel, motel and resort applications and as an energy saving light source for new fixtures and installations. These PL-L LED bulbs are rated for use in either dry or damp locations, they are NOT dimmable and are RoHS compliant. Eiko 2 Foot 23 Watt 2600 Lumen 2G11 Base Ballast Compatible LED PL-L Light Bulb 3000K | 3000 | 80 | 2600 | 113.0435 | 50000 | 23 | 1 | 15.23 | 15.23 | 17.8958 | 2020Q2 | https://www.greenelectricalsupply.com/23-watt-led-2g11-40-watt-fluorescent-pl-l-direct-replacement-bulb-3000k.aspx | Green Electrical Supply | 2020 | No
LED Lighting | Decorative | Manufacturer: Eiko | False |  | 40 Watt PL-L | PL LED Retrofit | 2G11 - 4 Pin | Direct Replacement LED Home > LED Light Bulbs > LED PL Lamps > LED PLL Lamps > Ballast Compatible > 2 Foot 23 Watt 2600 Lumen 2G11 Base Ballast Compatible LED PL-L Light Bulb 3500K Product Specifications - Quick Reference Input Voltage: Replaces: 120-277 Volt AC FT40W/2G11/RS/835 Dimensions: Base: 1.55" Wide x 22.2" Long 4-Pin 2G11 LED Color: 3500 Kelvin Rated Life Span: 50,000 Hours (L70) Lumens: Efficacy: 2,600 Lumens 113 lm/w CRI: Certifications: 80 CRI UL, RoHS FLUORESCENT CROSS REFERENCE** NEMA Generic FT40W/2G11/RS/835 Osram Sylvania FT40DL/835/RS GE F40/30BX/SPX35 Philips PL-L 40W/835/RS Halco PLL40/835/RS/ECO - 109714 Ushio CF-L40SE/835 Eiko DT40/35/RS - 49299 Satco FT40DL/835/RS - S6767Here are the Eiko 4-pin 2G11 base PL-L retrofit LED for CFL fluorescent tube lights. Designed to retrofit the fluorescent part numbers shown above**, part number LED23W/PLL/835-G7DR (60462) generates a 3500K bright white color temperature, has a 220 degree beam angle, a Power Factor over 90 and consumes just 23 watts of 120 to 277 volt 50/60 Hz energy. UL Listed for damp locations and suitable for use in totally enclosed lighting fixtures the Eiko plug-n-play PL-L LED tube lights are your retrofit choice. The Eiko LED23W/PLL/835-G7DR will produce 2,600 Lumens of light output (that's an awesome 113 Lumens Per Watt). They have a frosted lens, CRI of 80 and a rated life of up to 50,000 hours based on L70. The physical dimensions of the Eiko 3500K bright white LED retrofit are 22.2 long by 1.55 wide. Each Eiko 60462 4-pin 2g11 base LED PL-L fluorescent retrofit bulb carries a 5 Year Warranty. Give them a try - You will be very pleasantly surprised. Click here to see the complete Eiko Gen7 Direct Fit PL-L 2G11 Base LED Tube Lights Specification Sheet. These LED fluorescent retrofits have a 4-pin 2G11 base which easily integrates energy saving LED technology into your standard recessed fluorescent troffers or industrial fluorescent lighting format. Eiko's LED PL-L tubes eliminate the need to remove or bi-pass your existing ballast. This plug-n-play direct replacement for 2 foot 40 watt PL-L fluorescent tubes is compatible with most instant start or program start electronic ballasts and requires no rewiring during installation. The Eiko LED23W/PLL/835-G7DR is an electronic ballast compatible, LED plug-n-play, direct replacement retrofit to replace your existing 40 watt 2G11 PL-L CFL fluorescent lamps like the Sylvania FT40DL/835/RS, GE F40/30BX/SPX35, Philips PL-L 40W/835/RS, Halco PLL40/835/RS/ECO - 109714, Ushio CF-L40SE/835, Eiko DT40/35/RS - 49299, Satco FT40DL/835/RS - S6767 or the NEMA/Generic part number FT40W/2G11/RS/835**. Click here to see the complete Eiko Gen7 Plug-and-Play LED PL-L Tube Lights Installation Instructions. Eiko has provided a ballast compatibility chart (see the link below) for guidance when selecting a ballast and lamp combination. Lamps were tested for compatibility with the program start ballasts shown in the compatibility chart. Ballasts that do not appear on the chart might still be compatible but have not been tested. All testing has been performed with a stable main supply. The quality of the local main, existing installation and wiring, as well as different manufacturer versions of the above ballasts may affect lamp performance. Since no assurance can be provided regarding these factors, it is a general recommendation to perform a test on-site prior to installing the LED lamps. The Eiko Direct Fit LED 4-pin 2G11 PL-L tubes do NOT operate on magnetic ballasts and they do NOT operate on any T12 ballast. Click here to see the complete Eiko Gen7 Plug-and-Play LED PL-L Tube Lights Ballast Compatibility Chart. The LED23W/PLL/835-G7DR, 23 watt LED lamp has been designed to retrofit existing 40 watt cfl fluorescent PL-L installations, thereby reducing maintenance and energy expenditures in residential, commercial, retail displays, hotel, motel and resort applications and as an energy saving light source for new fixtures and installations. These PL-L LED bulbs are rated for use in either dry or damp locations, they are NOT dimmable and are RoHS compliant. Eiko 2 Foot 23 Watt 2600 Lumen 2G11 Base Ballast Compatible LED PL-L Light Bulb 3500K | 3500 | 80 | 2600 | 113.0435 | 50000 | 23 | 1 | 15.23 | 15.23 | 17.8958 | 2020Q2 | https://www.greenelectricalsupply.com/23-watt-led-2g11-40-watt-fluorescent-pl-l-direct-replacement-bulb-3500k.aspx | Green Electrical Supply | 2020 | No
LED Lighting | Decorative | Manufacturer: Eiko | False |  | 40 Watt PL-L | PL LED Retrofit | 2G11 - 4 Pin | Direct Replacement LED Home > LED Light Bulbs > LED PL Lamps > LED PLL Lamps > Ballast Compatible > 2 Foot 23 Watt 2800 Lumen 2G11 Base Ballast Compatible LED PL-L Light Bulb 4000K Product Specifications - Quick Reference Input Voltage: Replaces: 120-277 Volt AC FT40W/2G11/RS/840 Dimensions: Base: 1.55" Wide x 22.2" Long 4-Pin 2G11 LED Color: 4000 Kelvin Rated Life Span: 50,000 Hours (L70) Lumens: Efficacy: 2,800 Lumens 121 lm/w CRI: Certifications: 80 CRI UL, RoHS FLUORESCENT CROSS REFERENCE** NEMA Generic FT40W/2G11/RS/841 Osram Sylvania FT40DL/841/RS GE F40/30BX/SPX41 Philips PL-L 40W/841/RS Halco PLL40/841/RS/ECO - 109716 Ushio CF-L40SE/841 Eiko DT40/41/RS - 49300 Satco FT40DL/841/RS - S6768Here are the Eiko 4-pin 2G11 base PL-L retrofit LED for CFL fluorescent tube lights. Designed to retrofit the fluorescent part numbers shown above**, part number LED23W/PLL/840-G7DR (60463) generates a 4000K cool white color temperature, has a 220 degree beam angle, a Power Factor over 90 and consumes just 23 watts of 120 to 277 volt 50/60 Hz energy. UL Listed for damp locations and suitable for use in totally enclosed lighting fixtures the Eiko plug-n-play PL-L LED tube lights are your retrofit choice. The Eiko LED23W/PLL/840-G7DR will produce 2,800 Lumens of light output (that's an awesome 121 Lumens Per Watt). They have a frosted lens, CRI of 80 and a rated life of up to 50,000 hours based on L70. The physical dimensions of the Eiko 4000K cool white LED retrofit are 22.2 long by 1.55 wide. Each Eiko 60463 4-pin 2g11 base LED PL-L fluorescent retrofit bulb carries a 5 Year Warranty. Give them a try - You will be very pleasantly surprised. Click here to see the complete Eiko Gen7 Direct Fit PL-L 2G11 Base LED Tube Lights Specification Sheet. These LED fluorescent retrofits have a 4-pin 2G11 base which easily integrates energy saving LED technology into your standard recessed fluorescent troffers or industrial fluorescent lighting format. Eiko's LED PL-L tubes eliminate the need to remove or bi-pass your existing ballast. This plug-n-play direct replacement for 2 foot 40 watt PL-L fluorescent tubes is compatible with most instant start or program start electronic ballasts and requires no rewiring during installation. The Eiko LED23W/PLL/840-G7DR is an electronic ballast compatible, LED plug-n-play, direct replacement retrofit to replace your existing 40 watt 2G11 PL-L CFL fluorescent lamps like the Sylvania FT40DL/841/RS, GE F40/30BX/SPX41, Philips PL-L 40W/841/RS, Halco PLL40/841/RS/ECO - 109716, Ushio CF-L40SE/841, Eiko DT40/41/RS - 49300, Satco FT40DL/841/RS - S6768 or the NEMA/Generic part number FT40W/2G11/RS/841**. Click here to see the complete Eiko Gen7 Plug-and-Play LED PL-L Tube Lights Installation Instructions. Eiko has provided a ballast compatibility chart (see the link below) for guidance when selecting a ballast and lamp combination. Lamps were tested for compatibility with the program start ballasts shown in the compatibility chart. Ballasts that do not appear on the chart might still be compatible but have not been tested. All testing has been performed with a stable main supply. The quality of the local main, existing installation and wiring, as well as different manufacturer versions of the above ballasts may affect lamp performance. Since no assurance can be provided regarding these factors, it is a general recommendation to perform a test on-site prior to installing the LED lamps. The Eiko Direct Fit LED 4-pin 2G11 PL-L tubes do NOT operate on magnetic ballasts and they do NOT operate on any T12 ballast. Click here to see the complete Eiko Gen7 Plug-and-Play LED PL-L Tube Lights Ballast Compatibility Chart. The LED23W/PLL/840-G7DR, 23 watt LED lamp has been designed to retrofit existing 40 watt cfl fluorescent PL-L installations, thereby reducing maintenance and energy expenditures in residential, commercial, retail displays, hotel, motel and resort applications and as an energy saving light source for new fixtures and installations. These PL-L LED bulbs are rated for use in either dry or damp locations, they are NOT dimmable and are RoHS compliant. Eiko 2 Foot 23 Watt 2800 Lumen 2G11 Base Ballast Compatible LED PL-L Light Bulb 4000K | 4000 | 80 | 2800 | 121.7391 | 50000 | 23 | 1 | 15.23 | 15.23 | 17.8958 | 2020Q2 | https://www.greenelectricalsupply.com/23-watt-led-2g11-40-watt-fluorescent-pl-l-direct-replacement-bulb-4000k.aspx | Green Electrical Supply | 2020 | No
LED Lighting | Decorative | Manufacturer: Eiko | False | Daylighting/Photocell, | 40 Watt PL-L | PL LED Retrofit | 2G11 - 4 Pin | Direct Replacement LED Home > LED Light Bulbs > LED PL Lamps > LED PLL Lamps > Ballast Compatible > 2 Foot 23 Watt 2800 Lumen 2G11 Base Ballast Compatible LED PL-L Light Bulb 5000K Product Specifications - Quick Reference Input Voltage: Replaces: 120-277 Volt AC FT40W/2G11/RS/850 Dimensions: Base: 1.55" Wide x 22.2" Long 4-Pin 2G11 LED Color: 5000 Kelvin Rated Life Span: 50,000 Hours (L70) Lumens: Efficacy: 2,800 Lumens 121 lm/w CRI: Certifications: 80 CRI UL, RoHS FLUORESCENT CROSS REFERENCE** NEMA Generic FT40W/2G11/RS/850 Osram Sylvania FT40DL/850/RS Halco PLL40/850/RS/ECO - 44900 Eiko DT40/50/RS - 49301 Here are the Eiko 4-pin 2G11 base PL-L retrofit LED for CFL fluorescent tube lights. Designed to retrofit the fluorescent part numbers shown above**, part number LED23W/PLL/850-G7DR (60464) generates a 5000K daylight color temperature, has a 220 degree beam angle, a Power Factor over 90 and consumes just 23 watts of 120 to 277 volt 50/60 Hz energy. UL Listed for damp locations and suitable for use in totally enclosed lighting fixtures the Eiko plug-n-play PL-L LED tube lights are your retrofit choice. The Eiko LED23W/PLL/850-G7DR will produce 2,800 Lumens of light output (that's an awesome 121 Lumens Per Watt). They have a frosted lens, CRI of 80 and a rated life of up to 50,000 hours based on L70. The physical dimensions of the Eiko 5000K daylight LED retrofit are 22.2 long by 1.55 wide. Each Eiko 60464 4-pin 2g11 base LED PL-L fluorescent retrofit bulb carries a 5 Year Warranty. Give them a try - You will be very pleasantly surprised. Click here to see the complete Eiko Gen7 Direct Fit PL-L 2G11 Base LED Tube Lights Specification Sheet. These LED fluorescent retrofits have a 4-pin 2G11 base which easily integrates energy saving LED technology into your standard recessed fluorescent troffers or industrial fluorescent lighting format. Eiko's LED PL-L tubes eliminate the need to remove or bi-pass your existing ballast. This plug-n-play direct replacement for 2 foot 40 watt PL-L fluorescent tubes is compatible with most instant start or program start electronic ballasts and requires no rewiring during installation. The Eiko LED23W/PLL/850-G7DR is an electronic ballast compatible, LED plug-n-play, direct replacement retrofit to replace your existing 40 watt 2G11 PL-L CFL fluorescent lamps like the Sylvania FT40DL/850/RS, Halco PLL40/850/RS/ECO - 44900, Eiko DT50/41/RS - 49301 or the NEMA/Generic part number FT40W/2G11/RS/850**. Click here to see the complete Eiko Gen7 Plug-and-Play LED PL-L Tube Lights Installation Instructions. Eiko has provided a ballast compatibility chart (see the link below) for guidance when selecting a ballast and lamp combination. Lamps were tested for compatibility with the program start ballasts shown in the compatibility chart. Ballasts that do not appear on the chart might still be compatible but have not been tested. All testing has been performed with a stable main supply. The quality of the local main, existing installation and wiring, as well as different manufacturer versions of the above ballasts may affect lamp performance. Since no assurance can be provided regarding these factors, it is a general recommendation to perform a test on-site prior to installing the LED lamps. The Eiko Direct Fit LED 4-pin 2G11 PL-L tubes do NOT operate on magnetic ballasts and they do NOT operate on any T12 ballast. Click here to see the complete Eiko Gen7 Plug-and-Play LED PL-L Tube Lights Ballast Compatibility Chart. The LED23W/PLL/850-G7DR, 23 watt LED lamp has been designed to retrofit existing 40 watt cfl fluorescent PL-L installations, thereby reducing maintenance and energy expenditures in residential, commercial, retail displays, hotel, motel and resort applications and as an energy saving light source for new fixtures and installations. These PL-L LED bulbs are rated for use in either dry or damp locations, they are NOT dimmable and are RoHS compliant. Eiko 2 Foot 23 Watt 2800 Lumen 2G11 Base Ballast Compatible LED PL-L Light Bulb 5000K | 5000 | 80 | 2800 | 121.7391 | 50000 | 23 | 1 | 15.23 | 15.23 | 17.8958 | 2020Q2 | https://www.greenelectricalsupply.com/23-watt-led-2g11-40-watt-fluorescent-pl-l-direct-replacement-bulb-5000k.aspx | Green Electrical Supply | 2020 | No
LED Lighting | Decorative | Manufacturer: Satco | False |  |  | PL LED Retrofit | 2G11 - 4 Pin | By-Pass LED Home > DLC Listed LED Fixtures > 2 Foot 23 Watt Ballast ByPass LED PL-L Retrofit 2G11 Base 3500K Product Specifications - Quick Reference Input Voltage: Fluorescent Equivalent: 120-277 Volt 40 Watts Dimensions: Base: 22.5" (MOL) 2G11 LED Color: 3500K Bright White Rated Life Span: Up To 50,000 Hours Initial Lumens: Lumens per Watt: 2600 Lumens 113 Lumens/Watt Tube Type: Certifications: T5 UL, RoHS, NSF, cULus Founded in 1966, Satco is well known as the premier supplier of a variety of lighting products. Now, Satco is introducing the Satco 2G11 23 Watt LED Replacement Lamp for CFLs. These T5 LED replacement lamps are ballast bypass replacements for 4-Pin 40W PL-L CFls. These LED lamps come in two different color temperatures: 3500K Bright White and 4000K Cool White. Satco's 2G11 LED tube lights instantly turn on to full brightness with no flickering like a CFL would. They feature an all glass tube and have a direct wire 120-277V line voltage. The Satco 2G11 23W LED/CFL Replacement Lamp, part number S9950 (23PLL/LED/835/BP) is composed of a single twin T5 tube and features a 2G11 base. This base consists of four pins that are efficiently placed in a line at the bottom of the base. The S9950 produces 2600 lumens of 3500K Bright White, for a total of 82 CRI. This model consumes just 23 watts of energy, compared to its fluorescent equivalent of 40 watts, for a total of over 40% energy savings. These savings are good for your pocket and the environment. This lamp is DLC Listed (DLC Product Code PLI973AKIPTK), damp location rated, UL rated, NSF approved and RoHS compliant. Along with these certifications, this lamp is ballast bypass only. This means that there is no ballast or driver required and it must be installed by bypassing or removing the old ballast. These lamps have a long life of 50,000 hours and come with a 5 year limited warranty. With a frost finish, these lamps measure 22.5" (MOL) and are wired directly with the universal 120-277V line voltage. Click here for the complete Satco S9950 2G11 23W LED Lamp Specification Sheet. Satco 2 Foot 23 Watt Ballast ByPass LED PL-L Retrofit 2G11 Base 3500K | 3500 | 82 | 2600 | 113.0435 | 50000 | 23 | 1 | 12.95 | 12.95 | 15.2168 | 2020Q2 | https://www.greenelectricalsupply.com/23-watt-led-pl-l-4-pin-2g11-ballast-bypass-3500k.aspx | Green Electrical Supply | 2020 | No
LED Lighting | Decorative | Manufacturer: Satco | False |  |  | PL LED Retrofit | 2G11 - 4 Pin | By-Pass LED Home > DLC Listed LED Fixtures > 2 Foot 23 Watt Ballast ByPass LED PL-L Retrofit 2G11 Base 4000K Product Specifications - Quick Reference Input Voltage: Fluorescent Equivalent: 120-277 Volt 40 Watts Dimensions: Base: 22.5" (MOL) 2G11 LED Color: 4000K Bright White Rated Life Span: Up To 50,000 Hours Initial Lumens: Lumens per Watt: 2800 Lumens 121 Lumens/Watt Tube Type: Certifications: T5 UL, RoHS, NSF, DLC Founded in 1966, Satco is well known as the premier supplier of a variety of lighting products. Now, Satco is introducing the Satco 2G11 23 Watt LED Replacement Lamp for CFLs. These T5 LED replacement lamps are ballast bypass replacements for 4-Pin 40W PL-L CFls. These LED lamps come in two different color temperatures: 3500K Bright White and 4000K Cool White. Satco's 2G11 LED tube lights instantly turn on to full brightness with no flickering like a CFL would. They feature an all glass tube and have a direct wire 120-277V line voltage. The DLC Listed (DLC Product ID: PL2ISZU5GTZN) Satco 2G11 23W LED/CFL Replacement Lamp, part number S9951 (23PLL/LED/840/BP) is composed of a single twin T5 tube and features a 2G11 base. This base consists of four pins that are efficiently placed in a line at the bottom of the base. The S9951 produces 2800 lumens of 4000K Cool White, for a total of 82 CRI. This model consumes just 23 watts of energy, compared to its fluorescent equivalent of 40 watts, for a total of over 40% energy savings. These savings are good for your pocket and the environment. This lamp is damp location rated, UL rated, NSF approved and RoHS compliant. Along with these certifications, this lamp is ballast bypass only. This means that there is no ballast or driver required and it must be installed by bypassing or removing the old ballast. These lamps have a long life of 50,000 hours and come with a 5 year limited warranty. With a frost finish, these lamps measure 22.5" (MOL) and are wired directly with the universal 120-277V line voltage. Click here for the complete Satco S9951 2G11 23W LED Lamp Specification Sheet Satco 2 Foot 23 Watt Ballast ByPass LED PL-L Retrofit 2G11 Base 4000K | 4000 | 82 | 2800 | 121.7391 | 50000 | 23 | 1 | 12.95 | 12.95 | 15.2168 | 2020Q2 | https://www.greenelectricalsupply.com/23-watt-led-pl-l-4-pin-2g11-ballast-bypass-4000k.aspx | Green Electrical Supply | 2020 | No
LED Lighting | Decorative | Manufacturer: Satco | True |  |  | FlameTip | Candelabra E12 | Home > Closeout Fixtures and Light Bulbs > 4.5 Watt Clear LED Flametip Filament Bulb E12 Candelabra Base 2700K ** Non-CEC Compliant - NOT Lawful for Sale in California ** Product Specifications - Quick Reference Lamp Wattage: Working Voltage: 4.5 Watts 120 Volt Dimensions: Beam Angle: 1.38" W x 5.0" (MOL) 360 Degree Omni-directional Lumen Output: Incandescent Equivalent: 450 Lumens 40 Watt Dimmable: Rated Life: Yes 15,000 Hours Color Temperature: 2700K Warm White Warranty: 3 Year Limited If you are looking for the antique style, traditional candelabra flametip shape and feel with all the energy efficient benefits LED technology can provide, this is the bulb for you. The Satco LED Filament light bulbs are the perfect vintage light bulb with an historically accurate and beautifully reproduced design, perfect for restaurants and hospitality environments. This Satco S9574 2700K warm white smooth dimming LED filament light operates on your existing 120V circuit and consumes just 4.5 watts. These flame-tip shape, clear, candelabra base incandescent LED retrofit lights generate 450 lumens with a CRI of 80. The omni-directional antique style filament LED light bulbs have a 360® beam angle to perfectly replace your 40 watt incandescent bulbs. The S9574 is UL listed for totally enclosed fixtures and is damp location rated. Want that rustic look in your business or even wedding? These old fashioned light bulbs are perfect for you. They create that warm orange glow all while creating that steampunk or industrial design. Click here to see the complete Satco LED Filament Lamp S9574 Specification Sheet. Instant on at full brightness and mercury free - environmentally positive - generates no IR or UV - protects valuable objects - these Satco flame tip shape LED bulbs are rated for 15,000 hours. These 120 volt LED vintage light bulbs fit most fixtures with E12 base. The bulb's dimensions are 1.38" wide by 5.0" inches MOL. These LED lights are compatible with many timers and dimmable using most 120V wall box dimmers (see a compatible dimmer option in the related products below). Satco 4.5 Watt Clear LED Flametip Filament Bulb E12 Candelabra Base 2700K | 2700 | 80 | 450 | 100 | 15000 | 4.5 | 1 | 5.23 | 5.23 | 6.1455 | 2020Q2 | https://www.greenelectricalsupply.com/4-5w-flametip-e12-led-filament.aspx | Green Electrical Supply | 2020 | Yes
LED Lighting | Decorative | Manufacturer: Satco | True |  |  | G40 | Medium E26 | Home > LED Light Bulbs > LED Globe Bulbs > LED G40 Globe > 4.5 Watt Clear LED G40 Globe Filament Bulb 120V 2700K ** Non-CEC Compliant - NOT Lawful for Sale in California ** Product Specifications - Quick Reference Lamp Wattage: Working Voltage: 4.5 Watts 120 Volt Dimensions: Beam Angle: 4 7/8" x 6 3/8" (MOL) 360 Degree Omni-directional Lumen Output: Incandescent Equivalent: 470 Lumens 40 Watt Dimmable: Rated Life: Yes 15,000 Hours Color Temperature: 2700K Warm White Warranty: 3 Year Limited If you are looking for the antique style, traditional incandescent globe look and feel with all the energy efficient benefits LED technology can provide, this is the bulb for you. The Satco LED Filament Lamps are the perfect vintage light bulb with an historically accurate and beautifully reproduced design, perfect for restaurants or hospitalityapplications. The LEDs are aligned inside a clear lamp to maintain the look of clear incandescent filaments. This Satco S9565 2700K warm white smooth dimming LED filament light operates on your existing 120V circuit and consumes just 4.5 watts. These clear G40 incandescent LED retrofit lights generate 470 lumens with a CRI of 80. The omni-directional filament LED vintage light bulbs have a 360® beam angle to perfectly replace your 40 watt incandescent bulbs. The S9565 is uL listed for totally enclosed fixtures and is damp location rated. Want that rustic look in your business or even wedding? These old fashioned light bulbs are perfect for you. They create that warm orange glow all while creating that steampunk or industrial design. Click here to see the complete Satco LED Filament Lamp S9565 Specification Sheet. Instant on at full brightness and mercury free - environmentally positive - generates no IR or UV - protects valuable objects - these Satco G40 incandescent globe shape LED bulbs are rated for 15,000 hours. These 120 volt LED light bulbs fit most fixtures with E26 base. The bulb's dimensions are 4 7/8" wide by 6 3/8" inches MOL. These antique LED lights are compatible with many timers and dimmable using most 120V wall box dimmers (see a compatible dimmer option in the related products below). Satco 4.5 Watt Clear LED G40 Globe Filament Bulb 120V 2700K | 2700 | 80 | 450 | 100 | 15000 | 4.5 | 1 | 8.95 | 8.95 | 10.5166 | 2020Q2 | https://www.greenelectricalsupply.com/4-5w-g40-gen2-led-filament-bulb.aspx | Green Electrical Supply | 2020 | Yes
LED Lighting | Decorative | Manufacturer: Satco | True |  |  | ST19 | Medium E26 | Home > LED Light Bulbs > LED Filament Bulbs > LED ST19/S19 Filament > 4.5 Watt Dimmable Amber ST19 LED Filament Bulb 400 Lumens 2300K Product Specifications - Quick Reference Lamp Wattage: Working Voltage: 4.5 Watts 120 Volt Dimensions: Bulb Finish: 2.38" x 5.375" (MOL) Transparent Amber Lumen Output: Incandescent Equivalent: 400 Lumens 40 Watt Dimmable: Rated Life: Yes 15,000 Hours Color Temperature: 2300K Warm White Warranty: 3 Year Limited If you are looking for the old fashioned Edison style ST19 incandescent look and feel with all the energy efficient benefits LED technology can provide, this is the bulb for you. The Satco antique style LED Filament Lamps are the perfect vintage light bulb with an historically accurate and beautifully reproduced design, perfect for restaurant and hospitality applications. The LEDs are aligned inside a transparent amber lamp to maintain the look of traditional incandescent filaments. This Satco S9578 2300K warm white smooth dimming LED filament light operates on your existing 120V circuit and consumes just 4.5 watts. These transparent amber ST19 incandescent LED retrofit lights generate 400 lumens with a CRI of 80. The omni-directional filament vintage style LED light bulbs have a 360® beam angle to perfectly replace your 40 watt incandescent bulbs. The S9578 is UL listed for totally enclosed fixtures and is damp location rated. Want that rustic look in your business or even wedding? These old fashioned light bulbs are perfect for you. They create that warm orange glow all while creating that steampunk or industrial design. Click here to see the complete Satco LED Filament Lamp S9578 Specification Sheet. Instant on at full brightness and mercury free - environmentally positive - generates no IR or UV - protects valuable objects - these Satco ST19 incandescent shape LED bulbs are rated for 15,000 hours. These 120 volt LED light bulbs fit most fixtures with E26 base. The bulb's dimensions are 2.38" wide by 5.375" inches MOL. These antique LED lights are compatible with many timers and dimmable using most 120V wall box dimmers (see a compatible dimmer option in the related products below). Satco 4.5 Watt Dimmable Amber ST19 LED Filament Bulb 400 Lumens 2300K | 2300 | 80 | 400 | 88.8889 | 15000 | 4.5 | 1 | 7.95 | 7.95 | 9.3416 | 2020Q2 | https://www.greenelectricalsupply.com/4-5w-st19-gen2-led-filament.aspx | Green Electrical Supply | 2020 | Yes
LED Lighting | Downlight | Manufacturer: Eiko | True |  |  |  | Medium E26, GU24 | Recessed, 4" Recessed Home > LED Indoor Light Fixtures > LED Downlights and Trims > 4 Inch Retrofits > Round > 4000K Cool White > 4 Inch 11 Watt 650 Lumen Rotatable LED Recessed Down Light Kit 4000K - E26 and GU24 Adapter Included Product Specifications - Quick Reference Lamp Wattage: Working Voltage: 11 Watts 120 Volt Dimensions: Rated Life: 5.14" W x 3.34" H 35,000 Hours Incandescent Equiv: Dimmable: 65 Watts - 650 Lumens Yes - Down to 10% Baffle Color: Trim Ring Color: White White Light Color: CRI: 4000K Cool White 80 CRI Certifications: Warranty: Energy Star, Damp Location 5 Year Limited For over 38 years, EiKO has been delivering one of the industry's best lighting products. Carrying over 5,000 SKUs and a broad selection, EiKO is committed to providing innovative products, unique solutions, and unmatched support to its customers. Now, EiKO has released their DK4 Series, 4 inch LED downlight retrofit kits. These downlight kits are ultra-efficient and designed to retrofit into existing incandescent recessed downlights. The inegrated LEDs reduce energy consumption up to 80% when compared to 65 Watt incandescent light bulbs and they last 30 times longer! These downlight retrofits come with both Medium E26 bases and GU24 for easy direct replacement. This is the EiKO LED-DK4RT-11W840-DIM-G5 (09084), dimmable 4" rotatable recessed 4000K Cool White LED downlight Retrofit with a White Baffle and White Trim Ring. EiKO's Eyeball Retrofit LED Downlights are ultra-efficient, super-easy and very affordable. These adjustable LED downlight kits provide 650 lumens of either , 3000K or 4000K brilliant illumination equivalent to the output of a 65 watt BR30 or 18 watt CFL.but requires just 11 watts of energy use. These dedicated 120 volt trims meet ENERGY STAR requirements, as well as being Damp Location Rated. The 09083 from EiKO is instant-on with no warm-up time, and it does fit many popular 4" recessed downlight fixtures and is great for accents, displays or wall washing. This downlight is 30° aimable and 355° rotatable and has a CRI of 80. All your colors will stand out under this light. Click here to see the complete EiKO DK4 Series Rotatable LED Downlight Retrofit Specification Sheet. The EiKO Rotatable DK4 Series has many different application uses including: healthcare, hospitality, office, property management, residential, and retail. Click here to see the complete EiKO DK4 Series Rotatable LED Downlight Retrofit Installation Instructions. Eiko 4 Inch 11 Watt 650 Lumen Rotatable LED Recessed Down Light Kit 4000K - E26 and GU24 Adapter Included | 4000 | 80 | 650 | 59.0909 | 35000 | 11 | 1 | 14.63 | 14.63 | 17.1908 | 2020Q2 | https://www.greenelectricalsupply.com/4-inch-11-watt-rotatable-recessed-downlight-led-retrofit-kit-4000k.aspx | Green Electrical Supply | 2020 | Yes
LED Lighting | Downlight | Manufacturer: Eiko | True |  |  |  | Medium E26, GU24 | Recessed, 4" Recessed Home > LED Indoor Light Fixtures > LED Downlights and Trims > 4 Inch Retrofits > Round > 3000K Warm White > 4 Inch 11 Watt 650 Lumen Rotatable LED Recessed Down Light Kit 3000K - E26 and GU24 Adapter Included Product Specifications - Quick Reference Lamp Wattage: Working Voltage: 11 Watts 120 Volt Dimensions: Rated Life: 5.14" W x 3.34" H 35,000 Hours Incandescent Equiv: Dimmable: 65 Watts - 650 Lumens Yes - Down to 10% Baffle Color: Trim Ring Color: White White Light Color: CRI: 3000K Warm White 80 CRI Certifications: Warranty: Energy Star, Damp Location 5 Year Limited For over 38 years, EiKO has been delivering one of the industry's best lighting products. Carrying over 5,000 SKUs and a broad selection, EiKO is committed to providing innovative products, unique solutions, and unmatched support to its customers. Now, EiKO has released their DK4 Series, 4 inch LED downlight retrofit kits. These downlight kits are ultra-efficient and designed to retrofit into existing incandescent recessed downlights. The inegrated LEDs reduce energy consumption up to 80% when compared to 65 Watt incandescent light bulbs and they last 30 times longer! These downlight retrofits come with both Medium E26 bases and GU24 for easy direct replacement. This is the EiKO LED-DK4RT-11W830-DIM-G5 (09083), dimmable 4" rotatable recessed 3000K Warm White LED downlight Retrofit with a White Baffle and White Trim Ring. EiKO's Eyeball Retrofit LED Downlights are ultra-efficient, super-easy and very affordable. These adjustable LED downlight kits provide 650 lumens of either 3000K or 4000K brilliant illumination equivalent to the output of a 65 watt BR30 or 18 watt CFL.but requires just 11 watts of energy use. These dedicated 120 volt trims meet ENERGY STAR requirements, as well as being Damp Location Rated. The 09083 from EiKO is instant-on with no warm-up time, and it does fit many popular 4" recessed downlight fixtures and is great for accents, displays or wall washing. This downlight is 30° aimable and 355° rotatable and has a CRI of 80. All your colors will stand out under this light. Click here to see the complete EiKO DK4 Series Rotatable LED Downlight Retrofit Specification Sheet. The EiKO Rotatable DK4 Series has many different application uses including: healthcare, hospitality, office, property management, residential, and retail. Click here to see the complete EiKO DK4 Series LED Downlight Retrofit Installation Instructions. Eiko 4 Inch 11 Watt 650 Lumen Rotatable LED Recessed Down Light Kit 3000K - E26 and GU24 Adapter Included | 3000 | 80 | 650 | 59.0909 | 35000 | 11 | 1 | 14.63 | 14.63 | 17.1908 | 2020Q2 | https://www.greenelectricalsupply.com/4-inch-11-watt-rotatable-recessed-downlight-retrofit-led-kit-3000k.aspx | Green Electrical Supply | 2020 | Yes
LED Lighting | Downlight | Manufacturer: Satco | True |  |  |  |  | Recessed, 4" Recessed Home > Closeout Fixtures and Light Bulbs > 4 Inch 10 Watt 630 Lumen 120V LED Recessed Downlight Retrofit Kit 4000K - E26 Adapter Included ** Non-CEC Compliant - NOT Lawful for Sale in California ** Product Specifications - Quick Reference Lamp Wattage: Working Voltage: 9.5 Watts 120 Volt Beam Degree: Rated Life: 90° Beam Angle 50,000 Hours Incandescent Equiv: Dimmable: 50 Watts - 630 Lumens Yes Finish Color: Base Type: White Connector (Direct Wire) Light Color: CRI: 4000K Cool White 90 CRI Certifications: Warranty: Energy Star, Wet Location 5 Year Limited Founded in 1966, Satco is well known as a premier supplier of a variety of lighting products. Satco's extensive catalog includes nearly everything you may be looking for, including LED downlight retrofits. Satco's line of LED downlight retrofits come in 4 inch versions as well as 5 or 6 inch versions. These downlight kits are ultra-efficient and designed to retrofit into existing incandescent recessed downlights. The inegrated LEDs reduce energy consumption up to 80% when compared to 50 Watt incandescent light bulbs and they last 30 times longer! These downlight retrofits are installed with a connector and DO NOT include a Medium E26 base option. This is the Satco S9715 (9.5WLED/RDL/4/40K/120V), dimmable 4" recessed 4000K Cool White LED Retrofit with a White Baffle and White Trim Ring. Satco's Retrofit LED Downlights are ultra-efficient, super-easy and very affordable. These LED downlight kits provide 630 lumens of either 2700K, 3000K, 4000K or 5000K brilliant illumination equivalent to the output of a 50 watt BR30 or 18 watt CFL.but requires just 9.5 watts of energy use. These dedicated 120 volt trims meet ENERGY STAR requirements, as well as being Wet Location Rated. The S9715 from Satco fits into many popular 4" recessed downlight fixtures. This LED downlight has an incredible CRI of 90! All your colors will stand out under this light. The Satco Downlight Retrofit Series has many different application uses including: healthcare, hospitality, office, property management, residential, and retail. Click here to see the complete Satco S9715 4 Inch LED Downlight Retrofit Specification Sheet. Satco 4 Inch 10 Watt 630 Lumen 120V LED Recessed Downlight Retrofit Kit 4000K - E26 Adapter Included | 4000 | 90 | 630 | 66.3158 | 50000 | 9.5 | 1 | 9.23 | 9.23 | 10.8456 | 2020Q2 | https://www.greenelectricalsupply.com/4-inch-9-watt-led-recessed-down-light-retrofit-kit-4000k.aspx | Green Electrical Supply | 2020 | Yes
LED Lighting | Downlight | Manufacturer: Satco | True | Daylighting/Photocell, |  |  |  | Recessed, 4" Recessed Home > Closeout Fixtures and Light Bulbs > 4 Inch 10 Watt 630 Lumen 120V LED Recessed Downlight Retrofit Kit 5000K - E26 Adapter Included ** Non-CEC Compliant - NOT Lawful for Sale in California ** Product Specifications - Quick Reference Lamp Wattage: Working Voltage: 9.5 Watts 120 Volt Beam Degree: Rated Life: 90° Beam Angle 50,000 Hours Incandescent Equiv: Dimmable: 50 Watts - 630 Lumens Yes Finish Color: Base Type: White Connector (Direct Wire) Light Color: CRI: 5000K Daylight 90 CRI Certifications: Warranty: Energy Star, Wet Location 5 Year Limited Founded in 1966, Satco is well known as a premier supplier of a variety of lighting products. Satco's extensive catalog includes nearly everything you may be looking for, including LED downlight retrofits. Satco's line of LED downlight retrofits come in 4 inch versions as well as 5 or 6 inch versions. These downlight kits are ultra-efficient and designed to retrofit into existing incandescent recessed downlights. The inegrated LEDs reduce energy consumption up to 80% when compared to 50 Watt incandescent light bulbs and they last 30 times longer! These downlight retrofits are installed with a connector and DO NOT include a Medium E26 base option. This is the Satco S9716 (9.5WLED/RDL/4/50K/120V), dimmable 4" recessed 5000K Daylight LED Retrofit with a White Baffle and White Trim Ring. Satco's Retrofit LED Downlights are ultra-efficient, super-easy and very affordable. These LED downlight kits provide 630 lumens of either 2700K, 3000K, 4000K or 5000K brilliant illumination equivalent to the output of a 50 watt BR30 or 18 watt CFL.but requires just 9.5 watts of energy use. These dedicated 120 volt trims meet ENERGY STAR requirements, as well as being Wet Location Rated. The S9716 from Satco fits into many popular 4" recessed downlight fixtures. This LED downlight has an incredible CRI of 90! All your colors will stand out under this light. The Satco Downlight Retrofit Series has many different application uses including: healthcare, hospitality, office, property management, residential, and retail. Click here to see the complete Satco S9716 4 Inch LED Downlight Retrofit Specification Sheet. Satco 4 Inch 10 Watt 630 Lumen 120V LED Recessed Downlight Retrofit Kit 5000K - E26 Adapter Included | 5000 | 90 | 630 | 66.3158 | 50000 | 9.5 | 1 | 9.23 | 9.23 | 10.8456 | 2020Q2 | https://www.greenelectricalsupply.com/4-inch-9-watt-led-recessed-down-light-retrofit-kit-5000k.aspx | Green Electrical Supply | 2020 | Yes
LED Lighting | Downlight | Manufacturer: Satco | True |  |  |  |  | Recessed, 4" Recessed Home > Closeout Fixtures and Light Bulbs > 4 Inch 10 Watt 600 Lumen 120V LED Recessed Downlight Retrofit Kit 2700K - E26 Adapter Included ** Non-CEC Compliant - NOT Lawful for Sale in California ** Product Specifications - Quick Reference Lamp Wattage: Working Voltage: 9.5 Watts 120 Volt Beam Degree: Rated Life: 90° Beam Angle 50,000 Hours Incandescent Equiv: Dimmable: 50 Watts - 600 Lumens Yes Finish Color: Base Type: White Connector (Direct Wire) Light Color: CRI: 2700K Warm White 90 CRI Certifications: Warranty: Energy Star, Wet Location 5 Year Limited Founded in 1966, Satco is well known as a premier supplier of a variety of lighting products. Satco's extensive catalog includes nearly everything you may be looking for, including LED downlight retrofits. Satco's line of LED downlight retrofits come in 4 inch versions as well as 5 or 6 inch versions. These downlight kits are ultra-efficient and designed to retrofit into existing incandescent recessed downlights. The inegrated LEDs reduce energy consumption up to 80% when compared to 50 Watt incandescent light bulbs and they last 30 times longer! These downlight retrofits are installed with a connector and DO NOT include a Medium E26 base option. This is the Satco S9713 (9.5WLED/RDL/4/27K/120V), dimmable 4" recessed 2700K Warm White LED Retrofit with a White Baffle and White Trim Ring. Satco's Retrofit LED Downlights are ultra-efficient, super-easy and very affordable. These LED downlight kits provide 600 lumens of either 2700K, 3000K, 4000K or 5000K brilliant illumination equivalent to the output of a 50 watt BR30 or 18 watt CFL.but requires just 9.5 watts of energy use. These dedicated 120 volt trims meet ENERGY STAR requirements, as well as being Wet Location Rated. The S9713 from Satco fits into many popular 4" recessed downlight fixtures. This LED downlight has an incredible CRI of 90! All your colors will stand out under this light. The Satco Downlight Retrofit Series has many different application uses including: healthcare, hospitality, office, property management, residential, and retail. Click here to see the complete Satco S9713 4 Inch LED Downlight Retrofit Specification Sheet. Satco 4 Inch 10 Watt 600 Lumen 120V LED Recessed Downlight Retrofit Kit 2700K - E26 Adapter Included | 2700 | 90 | 600 | 63.1579 | 50000 | 9.5 | 1 | 9.23 | 9.23 | 10.8456 | 2020Q2 | https://www.greenelectricalsupply.com/4-inch-9-watt-led-recessed-downlight-retrofit-kit-2700k-2.aspx | Green Electrical Supply | 2020 | Yes
LED Lighting | Downlight | Manufacturer: Eiko | True |  |  |  | Medium E26, GU24 | Recessed, 4" Recessed Home > LED Indoor Light Fixtures > LED Downlights and Trims > 4 Inch Retrofits > Round > 2700K Soft White > 4 Inch 9 Watt 600 Lumen 120V LED Downlight Retrofit Kit 2700K - E26 and GU24 Adapter Included Product Specifications - Quick Reference Lamp Wattage: Working Voltage: 9 Watts 120 Volt Dimensions: Rated Life: 5.51" W x 3.04" H 50,000 Hours Incandescent Equiv: Dimmable: 65 Watts - 600 Lumens Yes - Down to 10% Baffle Color: Trim Ring Color: White White Light Color: CRI: 2700K Warm White 90 CRI Certifications: Warranty: Energy Star, Wet Location 5 Year Limited For over 38 years, EiKO has been delivering one of the industry's best lighting products. Carrying over 5,000 SKUs and a broad selection, EiKO is committed to providing innovative products, unique solutions, and unmatched support to its customers. Now, EiKO has released their DK4 Series, 4 inch LED downlight retrofit kits. These downlight kits are ultra-efficient and designed to retrofit into existing incandescent recessed downlights. The inegrated LEDs reduce energy consumption up to 80% when compared to 65 Watt incandescent light bulbs and they last 30 times longer! These downlight retrofits come with both Medium E26 bases and GU24 for easy direct replacement. This is the EiKO LED-DK4-9W927-DIM-G7 (09677), dimmable 4" recessed 2700K LED Retrofit with a White Baffle and White Trim Ring. EiKO's Retrofit LED Downlights are ultra-efficient, super-easy and very affordable. These LED downlight kits provide 600 lumens of either 2700K, 3000K, 4000K or 5000K brilliant illumination equivalent to the output of a 65 watt BR30 or 18 watt CFL.but requires just 9 watts of energy use. These dedicated 120 volt trims meet ENERGY STAR requirements, as well as being Wet Location Rated and IC Rated for use in insulated ceilings. The 09677 from EiKO is instant-on with no warm-up time, and it does fit many popular 4" recessed downlight fixtures. The trim is integrated white alumnium that is power coated. This LED downlight has an incredible CRI of 90! All your colors will stand out under this light. Click here to see the complete EiKO DK4 Series LED Downlight Retrofit Specification Sheet. The EiKO DK4 Series has many different application uses including: healthcare, hospitality, office, property management, residential, and retail. Click here to see the complete EiKO DK4 Series LED Downlight Retrofit Installation Instructions. Eiko 4 Inch 9 Watt 600 Lumen 120V LED Downlight Retrofit Kit 2700K - E26 and GU24 Adapter Included | 2700 | 90 | 600 | 66.6667 | 50000 | 9 | 1 | 4.6 | 4.6 | 5.4052 | 2020Q2 | https://www.greenelectricalsupply.com/4-inch-9-watt-led-recessed-downlight-retrofit-kit-2700k.aspx | Green Electrical Supply | 2020 | Yes
LED Lighting | Downlight | Manufacturer: Eiko | True | Daylighting/Photocell, |  |  | Medium E26, GU24 | Recessed, 4" Recessed Home > LED Indoor Light Fixtures > LED Downlights and Trims > 4 Inch Retrofits > Round > 5000K Daylight > 4 Inch 9 Watt 600 Lumen 120V LED Downlight Retrofit Kit 5000K - E26 and GU24 Adapter Included Product Specifications - Quick Reference Lamp Wattage: Working Voltage: 9 Watts 120 Volt Dimensions: Rated Life: 5.51" W x 3.04" H 50,000 Hours Incandescent Equiv: Dimmable: 65 Watts - 600 Lumens Yes - Down to 10% Baffle Color: Trim Ring Color: White White Light Color: CRI: 5000K Daylight 90 CRI Certifications: Warranty: Energy Star, Wet Location 5 Year Limited For over 38 years, EiKO has been delivering one of the industry's best lighting products. Carrying over 5,000 SKUs and a broad selection, EiKO is committed to providing innovative products, unique solutions, and unmatched support to its customers. Now, EiKO has released their DK4 Series, 4 inch LED downlight retrofit kits. These downlight kits are ultra-efficient and designed to retrofit into existing incandescent recessed downlights. The inegrated LEDs reduce energy consumption up to 80% when compared to 65 Watt incandescent light bulbs and they last 30 times longer! These downlight retrofits come with both Medium E26 bases and GU24 for easy direct replacement. This is the EiKO LED-DK4-9W950-DIM-G7 (09680), dimmable 4" recessed 5000K Daylight LED Retrofit with a White Baffle and White Trim Ring. EiKO's Retrofit LED Downlights are ultra-efficient, super-easy and very affordable. These LED downlight kits provide 600 lumens of either 2700K, 3000K, 4000K or 5000K brilliant illumination equivalent to the output of a 65 watt BR30 or 18 watt CFL.but requires just 9 watts of energy use. These dedicated 120 volt trims meet ENERGY STAR requirements, as well as being Wet Location Rated and IC Rated for use in insulated ceilings. The 09680 from EiKO is instant-on with no warm-up time, and it does fit many popular 4" recessed downlight fixtures. The trim is integrated white alumnium that is power coated. This LED downlight has an incredible CRI of 90! All your colors will stand out under this light. Click here to see the complete EiKO DK4 Series LED Downlight Retrofit Specification Sheet. The EiKO DK4 Series has many different application uses including: healthcare, hospitality, office, property management, residential, and retail. Click here to see the complete EiKO DK4 Series LED Downlight Retrofit Installation Instructions. Eiko 4 Inch 9 Watt 600 Lumen 120V LED Downlight Retrofit Kit 5000K - E26 and GU24 Adapter Included | 5000 | 90 | 600 | 66.6667 | 50000 | 9 | 1 | 4.6 | 4.6 | 5.4052 | 2020Q2 | https://www.greenelectricalsupply.com/4-inch-9-watt-led-recessed-downlight-retrofit-kit-5000k.aspx | Green Electrical Supply | 2020 | Yes
LED Lighting | Downlight | Manufacturer: Universal Lighting | True |  |  |  |  | 4" Recessed Home > LED Commercial Fixtures > 277 Volt LED Lighting > 4" LED 2000 Lumen Clr/Wht 3000K Product Specifications - Quick Reference Lamp Wattage: Working Voltage: 22 Watts 120-277 Volt Dimensions: Reflector / Trim Ring: 5.5" H x 9.2" L x 3.1" W Silver Diffused / White Insulation: Non-IC Dimmable: YES: 0-10V Light Color: Delivered Lumens: 3000K 1,798 Lumens Certifications: Warranty: UL1598, CSA, FCC, RoHS 5 Year Limited Special Note: This item is a Build To Order item. Please allow 3-4 Weeks for manufacturing. Universal's 4" LED Commercial Recessed Down Light fixtures are a perfect choice for any new work or remodel 4" recessed can application. The Universal NON-IC commercial recessed down light fixtures are a high output (2,000 nominal lumens with 1,798 delivered lumens) LED lighting solution. Available in 3000K, 3500K or 4000K these LED down lights are designed for applications including offices, healthcare facilities, airports, educational institutions and other buildings that want to reduce maintenance and energy consumption without sacrificing quality of light. Click here to see the Universal 4" Commercial LED Down Light Specification Sheet. This item is the Universal SD4-W20L830CDW-U. It is a 3000 Kelvin (K) warm white LED light that operates on your existing 120 through 277 volt circuit and consumes just 22 watts. These LED recessed downlights can be installed as either cut-in cans or new construction down lights. They generate 2,000 nominal lumens (an amazing 90 Lumens per watt efficacy) with a light distribution of 85-95 degrees. Installation note: These 2,000 lumen models must be spaced a minimum of 24" from adjacent luminaires and a minimum of 12" from the nearest wall with a minimum of 1/2" clearance above the housing. The Universal SD4-W20L830CDW-U 4" commercial LED downlight is NON-IC rated (IC=Insulation Contact - all insulation must be kept a minimum of 3" away from all sides and the top of the housing). This LED recessed can is dimmable (0-10V dimming controls required - sold separately) down to 10% when operated at either 120V or 277V. It is suitable for use in either dry or damp indoor locations and has a 5 year limited warranty. Instant on at full brightness and mercury free - environmentally positive - generates no IR or UV - protects valuable objects - these 4" recessed cans are rated for 50,000 hours. Each LED can light is constructed with an integral housing and optic in one unit. The SD4-W20L830CDW-U has a clear (silver) diffused reflector and a satin white, painted, cast aluminum flange. The chip-on-board LED module reduces shadowing versus diode devices. Spherical phosphor coating is used for color uniformity across all fixtures being installed. The stated 50,000 hour life is based on functional light quality. After 30% lumen depreciation the functionality of the LED is rated to be ended, even though the lamp is still generating 70% of initial lumens (the L70 standard). These 4" commercial LED down lights operate on universal 120-277 volt input power. The junction box, which has two 1/2" and two combination 1/2"-3/4" knockouts, is listed for through branch circuit wiring (a maximum of eight 12-AWG 90C conductors - 4 in and 4 out) although these 2,000 lumen, dimming light engines are 2 in and 2 out wiring ONLY. The dimensions of the fixture can are 5.5" high x 9.2" long x 3.1" wide. This commercial recessed downlight housing is CSA listed to both US and Canadian UL1598, RoHS compliant and FCC Title 47 CFR, Part 15, Class A. The optional DFK4 drywall frame-in kit (sold separately) is required for new construction, ceiling rafter mounting. Typical applications for the Universal SD4-W20L830CDW-U 22 watt 4" LED commercial grade downlight fixtures include commercial atriums, soffets, high ceilings in living rooms and general decorative indoor lighting in residential, office, retail, restaurant, school, hospital and hotel/motel locations. Universal Lighting 4" LED 2000 Lumen Clr/Wht 3000K | 3000 | 85 | 2000 | 90.9091 | 50000 | 22 | 1 | 126.61 | 126.61 | 148.7716 | 2020Q2 | https://www.greenelectricalsupply.com/4-inch-commercial-led-down-light-2000-lumen-3000k.aspx | Green Electrical Supply | 2020 | Yes
LED Lighting | Downlight | Manufacturer: Universal Lighting | True |  |  |  |  | 4" Recessed Home > LED Commercial Fixtures > 277 Volt LED Lighting > 4" LED 2000 Lumen Clr/Wht 4000K Product Specifications - Quick Reference Lamp Wattage: Working Voltage: 22 Watts 120-277 Volt Dimensions: Reflector / Trim Ring: 5.5" H x 9.2" L x 3.1" W Silver Diffused / White Insulation: Non-IC Dimmable: YES: 0-10V Light Color: Delivered Lumens: 4000K 1,798 Lumens Certifications: Warranty: UL1598, CSA, FCC, RoHS 5 Year Limited Special Note: This item is a Build To Order item. Please allow 3-4 Weeks for manufacturing. Universal's 4" LED Commercial Recessed Down Light fixtures are a perfect choice for any new work or remodel 4" recessed can application. The Universal NON-IC commercial recessed down light fixtures are a high output (2,000 nominal lumens with 1,798 delivered lumens) LED lighting solution. Available in 3000K, 3500K or 4000K these LED down lights are designed for applications including offices, healthcare facilities, airports, educational institutions and other buildings that want to reduce maintenance and energy consumption without sacrificing quality of light. Click here to see the Universal 4" Commercial LED Down Light Specification Sheet. This item is the Universal SD4-W20L840CDW-U. It is a 4000 Kelvin (K) cool white LED light that operates on your existing 120 through 277 volt circuit and consumes just 22 watts. These LED recessed downlights can be installed as either cut-in cans or new construction down lights. They generate 2,000 nominal lumens (an amazing 90 Lumens per watt efficacy) with a light distribution of 85-95 degrees. Installation note: These 2,000 lumen models must be spaced a minimum of 24" from adjacent luminaires and a minimum of 12" from the nearest wall with a minimum of 1/2" clearance above the housing. The Universal SD4-W20L840CDW-U 4" commercial LED downlight is NON-IC rated (IC=Insulation Contact - all insulation must be kept a minimum of 3" away from all sides and the top of the housing). This LED recessed can is dimmable (0-10V dimming controls required - sold separately) down to 10% when operated at either 120V or 277V. It is suitable for use in either dry or damp indoor locations and has a 5 year limited warranty. Instant on at full brightness and mercury free - environmentally positive - generates no IR or UV - protects valuable objects - these 4" recessed cans are rated for 50,000 hours. Each LED can light is constructed with an integral housing and optic in one unit. The SD4-W20L840CDW-U has a clear (silver) diffused reflector and a satin white, painted, cast aluminum flange. The chip-on-board LED module reduces shadowing versus diode devices. Spherical phosphor coating is used for color uniformity across all fixtures being installed. The stated 50,000 hour life is based on functional light quality. After 30% lumen depreciation the functionality of the LED is rated to be ended, even though the lamp is still generating 70% of initial lumens (the L70 standard). These 4" commercial LED down lights operate on universal 120-277 volt input power. The junction box, which has two 1/2" and two combination 1/2"-3/4" knockouts, is listed for through branch circuit wiring (a maximum of eight 12-AWG 90C conductors - 4 in and 4 out) although these 2,000 lumen, dimming light engines are 2 in and 2 out wiring ONLY. The dimensions of the fixture can are 5.5" high x 9.2" long x 3.1" wide. This commercial recessed downlight housing is CSA listed to both US and Canadian UL1598, RoHS compliant and FCC Title 47 CFR, Part 15, Class A. The optional DFK4 drywall frame-in kit (sold separately) is required for new construction, ceiling rafter mounting. Typical applications for the Universal SD4-W20L840CDW-U 22 watt 4" LED commercial grade downlight fixtures include commercial atriums, soffets, high ceilings in living rooms and general decorative indoor lighting in residential, office, retail, restaurant, school, hospital and hotel/motel locations. Universal Lighting 4" LED 2000 Lumen Clr/Wht 4000K | 4000 | 85 | 2000 | 90.9091 | 50000 | 22 | 1 | 126.61 | 126.61 | 148.7716 | 2020Q2 | https://www.greenelectricalsupply.com/4-inch-commercial-led-down-light-2000-lumen-4000k.aspx | Green Electrical Supply | 2020 | Yes
LED Lighting | Downlight | Manufacturer: Universal Lighting | True |  |  |  |  | 4" Recessed Home > LED Commercial Fixtures > 277 Volt LED Lighting > 4" LED 2000 Lumen Wht/Wht 3000K Product Specifications - Quick Reference Lamp Wattage: Working Voltage: 22 Watts 120-277 Volt Dimensions: Reflector / Trim Ring: 5.5" H x 9.2" L x 3.1" W White / White Insulation: Non-IC Dimmable: YES: 0-10V Light Color: Delivered Lumens: 3000K 1,798 Lumens Certifications: Warranty: UL1598, CSA, FCC, RoHS 5 Year Limited Special Note: This item is a Build To Order item. Please allow 3-4 Weeks for manufacturing. Universal's 4" LED Commercial Recessed Down Light fixtures are a perfect choice for any new work or remodel 4" recessed can application. The Universal NON-IC commercial recessed down light fixtures are a high output (2,000 nominal lumens with 1,798 delivered lumens) LED lighting solution. Available in 3000K, 3500K or 4000K these LED down lights are designed for applications including offices, healthcare facilities, airports, educational institutions and other buildings that want to reduce maintenance and energy consumption without sacrificing quality of light. Click here to see the Universal 4" Commercial LED Down Light Specification Sheet. This item is the Universal SD4-W20L830WW-U. It is a 3000 Kelvin (K) warm white LED light that operates on your existing 120 through 277 volt circuit and consumes just 22 watts. These LED recessed downlights can be installed as either cut-in cans or new construction down lights. They generate 2,000 nominal lumens (an amazing 90 Lumens per watt efficacy) with a light distribution of 85-95 degrees. Installation note: These 2,000 lumen models must be spaced a minimum of 24" from adjacent luminaires and a minimum of 12" from the nearest wall with a minimum of 1/2" clearance above the housing. The Universal SD4-W20L830WW-U 4" commercial LED downlight is NON-IC rated (IC=Insulation Contact - all insulation must be kept a minimum of 3" away from all sides and the top of the housing). This LED recessed can is dimmable (0-10V dimming controls required - sold separately) down to 10% when operated at either 120V or 277V. It is suitable for use in either dry or damp indoor locations and has a 5 year limited warranty. Instant on at full brightness and mercury free - environmentally positive - generates no IR or UV - protects valuable objects - these 4" recessed cans are rated for 50,000 hours. Each LED can light is constructed with an integral housing and optic in one unit. The SD4-W20L830WW-U has a white reflector and a satin white, painted, cast aluminum flange. The chip-on-board LED module reduces shadowing versus diode devices. Spherical phosphor coating is used for color uniformity across all fixtures being installed. The stated 50,000 hour life is based on functional light quality. After 30% lumen depreciation the functionality of the LED is rated to be ended, even though the lamp is still generating 70% of initial lumens (the L70 standard). These 4" commercial LED down lights operate on universal 120-277 volt input power. The junction box, which has two 1/2" and two combination 1/2"-3/4" knockouts, is listed for through branch circuit wiring (a maximum of eight 12-AWG 90C conductors - 4 in and 4 out) although these 2,000 lumen, dimming light engines are 2 in and 2 out wiring ONLY. The dimensions of the fixture can are 5.5" high x 9.2" long x 3.1" wide. This commercial recessed downlight housing is CSA listed to both US and Canadian UL1598, RoHS compliant and FCC Title 47 CFR, Part 15, Class A. The optional DFK4 drywall frame-in kit (sold separately) is required for new construction, ceiling rafter mounting. Typical applications for the Universal SD4-W20L830WW-U 22 watt 4" LED commercial grade downlight fixtures include commercial atriums, soffets, high ceilings in living rooms and general decorative indoor lighting in residential, office, retail, restaurant, school, hospital and hotel/motel locations. Universal Lighting 4" LED 2000 Lumen Wht/Wht 3000K | 3000 | 85 | 2000 | 90.9091 | 50000 | 22 | 1 | 126.61 | 126.61 | 148.7716 | 2020Q2 | https://www.greenelectricalsupply.com/4-inch-commercial-led-downlight-new-construction-cut-in-can-3000k.aspx | Green Electrical Supply | 2020 | Yes
LED Lighting | Downlight | Manufacturer: Universal Lighting | True |  |  |  |  | 4" Recessed Home > LED Commercial Fixtures > 277 Volt LED Lighting > 4" LED 2000 Lumen Wht/Wht 3500K Product Specifications - Quick Reference Lamp Wattage: Working Voltage: 22 Watts 120-277 Volt Dimensions: Reflector / Trim Ring: 5.5" H x 9.2" L x 3.1" W White / White Insulation: Non-IC Dimmable: YES: 0-10V Light Color: Delivered Lumens: 3500K 1,798 Lumens Certifications: Warranty: UL1598, CSA, FCC, RoHS 5 Year Limited Special Note: This item is a Build To Order item. Please allow 3-4 Weeks for manufacturing. Universal's 4" LED Commercial Recessed Down Light fixtures are a perfect choice for any new work or remodel 4" recessed can application. The Universal NON-IC commercial recessed down light fixtures are a high output (2,000 nominal lumens with 1,798 delivered lumens) LED lighting solution. Available in 3000K, 3500K or 4000K these LED down lights are designed for applications including offices, healthcare facilities, airports, educational institutions and other buildings that want to reduce maintenance and energy consumption without sacrificing quality of light. Click here to see the Universal 4" Commercial LED Down Light Specification Sheet. This item is the Universal SD4-W20L835WW-U. It is a 3500 Kelvin (K) bright white LED light that operates on your existing 120 through 277 volt circuit and consumes just 22 watts. These LED recessed downlights can be installed as either cut-in cans or new construction down lights. They generate 2,000 nominal lumens (an amazing 90 Lumens per watt efficacy) with a light distribution of 85-95 degrees. Installation note: These 2,000 lumen models must be spaced a minimum of 24" from adjacent luminaires and a minimum of 12" from the nearest wall with a minimum of 1/2" clearance above the housing. The Universal SD4-W20L835WW-U 4" commercial LED downlight is NON-IC rated (IC=Insulation Contact - all insulation must be kept a minimum of 3" away from all sides and the top of the housing). This LED recessed can is dimmable (0-10V dimming controls required - sold separately) down to 10% when operated at either 120V or 277V. It is suitable for use in either dry or damp indoor locations and has a 5 year limited warranty. Instant on at full brightness and mercury free - environmentally positive - generates no IR or UV - protects valuable objects - these 4" recessed cans are rated for 50,000 hours. Each LED can light is constructed with an integral housing and optic in one unit. The SD4-W20L835WW-U has a white reflector and a satin white, painted, cast aluminum flange. The chip-on-board LED module reduces shadowing versus diode devices. Spherical phosphor coating is used for color uniformity across all fixtures being installed. The stated 50,000 hour life is based on functional light quality. After 30% lumen depreciation the functionality of the LED is rated to be ended, even though the lamp is still generating 70% of initial lumens (the L70 standard). These 4" commercial LED down lights operate on universal 120-277 volt input power. The junction box, which has two 1/2" and two combination 1/2"-3/4" knockouts, is listed for through branch circuit wiring (a maximum of eight 12-AWG 90C conductors - 4 in and 4 out) although these 2,000 lumen, dimming light engines are 2 in and 2 out wiring ONLY. The dimensions of the fixture can are 5.5" high x 9.2" long x 3.1" wide. This commercial recessed downlight housing is CSA listed to both US and Canadian UL1598, RoHS compliant and FCC Title 47 CFR, Part 15, Class A. The optional DFK4 drywall frame-in kit (sold separately) is required for new construction, ceiling rafter mounting. Typical applications for the Everline SD4-W20L835WW-U 22 watt 4" LED commercial grade downlight fixtures include commercial atriums, soffets, high ceilings in living rooms and general decorative indoor lighting in residential, office, retail, restaurant, school, hospital and hotel/motel locations. Universal Lighting 4" LED 2000 Lumen Wht/Wht 3500K | 3500 | 85 | 2000 | 90.9091 | 50000 | 22 | 1 | 126.61 | 126.61 | 148.7716 | 2020Q2 | https://www.greenelectricalsupply.com/4-inch-commercial-led-downlight-new-construction-cut-in-can-3500k.aspx | Green Electrical Supply | 2020 | Yes
LED Lighting | Downlight | Manufacturer: Universal Lighting | True |  |  |  |  | 4" Recessed Home > LED Commercial Fixtures > 277 Volt LED Lighting > 4" LED 2000 Lumen Wht/Wht 4000K Product Specifications - Quick Reference Lamp Wattage: Working Voltage: 22 Watts 120-277 Volt Dimensions: Reflector / Trim Ring: 5.5" H x 9.2" L x 3.1" W White / White Insulation: Non-IC Dimmable: YES: 0-10V Light Color: Delivered Lumens: 4000K 1,798 Lumens Certifications: Warranty: UL1598, CSA, FCC, RoHS 5 Year Limited Special Note: This item is a Build To Order item. Please allow 3-4 Weeks for manufacturing. Universal's 4" LED Commercial Recessed Down Light fixtures are a perfect choice for any new work or remodel 4" recessed can application. The Everline NON-IC commercial recessed down light fixtures are a high output (2,000 nominal lumens with 1,798 delivered lumens) LED lighting solution. Available in 3000K, 3500K or 4000K these LED down lights are designed for applications including offices, healthcare facilities, airports, educational institutions and other buildings that want to reduce maintenance and energy consumption without sacrificing quality of light. Click here to see the Universal 4" Commercial LED Down Light Specification Sheet. This item is the Universal SD4-W20L840WW-U. It is a 4000 Kelvin (K) cool white LED light that operates on your existing 120 through 277 volt circuit and consumes just 22 watts. These LED recessed downlights can be installed as either cut-in cans or new construction down lights. They generate 2,000 nominal lumens (an amazing 90 Lumens per watt efficacy) with a light distribution of 85-95 degrees. Installation note: These 2,000 lumen models must be spaced a minimum of 24" from adjacent luminaires and a minimum of 12" from the nearest wall with a minimum of 1/2" clearance above the housing. The Universal SD4-W20L840WW-U 4" commercial LED downlight is NON-IC rated (IC=Insulation Contact - all insulation must be kept a minimum of 3" away from all sides and the top of the housing). This LED recessed can is dimmable (0-10V dimming controls required - sold separately) down to 10% when operated at either 120V or 277V. It is suitable for use in either dry or damp indoor locations and has a 5 year limited warranty. Instant on at full brightness and mercury free - environmentally positive - generates no IR or UV - protects valuable objects - these 4" recessed cans are rated for 50,000 hours. Each LED can light is constructed with an integral housing and optic in one unit. The SD4-W20L840WW-U has a white reflector and a satin white, painted, cast aluminum flange. The chip-on-board LED module reduces shadowing versus diode devices. Spherical phosphor coating is used for color uniformity across all fixtures being installed. The stated 50,000 hour life is based on functional light quality. After 30% lumen depreciation the functionality of the LED is rated to be ended, even though the lamp is still generating 70% of initial lumens (the L70 standard). These 4" commercial LED down lights operate on universal 120-277 volt input power. The junction box, which has two 1/2" and two combination 1/2"-3/4" knockouts, is listed for through branch circuit wiring (a maximum of eight 12-AWG 90C conductors - 4 in and 4 out) although these 2,000 lumen, dimming light engines are 2 in and 2 out wiring ONLY. The dimensions of the fixture can are 5.5" high x 9.2" long x 3.1" wide. This commercial recessed downlight housing is CSA listed to both US and Canadian UL1598, RoHS compliant and FCC Title 47 CFR, Part 15, Class A. The optional DFK4 drywall frame-in kit (sold separately) is required for new construction, ceiling rafter mounting. Typical applications for the Universal SD4-W20L840WW-U 22 watt 4" LED commercial grade downlight fixtures include commercial atriums, soffets, high ceilings in living rooms and general decorative indoor lighting in residential, office, retail, restaurant, school, hospital and hotel/motel locations. Universal Lighting 4" LED 2000 Lumen Wht/Wht 4000K | 4000 | 85 | 2000 | 90.9091 | 50000 | 22 | 1 | 126.61 | 126.61 | 148.7716 | 2020Q2 | https://www.greenelectricalsupply.com/4-inch-commercial-led-downlight-new-construction-cut-in-can-4000k.aspx | Green Electrical Supply | 2020 | Yes
LED Lighting | Downlight | Manufacturer: Acuity - Juno Lighting | True |  |  |  |  | 4" Recessed Home > Energy Star Qualified Products > 4 Inch New Construction LED Downlight 600 Lumens 120-277V 2700K Dims Down to 10% Product Specifications - Quick Reference Lamp Wattage: Working Voltage: 9 Watts 120-277 Volt Dimensions: Rated Life: 12 1/4" x 6 3/4" x 6" 50,000 Hours Incandescent Equivalent: 65 Watt Incandescent Dimmable: Yes - Down to 10% Light Color: CRI: 2700K Warm White 90 CRI Certifications: Warranty: Energy Star, RoHS, UL 5 Year Limited Juno Lighting Group by Acuity Brands, has an extensive line of recessed can fixtures for your residential and commercial lighting needs. This model is the Juno IC1LED G4 06LM 27K 90CRI MVOLT ZT10, 4" IC-Rated New Construction LED recessed can downlight. The Juno Lighting 4 inch LED recessed downlights are a fantastic alternative to incandescent 65 watt lighting. This model consumes around 9 watts while producing 600 lumens of light output. Juno Lighting's IC-Rated 600 Lumen LED recessed downlights are the ultra-efficient LED light fixtures that will offer you extra style and flair, while being great for the environment and your pocket. The Juno Generation 4 600 Lumen downlights are available in either 2700K, 3000K, 3500K, and 4000K offering the "designer-look" to perfectly complement any home decor theme. These downlights are manufactured to maximize energy efficiency by having Air-Loc sealed housings. This housing stops the infiltration and ex-filtration of air, reducing heating and cooling costs. They also contain no lead or mercury, making them RoHS compliant. This series is offered in new construction and remodel can styles and are approved for both insulated and non-insulated ceilings. Click here to see the complete Juno IC1LED G4 New Construction Specification Sheet. The Juno IC1LED G4 06LM 27K 90CRI MVOLT ZT10, a replacement of the IC1LEDG4-27K-U, has a 2700K warm white color temperature and has a minimum of 90 CRI that will beautifully show off the color scheme in any room. The LED array is attached to the thermally conductive inner housing to provide superior heat dissipation ensuring the LEDs rated life of 50,000 hours. This model features a dimming driver that dims down to 10%. The dimming driver meets Energy Star dimming requirements and is compatible with most wall box dimmers. Click here to see the complete Juno IC1LED G4 Dimmer Compatibility Sheet. Juno Lighting has made installation of the recessed cans fast and secure. The Air-Loc sealed aluminum housing is vertically adjustable to accommodate up to a 1.5" ceiling thickness. The UL and cUL listed junction box is prewired and equipped with quick connect electrical connectors. The mounting frame is expertly manufactured with 22-gauge die-formed galvanized steel and is fully assembled for ease of installation. Click here to see the complete Juno IC1LED G4 New Construction Installation Instructions. To complete the look of any room using Juno recessed cans, you can choose from Juno's vast selection of trims suited for any room and any application. Click here to explore trim options Juno Lighting 4" Recessed Downlighting Trim Kits. Acuity - Juno Lighting 4 Inch New Construction LED Downlight 600 Lumens 120-277V 2700K Dims Down to 10% | 2700 | 90 | 600 | 66.6667 | 50000 | 9 | 1 | 114.76 | 114.76 | 134.8474 | 2020Q2 | https://www.greenelectricalsupply.com/4-inch-new-construction-led-downlight-600-lumens-120-277v-2700k-dims-down-to-10.aspx | Green Electrical Supply | 2020 | Yes
LED Lighting | Downlight | Manufacturer: Acuity - Juno Lighting | True |  |  |  |  | 4" Recessed Home > Energy Star Qualified Products > 4 Inch New Construction LED Downlight 600 Lumens 120-277V 3000K Dims Down to 10% Product Specifications - Quick Reference Lamp Wattage: Working Voltage: 9 Watts 120-277 Volt Dimensions: Rated Life: 12 1/4" x 6 3/4" x 6" 50,000 Hours Incandescent Equivalent: 65 Watt Incandescent Dimmable: Yes - Down to 10% Light Color: CRI: 3000K Warm White 90 CRI Certifications: Warranty: Energy Star, RoHS, UL 5 Year Limited Juno Lighting Group by Acuity Brands, has an extensive line of recessed can fixtures for your residential and commercial lighting needs. This model is the Juno IC1LED G4 06LM 30K 90CRI MVOLT ZT10, 4" IC-Rated New Construction LED recessed can downlight. The Juno Lighting 4 inch LED recessed downlights are a fantastic alternative to incandescent 65 watt lighting. This model consumes around 9 watts while producing 600 lumens of light output. Juno Lighting's IC-Rated 600 Lumen LED recessed downlights are the ultra-efficient LED light fixtures that will offer you extra style and flair, while being great for the environment and your pocket. The Juno Generation 4 600 Lumen downlights are available in either 2700K, 3000K, 3500K, and 4000K offering the "designer-look" to perfectly complement any home decor theme. These downlights are manufactured to maximize energy efficiency by having Air-Loc sealed housings. This housing stops the infiltration and ex-filtration of air, reducing heating and cooling costs. They also contain no lead or mercury, making them RoHS compliant. This series is offered in new construction and remodel can styles and are approved for both insulated and non-insulated ceilings. Click here to see the complete Juno IC1LED G4 New Construction Specification Sheet. The Juno IC1LED G4 06LM 30K 90CRI MVOLT ZT10, a replacement of the IC1LEDG4-30K-U, has a 3000K warm white color temperature and has a minimum of 90 CRI that will beautifully show off the color scheme in any room. The LED array is attached to the thermally conductive inner housing to provide superior heat dissipation ensuring the LEDs rated life of 50,000 hours. This model features a dimming driver that dims down to 10%. The dimming driver meets Energy Star dimming requirements and is compatible with most wall box dimmers. Click here to see the complete Juno IC1LED G4 Dimmer Compatibility Sheet. Juno Lighting has made installation of the recessed cans fast and secure. The Air-Loc sealed aluminum housing is vertically adjustable to accommodate up to a 1.5" ceiling thickness. The UL and cUL listed junction box is prewired and equipped with quick connect electrical connectors. The mounting frame is expertly manufactured with 22-gauge die-formed galvanized steel and is fully assembled for ease of installation. Click here to see the complete Juno IC1LED G4 New Construction Installation Instructions. To complete the look of any room using Juno recessed cans, you can choose from Juno's vast selection of trims suited for any room and any application. Click here to explore trim options Juno Lighting 4" Recessed Downlighting Trim Kits. Acuity - Juno Lighting 4 Inch New Construction LED Downlight 600 Lumens 120-277V 3000K Dims Down to 10% | 3000 | 90 | 600 | 66.6667 | 50000 | 9 | 1 | 114.76 | 114.76 | 134.8474 | 2020Q2 | https://www.greenelectricalsupply.com/4-inch-new-construction-led-downlight-600-lumens-120-277v-3000k-dims-down-to-10.aspx | Green Electrical Supply | 2020 | Yes
LED Lighting | Downlight | Manufacturer: Acuity - Juno Lighting | True |  |  |  |  | 4" Recessed Home > Energy Star Qualified Products > 4 Inch New Construction LED Downlight 600 Lumens 120-277V 3500K Dims Down to 10% Product Specifications - Quick Reference Lamp Wattage: Working Voltage: 9 Watts 120-277 Volt Dimensions: Rated Life: 12 1/4" x 6 3/4" x 6" 50,000 Hours Incandescent Equivalent: 65 Watt Incandescent Dimmable: Yes - Down to 10% Light Color: CRI: 3500K Bright White 90 CRI Certifications: Warranty: Energy Star, RoHS, UL 5 Year Limited Juno Lighting Group by Acuity Brands, has an extensive line of recessed can fixtures for your residential and commercial lighting needs. This model is the Juno IC1LED G4 06LM 35K 90CRI MVOLT ZT10, 4" IC-Rated New Construction LED recessed can downlight. The Juno Lighting 4 inch LED recessed downlights are a fantastic alternative to incandescent 65 watt lighting. This model consumes around 9 watts while producing 600 lumens of light output. Juno Lighting's IC-Rated 600 Lumen LED recessed downlights are the ultra-efficient LED light fixtures that will offer you extra style and flair, while being great for the environment and your pocket. The Juno Generation 4 600 Lumen downlights are available in either 2700K, 3000K, 3500K, and 4000K offering the "designer-look" to perfectly complement any home decor theme. These downlights are manufactured to maximize energy efficiency by having Air-Loc sealed housings. This housing stops the infiltration and ex-filtration of air, reducing heating and cooling costs. They also contain no lead or mercury, making them RoHS compliant. This series is offered in new construction and remodel can styles and are approved for both insulated and non-insulated ceilings. Click here to see the complete Juno IC1LED G4 New Construction Specification Sheet. The Juno IC1LED G4 06LM 35K 90CRI MVOLT ZT10, a replacement of the IC1LEDG4-35K-U, has a 3500K bright white color temperature and has a minimum of 90 CRI that will beautifully show off the color scheme in any room. The LED array is attached to the thermally conductive inner housing to provide superior heat dissipation ensuring the LEDs rated life of 50,000 hours. This model features a dimming driver that dims down to 10%. The dimming driver meets Energy Star dimming requirements and is compatible with most wall box dimmers. Click here to see the complete Juno IC1LED G4 Dimmer Compatibility Sheet. Juno Lighting has made installation of the recessed cans fast and secure. The Air-Loc sealed aluminum housing is vertically adjustable to accommodate up to a 1.5" ceiling thickness. The UL and cUL listed junction box is prewired and equipped with quick connect electrical connectors. The mounting frame is expertly manufactured with 22-gauge die-formed galvanized steel and is fully assembled for ease of installation. Click here to see the complete Juno IC1LED G4 New Construction Installation Instructions. To complete the look of any room using Juno recessed cans, you can choose from Juno's vast selection of trims suited for any room and any application. Click here to explore trim options Juno Lighting 4" Recessed Downlighting Trim Kits. Acuity - Juno Lighting 4 Inch New Construction LED Downlight 600 Lumens 120-277V 3500K Dims Down to 10% | 3500 | 90 | 600 | 66.6667 | 50000 | 9 | 1 | 114.76 | 114.76 | 134.8474 | 2020Q2 | https://www.greenelectricalsupply.com/4-inch-new-construction-led-downlight-600-lumens-120-277v-3500k-dims-down-to-10.aspx | Green Electrical Supply | 2020 | Yes
LED Lighting | Downlight | Manufacturer: Lotus LED Lights | True |  |  |  |  | 4" Recessed Home > LED Indoor Light Fixtures > LED Downlights and Trims > 4 Inch Retrofits > Round > 4000K Cool White > 4 Inch 12 Watt Round Gimbal LED Downlight Brushed Nickel Finish 4100K Cool White 1050 Lumens Product Specifications - Quick Reference Wattage: Dimensions: 11.4 Watts 4.0" Diameter x 2.25" High Beam Angle Tilt Angle: 40 degrees 30 degrees Working Voltage: Color Temp: 120 Volt 4100K Warranty: 5 Year Limited (Commercial) 10 Year Limited (Residential) Delivered Lumens: 1050 Certifications: Energy Star, cULus, FCC Since its first super slim products launch in 2010, Lotus LED Lights have set the competitive bar extremely high and are the most preferred super slim recessed LED lights used by architects, interior decorators, designers, builders, electricians and homeowners in North America. Lotus LED Lights offers superior flexibility, unlimited layout options and can be installed anywhere in your home to create a gorgeous high-end living environment by delivering warm and inviting light. These ultra thin recessed LED down lights are absolutely perfect for tight spaces, soffits, sloped ceilings, insulated and dropped ceilings. The Lotus LED Lights super slim recessed LED fixtures are cULus Listed, FCC, Energy Star Certified, rated Type IC (Direct Contact with Insulation) and they are air-tight. A recessed downlight housing (also called out as a Pot Light Housing) is NOT Required - even for Insulated Ceilings. This 2.25 Thick, low profile LED fixture fits directly under joists giving you maximum lighting layout flexibility in even the tightest spaces. Click here to see the Lotus 4 Inch Gimbal Recessed LED Specification Sheet. Every Lotus LED fixture is constructed with integral Epistar LEDs and the 120 volt, 60Hz, isolated, external, magnetic, constant current driver is factory installed inside the junction box. Lotus engineered all of their fixtures with the constant current driver in order run their fixtures at 90% of their rated current. This provides additional reliability and longer life. You need one driver for every fixture. Lotus engineers believe that if you have one driver for multiple fixtures you need to have an additional current regulator on every fixture if you want all fixtures to have the same brightness and the ability to dim simultaneously. The Lotus LED system is more reliable. Should you need to disconnect one fixture you would not effect the operation of the others. (Note: All connections in any ceiling requires a junction box, which Lotus provides as the driver compartment). Fixture comes connected to the driver by 12 long low voltage cable with waterproof connector in the middle. Depending on where you want the driver to be you have 2 options: To locate the driver next to the fixture simply run your line voltage wiring to the first junction box in your circuit and daisy chain to the junction boxes of the other fixtures, or install all of your drivers at one location and use low voltage extension cables to the fixtures (Use only extensions provided by the manufacturer. Available jumper cables are 6 feet (1.8m) and 20 feet (6m). Cables are linkable). The maximum run should not exceed 40 feet (12m). Click here to see the Lotus Damp Location Down Light Installation Instructions There are two 4" Gimbal models available to you from Lotus. The two primary differences are the brightness generated and the light color. As for brightness: model LL4G/30K generates 1000 lumens and model LL4G/41K generates 1050 lumens. Both 4" recessed gimbal down lights offer a true color 94 CRI. They are available in either a white, black or brushed nickel finish. The trim diameter and width on the two models are the same: 4 15/16 inch diameter (Note: The hole has to be carefully cut since there is no room for mistakes). How much space do you need in the ceiling for the Gimbal? For these inch fixtures you need 2.5 inches of space above the drywall for Romex and 3 1/2 inches for MC or BX installations. The Lotus LED Light fixtures are really easy to install. Just check out the short video below. This item is the Lotus LED Lights LL4G/41K/BN. It is the slim, low profile, 11.4 watt, 4" x 2 1/4" thin, round, Gimbal, LED recessed down light with a brushed nickel trim (a white or black trim option is also available). The LL4G/41K/BN is Air-Tight and is rated for Wet locations. This 4 inch LED retrofit has a beam angle of 40 degrees, tilt angle of 30 degrees with a 360 degree rotation. The 4100K Gimbal generates 1050 lumens and is designed for recessed downlight applications. They operate on 120V, 60Hz input voltage (a 277v version is also available) and are dimmable down to about 10% when using approved dimmer switches. Click here to see the Lotus LED Light Dimmer Compatibility List Each Lotus LED Lights recessed down light carries a 10 year residential or 5 year commercial limited warranty. Click here to see the complete Lotus LED Light Limited Warranty Information. Lotus can offer this because every single driver is powered for a minimum of 24 hours together with the fixture that it is shipped with. Every LED is visually checked before and after the PCB is mounted on the fixture. No Random Tests Lotus Hand Tests Every Fixture And Driver. Lotus LED Lights 4 Inch 12 Watt Round Gimbal LED Downlight Brushed Nickel Finish 4100K Cool White 1050 Lumens | 4100 | 94 | 1050 | 92.1053 | 24 | 11.4 | 1 | 73.84 | 73.84 | 86.7649 | 2020Q2 | https://www.greenelectricalsupply.com/4-inch-recessed-gimbal-down-light-bruched-nickel-trim-4100k.aspx | Green Electrical Supply | 2020 | Yes
LED Lighting | Downlight | Manufacturer: Lotus LED Lights | False |  |  |  |  | 4" Recessed Home > LED Commercial Fixtures > 277 Volt LED Lighting > 4" Super Thin LED WH 277V 3000K Product Specifications - Quick Reference Wattage: Dimensions: 9 Watts 4.75" Diameter by 1/2" High Beam Angle Dimmable: 110 degrees NO - Not Dimmable Working Voltage: Color Temp: 277 Volt 3000K Warranty: 5 Year Limited (Commercial) 10 Year Limited (Residential) Light Output: 550 Lumens Certifications: cULus, cETLus Since its first super slim products launch in 2010, Lotus LED Lights have set the competitive bar extremely high and are the most preferred super slim recessed LED lights used by architects, interior decorators, designers, builders, electricians and homeowners in North America. Lotus LED Lights offers superior flexibility, unlimited layout options and can be installed anywhere in your home to create a gorgeous high-end living environment by delivering warm and inviting light. These ultra thin recessed LED down lights are absolutely perfect for tight spaces, soffits, insulated and dropped ceilings. The Lotus LED Lights super slim recessed LED fixtures are cULus Listed, cETLus Approved, rated Type IC (Direct Contact with Insulation) and they are air-tight. A recessed downlight housing (also called out as a Pot Light Housing) is NOT Required - even for Insulated Ceilings. This 1/2 Thick, low profile LED fixture fits directly under joists giving you maximum lighting layout flexibility in even the tightest spaces. Click here to see the Lotus 4 Inch Round Slim Recessed LED Specification Sheet. Every Lotus LED fixture is constructed with integral Epistar LEDs and the 277 volt, isolated, external, magnetic, constant current driver is factory installed inside the junction box. Lotus engineered all of their fixtures with the constant current driver in order run their fixtures at 90% of their rated current. This provides additional reliability and longer life. You need one driver for every fixture. Lotus engineers believe that if you have one driver for multiple fixtures you need to have an additional current regulator on every fixture if you want all fixtures to have the same brightness and the ability to dim simultaneously. The Lotus LED system is more reliable. Should you need to disconnect one fixture you would not effect the operation of the others. (Note: All connections in any ceiling requires a junction box, which Lotus provides as the driver compartment). Fixture comes connected to the driver by 12 long low voltage cable with waterproof connector in the middle. Depending on where you want the driver to be you have 2 options: To locate the driver next to the fixture simply run your line voltage wiring to the first junction box in your circuit and daisy chain to the junction boxes of the other fixtures, or install all of your drivers at one location and use low voltage extension cables to the fixtures (Use only extensions provided by the manufacturer. Available jumper cables are 6 feet (1.8m) and 20 feet (6m). Cables are linkable). The maximum run should not exceed 40 feet (12m). Click here to see the Lotus Wet Location Down Light Installation Instructions There are two 4" models available to you from Lotus. The two primary differences are the brightness generated and the trim diameter and width. As for brightness: model LY4RCS generates 550 lumens and is a 50W halogen equivalent and model LY41RCD generates 700 lumens and is a 65W halogen equivalent. The trim diameter and width on model LY4RCS is 4 3/4 inch diameter (Note: The hole has to be carefully cut since there is no room for mistakes). Model LY41RCD is 4 15/16 inch OD. The trim is wider so this model may even cover existing holes. If you do not have the joists restriction go for the 1 inch thick models you can install less fixtures for the same brightness level. How much space do you need in the Ceiling? For the 4 inch fixtures you will need 2 inches of space. The Lotus LED Light fixtures are really easy to install. Just check out the short video below. This item is the Lotus LED Lights LY4RCS/30K/WH/277V. It is the ultra slim, low profile, 9 watt, 4" x 1/2" super thin, round, LED recessed down light with a white trim (a black or brushed nickel trim option is also available). The LY4RCS/30K/WH/277V is Air-Tight and is rated Wet locations and Insulated Ceilings. This 4 inch LED retrofit has a beam angle of 110 degrees, generates 550 lumens of 3000K light and is designed to replace up to 50 watt halogen lights in recessed downlight applications. They operate on 277V input voltage. A 120v version is also available and those are dimmable (on 120V circuits ONLY) down to about 20% when using approved dimmer switches. Each Lotus LED Lights recessed down light carries a 10 year residential or 5 year commercial limited warranty. Click here to see the complete Lotus LED Light Limited Warranty Information. Lotus can offer this because every single driver is powered for a minimum of 24 hours together with the fixture that it is shipped with. Every LED is visually checked before and after the PCB is mounted on the fixture. No Random Tests Lotus Hand Tests Every Fixture And Driver. Lotus LED Lights 4" Super Thin LED WH 277V 3000K | 3000 | 80 | 550 | 61.1111 | 24 | 9 | 1 | 53.84 | 53.84 | 63.2641 | 2020Q2 | https://www.greenelectricalsupply.com/4-inch-super-thin-led-recessed-downlight-white-trim-277v-3000k.aspx | Green Electrical Supply | 2020 | Yes
LED Lighting | Downlight | Manufacturer: Satco | True |  |  |  |  | Recessed, 6" Recessed, 5" Recessed, 5" or 6" Recessed Home > Energy Star Qualified Products > 5 Inch to 6 Inch 12 Watt 800 Lumen LED Recessed Downlight Retrofit 2700K - E26 Adapter Included Product Specifications - Quick Reference Lamp Wattage: Working Voltage: 11.5 Watts 120 Volt Dimensions: Rated Life: 7-3/8" W x 2-5/16" H 35,000 Hours Incandescent Equiv: Dimmable: 65 Watts - 800 Lumens Yes Finish Color: Base Type: White Connector Light Color: CRI: 2700K Warm White 90 CRI Certifications: Warranty: Energy Star, Wet Location 5 Year Limited Founded in 1966, Satco is well known as a premier supplier of a variety of lighting products. Satco's extensive catalog includes nearly everything you may be looking for, including LED downlight retrofits. Satco's line of LED downlight retrofits come in 4 inch versions as well as 5 or 6 inch versions. These downlight kits are ultra-efficient and designed to retrofit into existing incandescent recessed downlights. The inegrated LEDs reduce energy consumption up to 80% when compared to 65 Watt incandescent light bulbs and they last 30 times longer! These downlight retrofits are installed with a connector and do include pressure brackets as an alternate installation option. This is the Satco S9724 (11.5WLED/RDL/5-6/27K/120V), dimmable 5/6" recessed 2700K Warm White LED Retrofit with a White Baffle and White Trim Ring. Satco's Retrofit LED Downlights are ultra-efficient, super-easy and very affordable. These LED downlight kits provide 800 lumens of either 2700K, 3000K, 4000K or 5000K brilliant illumination equivalent to the output of a 65 watt BR30 or 18 watt CFL.but requires just 11.5 watts of energy use. These dedicated 120 volt trims meet ENERGY STAR requirements, as well as being Wet Location Rated. The S9724 from Satco fits into many popular 5" or 6" recessed downlight fixtures. This LED downlight has an incredible CRI of 90! All your colors will stand out under this light. The Satco Downlight Retrofit Series has many different application uses including: healthcare, hospitality, office, property management, residential, and retail. Click here to see the complete Satco S9724 5 or 6 Inch LED Downlight Retrofit Specification Sheet. Satco 5 Inch to 6 Inch 12 Watt 800 Lumen LED Recessed Downlight Retrofit 2700K - E26 Adapter Included | 2700 | 90 | 800 | 69.5652 | 35000 | 11.5 | 1 | 11.95 | 11.95 | 14.0417 | 2020Q2 | https://www.greenelectricalsupply.com/5-or-6-11-watt-led-recessed-down-light-retrofit-kit-2700k.aspx | Green Electrical Supply | 2020 | Yes
LED Lighting | Downlight | Manufacturer: Satco | True |  |  |  |  | Recessed, 6" Recessed, 5" Recessed, 5" or 6" Recessed Home > Energy Star Qualified Products > 5 Inch to 6 Inch 12 Watt 840 Lumen LED Recessed Downlight Retrofit 4000K - E26 Adapter Included Product Specifications - Quick Reference Lamp Wattage: Working Voltage: 11.5 Watts 120 Volt Dimensions: Rated Life: 7-3/8" W x 2-5/16" H 35,000 Hours Incandescent Equiv: Dimmable: 65 Watts - 840 Lumens Yes Finish Color: Base Type: White Connector Light Color: CRI: 4000K Cool White 90 CRI Certifications: Warranty: Energy Star, Wet Location 5 Year Limited Founded in 1966, Satco is well known as a premier supplier of a variety of lighting products. Satco's extensive catalog includes nearly everything you may be looking for, including LED downlight retrofits. Satco's line of LED downlight retrofits come in 4 inch versions as well as 5 or 6 inch versions. These downlight kits are ultra-efficient and designed to retrofit into existing incandescent recessed downlights. The inegrated LEDs reduce energy consumption up to 80% when compared to 65 Watt incandescent light bulbs and they last 30 times longer! These downlight retrofits are installed with a connector and do include pressure brackets as an alternate installation option. This is the Satco S9726 (11.5WLED/RDL/5-6/40K/120V), dimmable 5/6" recessed 4000K Cool White LED Retrofit with a White Baffle and White Trim Ring. Satco's Retrofit LED Downlights are ultra-efficient, super-easy and very affordable. These LED downlight kits provide 840 lumens of either 2700K, 3000K, 4000K or 5000K brilliant illumination equivalent to the output of a 65 watt BR30 or 18 watt CFL.but requires just 11.5 watts of energy use. These dedicated 120 volt trims meet ENERGY STAR requirements, as well as being Wet Location Rated. The S9726 from Satco fits into many popular 5" or 6" recessed downlight fixtures. This LED downlight has an incredible CRI of 90! All your colors will stand out under this light. The Satco Downlight Retrofit Series has many different application uses including: healthcare, hospitality, office, property management, residential, and retail. Click here to see the complete Satco S9726 5 or 6 Inch LED Downlight Retrofit Specification Sheet. Satco 5 Inch to 6 Inch 12 Watt 840 Lumen LED Recessed Downlight Retrofit 4000K - E26 Adapter Included | 4000 | 90 | 840 | 73.0435 | 35000 | 11.5 | 1 | 11.95 | 11.95 | 14.0417 | 2020Q2 | https://www.greenelectricalsupply.com/5-or-6-inch-11-watt-led-recessed-down-light-retrofit-kit-4000k.aspx | Green Electrical Supply | 2020 | Yes
LED Lighting | Downlight | Manufacturer: Satco | True | Daylighting/Photocell, |  |  |  | Recessed, 6" Recessed, 5" Recessed, 5" or 6" Recessed Home > Energy Star Qualified Products > 5 Inch to 6 Inch 12 Watt 840 Lumen LED Recessed Downlight Retrofit 5000K - E26 Adapter Included Product Specifications - Quick Reference Lamp Wattage: Working Voltage: 11.5 Watts 120 Volt Dimensions: Rated Life: 7-3/8" W x 2-5/16" H 35,000 Hours Incandescent Equiv: Dimmable: 65 Watts - 840 Lumens Yes Finish Color: Base Type: White Connector Light Color: CRI: 5000K Daylight 90 CRI Certifications: Warranty: Energy Star, Wet Location 5 Year Limited Founded in 1966, Satco is well known as a premier supplier of a variety of lighting products. Satco's extensive catalog includes nearly everything you may be looking for, including LED downlight retrofits. Satco's line of LED downlight retrofits come in 4 inch versions as well as 5 or 6 inch versions. These downlight kits are ultra-efficient and designed to retrofit into existing incandescent recessed downlights. The inegrated LEDs reduce energy consumption up to 80% when compared to 65 Watt incandescent light bulbs and they last 30 times longer! These downlight retrofits are installed with a connector and do include pressure brackets as an alternate installation option. This is the Satco S9727 (11.5WLED/RDL/5-6/50K/120V), dimmable 5/6" recessed 5000K Daylight LED Retrofit with a White Baffle and White Trim Ring. Satco's Retrofit LED Downlights are ultra-efficient, super-easy and very affordable. These LED downlight kits provide 840 lumens of either 2700K, 3000K, 4000K or 5000K brilliant illumination equivalent to the output of a 65 watt BR30 or 18 watt CFL.but requires just 11.5 watts of energy use. These dedicated 120 volt trims meet ENERGY STAR requirements, as well as being Wet Location Rated. The S9727 from Satco fits into many popular 5" or 6" recessed downlight fixtures. This LED downlight has an incredible CRI of 90! All your colors will stand out under this light. The Satco Downlight Retrofit Series has many different application uses including: healthcare, hospitality, office, property management, residential, and retail. Click here to see the complete Satco S9727 5 or 6 Inch LED Downlight Retrofit Specification Sheet. Satco 5 Inch to 6 Inch 12 Watt 840 Lumen LED Recessed Downlight Retrofit 5000K - E26 Adapter Included | 5000 | 90 | 840 | 73.0435 | 35000 | 11.5 | 1 | 11.95 | 11.95 | 14.0417 | 2020Q2 | https://www.greenelectricalsupply.com/5-or-6-inch-11-watt-led-recessed-down-light-retrofit-kit-5000k.aspx | Green Electrical Supply | 2020 | Yes
LED Lighting | Downlight | Manufacturer: Eiko | True |  |  |  | Medium E26, GU24 | Recessed, 6" Recessed, 5" Recessed, 5" or 6" Recessed Home > Energy Star Qualified Products > 5 Inch to 6 Inch 11 Watt 700 Lumen LED Recessed Downlight Retrofit 2700K - E26 and GU24 Adapter Included Product Specifications - Quick Reference Lamp Wattage: Working Voltage: 11 Watts 120 Volt Dimensions: Rated Life: 7.48" W x 3.2" H 50,000 Hours Incandescent Equiv: Dimmable: 65 Watts - 700 Lumens Yes - Down to 10% Baffle Color: Trim Ring Color: White White Light Color: CRI: 2700K Warm White 90 CRI Certifications: Warranty: Energy Star, Wet Location 5 Year Limited For over 38 years, EiKO has been delivering one of the industry's best lighting products. Carrying over 5,000 SKUs and a broad selection, EiKO is committed to providing innovative products, unique solutions, and unmatched support to its customers. Now, EiKO has released their DK6 Series, 5 or 6 inch LED downlight retrofit kits. These downlight kits are ultra-efficient and designed to retrofit into existing incandescent recessed downlights. The inegrated LEDs reduce energy consumption up to 80% when compared to 65 Watt incandescent light bulbs and they last 30 times longer! These downlight retrofits come with both Medium E26 bases and GU24 for easy direct replacement. This is the EiKO LED-DK6-11W927-DIM-G7 (09681), dimmable 5/6" recessed 2700K LED Retrofit with a White Baffle and White Trim Ring. EiKO's Retrofit LED Downlights are ultra-efficient, super-easy and very affordable. These LED downlight kits provide 700 lumens of either 2700K, 3000K, 4000K or 5000K brilliant illumination equivalent to the output of a 65 watt BR30 or 18 watt CFL.but requires just 11 watts of energy use. These dedicated 120 volt trims meet ENERGY STAR requirements, as well as being Wet Location Rated and IC Rated for use in insulated ceilings. The 09681 from EiKO is instant-on with no warm-up time, and it does fit many popular 5" or 6" recessed downlight fixtures. The trim is integrated white alumnium that is power coated. This LED downlight has an incredible CRI of 90! All your colors will stand out under this light. Click here to see the complete EiKO DK6 Series LED Downlight Retrofit Specification Sheet. The EiKO DK6 Series has many different application uses including: healthcare, hospitality, office, property management, residential, and retail. Click here to see the complete EiKO DK6 Series LED Downlight Retrofit Installation Instructions. Eiko 5 Inch to 6 Inch 11 Watt 700 Lumen LED Recessed Downlight Retrofit 2700K - E26 and GU24 Adapter Included | 2700 | 90 | 700 | 63.6364 | 50000 | 11 | 1 | 8.33 | 8.33 | 9.7881 | 2020Q2 | https://www.greenelectricalsupply.com/5-or-6-inch-11-watt-led-recessed-downlight-retrofit-kit-2700k.aspx | Green Electrical Supply | 2020 | Yes
LED Lighting | Downlight | Manufacturer: Eiko | True |  |  |  | Medium E26, GU24 | Recessed, 6" Recessed, 5" Recessed, 5" or 6" Recessed Home > Energy Star Qualified Products > 5 Inch to 6 Inch 11 Watt 700 Lumen LED Recessed Downlight Retrofit 3000K - E26 and GU24 Adapter Included Product Specifications - Quick Reference Lamp Wattage: Working Voltage: 11 Watts 120 Volt Dimensions: Rated Life: 7.48" W x 3.2" H 50,000 Hours Incandescent Equiv: Dimmable: 65 Watts - 700 Lumens Yes - Down to 10% Baffle Color: Trim Ring Color: White White Light Color: CRI: 3000K Warm White 90 CRI Certifications: Warranty: Energy Star, Wet Location 5 Year Limited For over 38 years, EiKO has been delivering one of the industry's best lighting products. Carrying over 5,000 SKUs and a broad selection, EiKO is committed to providing innovative products, unique solutions, and unmatched support to its customers. Now, EiKO has released their DK6 Series, 5 or 6 inch LED downlight retrofit kits. These downlight kits are ultra-efficient and designed to retrofit into existing incandescent recessed downlights. The inegrated LEDs reduce energy consumption up to 80% when compared to 65 Watt incandescent light bulbs and they last 30 times longer! These downlight retrofits come with both Medium E26 bases and GU24 for easy direct replacement. This is the EiKO LED-DK6-11W930-DIM-G7 (09682), dimmable 5/6" recessed 3000K LED Retrofit with a White Baffle and White Trim Ring. EiKO's Retrofit LED Downlights are ultra-efficient, super-easy and very affordable. These LED downlight kits provide 700 lumens of either 2700K, 3000K, 4000K or 5000K brilliant illumination equivalent to the output of a 65 watt BR30 or 18 watt CFL.but requires just 11 watts of energy use. These dedicated 120 volt trims meet ENERGY STAR requirements, as well as being Wet Location Rated and IC Rated for use in insulated ceilings. The 09682 from EiKO is instant-on with no warm-up time, and it does fit many popular 5" or 6" recessed downlight fixtures. The trim is integrated white alumnium that is power coated. This LED downlight has an incredible CRI of 90! All your colors will stand out under this light. Click here to see the complete EiKO DK6 Series LED Downlight Retrofit Specification Sheet. The EiKO DK6 Series has many different application uses including: healthcare, hospitality, office, property management, residential, and retail. Click here to see the complete EiKO DK6 Series LED Downlight Retrofit Installation Instructions. Eiko 5 Inch to 6 Inch 11 Watt 700 Lumen LED Recessed Downlight Retrofit 3000K - E26 and GU24 Adapter Included | 3000 | 90 | 700 | 63.6364 | 50000 | 11 | 1 | 8.12 | 8.12 | 9.5413 | 2020Q2 | https://www.greenelectricalsupply.com/5-or-6-inch-11-watt-led-recessed-downlight-retrofit-kit-3000k.aspx | Green Electrical Supply | 2020 | Yes
LED Lighting | Downlight | Manufacturer: Eiko | True |  |  |  | Medium E26, GU24 | Recessed, 6" Recessed, 5" Recessed, 5" or 6" Recessed Home > Energy Star Qualified Products > 5 Inch to 6 Inch 11 Watt 700 Lumen LED Recessed Downlight Retrofit 4000K - E26 and GU24 Adapter Included Product Specifications - Quick Reference Lamp Wattage: Working Voltage: 11 Watts 120 Volt Dimensions: Rated Life: 7.48" W x 3.2" H 50,000 Hours Incandescent Equiv: Dimmable: 65 Watts - 700 Lumens Yes - Down to 10% Baffle Color: Trim Ring Color: White White Light Color: CRI: 4000K Cool White 90 CRI Certifications: Warranty: Energy Star, Wet Location 5 Year Limited For over 38 years, EiKO has been delivering one of the industry's best lighting products. Carrying over 5,000 SKUs and a broad selection, EiKO is committed to providing innovative products, unique solutions, and unmatched support to its customers. Now, EiKO has released their DK6 Series, 5 or 6 inch LED downlight retrofit kits. These downlight kits are ultra-efficient and designed to retrofit into existing incandescent recessed downlights. The inegrated LEDs reduce energy consumption up to 80% when compared to 65 Watt incandescent light bulbs and they last 30 times longer! These downlight retrofits come with both Medium E26 bases and GU24 for easy direct replacement. This is the EiKO LED-DK6-11W940-DIM-G7 (09683), dimmable 5/6" recessed 4000K LED Retrofit with a White Baffle and White Trim Ring. EiKO's Retrofit LED Downlights are ultra-efficient, super-easy and very affordable. These LED downlight kits provide 700 lumens of either 2700K, 3000K, 4000K or 5000K brilliant illumination equivalent to the output of a 65 watt BR30 or 18 watt CFL.but requires just 11 watts of energy use. These dedicated 120 volt trims meet ENERGY STAR requirements, as well as being Wet Location Rated and IC Rated for use in insulated ceilings. The 09681 from EiKO is instant-on with no warm-up time, and it does fit many popular 5" or 6" recessed downlight fixtures. The trim is integrated white alumnium that is power coated. This LED downlight has an incredible CRI of 90! All your colors will stand out under this light. Click here to see the complete EiKO DK6 Series LED Downlight Retrofit Specification Sheet. The EiKO DK6 Series has many different application uses including: healthcare, hospitality, office, property management, residential, and retail. Click here to see the complete EiKO DK6 Series LED Downlight Retrofit Installation Instructions. Eiko 5 Inch to 6 Inch 11 Watt 700 Lumen LED Recessed Downlight Retrofit 4000K - E26 and GU24 Adapter Included | 4000 | 90 | 700 | 63.6364 | 50000 | 11 | 1 | 9.23 | 9.23 | 10.8456 | 2020Q2 | https://www.greenelectricalsupply.com/5-or-6-inch-11-watt-led-recessed-downlight-retrofit-kit-4000k.aspx | Green Electrical Supply | 2020 | Yes
LED Lighting | Downlight | Manufacturer: Eiko | True | Daylighting/Photocell, |  |  | Medium E26, GU24 | Recessed, 6" Recessed, 5" Recessed, 5" or 6" Recessed Home > Energy Star Qualified Products > 5 Inch to 6 Inch 11 Watt 700 Lumen LED Recessed Downlight Retrofit 5000K - E26 and GU24 Adapter Included Product Specifications - Quick Reference Lamp Wattage: Working Voltage: 11 Watts 120 Volt Dimensions: Rated Life: 7.48" W x 3.2" H 50,000 Hours Incandescent Equiv: Dimmable: 65 Watts - 700 Lumens Yes - Down to 10% Baffle Color: Trim Ring Color: White White Light Color: CRI: 5000K Daylight 90 CRI Certifications: Warranty: Energy Star, Wet Location 5 Year Limited For over 38 years, EiKO has been delivering one of the industry's best lighting products. Carrying over 5,000 SKUs and a broad selection, EiKO is committed to providing innovative products, unique solutions, and unmatched support to its customers. Now, EiKO has released their DK6 Series, 5 or 6 inch LED downlight retrofit kits. These downlight kits are ultra-efficient and designed to retrofit into existing incandescent recessed downlights. The inegrated LEDs reduce energy consumption up to 80% when compared to 65 Watt incandescent light bulbs and they last 30 times longer! These downlight retrofits come with both Medium E26 bases and GU24 for easy direct replacement. This is the EiKO LED-DK6-11W950-DIM-G7 (09684), dimmable 5/6" recessed 5000K LED Retrofit with a White Baffle and White Trim Ring. EiKO's Retrofit LED Downlights are ultra-efficient, super-easy and very affordable. These LED downlight kits provide 700 lumens of either 2700K, 3000K, 4000K or 5000K brilliant illumination equivalent to the output of a 65 watt BR30 or 18 watt CFL.but requires just 11 watts of energy use. These dedicated 120 volt trims meet ENERGY STAR requirements, as well as being Wet Location Rated and IC Rated for use in insulated ceilings. The 09684 from EiKO is instant-on with no warm-up time, and it does fit many popular 5" or 6" recessed downlight fixtures. The trim is integrated white alumnium that is power coated. This LED downlight has an incredible CRI of 90! All your colors will stand out under this light. Click here to see the complete EiKO DK6 Series LED Downlight Retrofit Specification Sheet. The EiKO DK6 Series has many different application uses including: healthcare, hospitality, office, property management, residential, and retail. Click here to see the complete EiKO DK6 Series LED Downlight Retrofit Installation Instructions. Eiko 5 Inch to 6 Inch 11 Watt 700 Lumen LED Recessed Downlight Retrofit 5000K - E26 and GU24 Adapter Included | 5000 | 90 | 700 | 63.6364 | 50000 | 11 | 1 | 9.23 | 9.23 | 10.8456 | 2020Q2 | https://www.greenelectricalsupply.com/5-or-6-inch-11-watt-led-recessed-downlight-retrofit-kit-5000k.aspx | Green Electrical Supply | 2020 | Yes
LED Lighting | Downlight | Manufacturer: Eiko | True |  |  |  | Medium E26, GU24 | Recessed, 6" Recessed, 5" Recessed, 5" or 6" Recessed Home > Energy Star Qualified Products > 5 Inch to 6 Inch 15 Watt 1100 Lumen LED Recessed Downlight Retrofit 2700K - E26 and GU24 Adapter Included Product Specifications - Quick Reference Lamp Wattage: Working Voltage: 15 Watts 120 Volt Dimensions: Rated Life: 7.48" W x 3.2" H 50,000 Hours Incandescent Equiv: Dimmable: 90 Watts - 1100 Lumens Yes - Down to 10% Baffle Color: Trim Ring Color: White White Light Color: CRI: 2700K Warm White 90 CRI Certifications: Warranty: Energy Star, Wet Location 5 Year Limited For over 38 years, EiKO has been delivering one of the industry's best lighting products. Carrying over 5,000 SKUs and a broad selection, EiKO is committed to providing innovative products, unique solutions, and unmatched support to its customers. Now, EiKO has released their DK6 Series, 5 or 6 inch LED downlight retrofit kits. These downlight kits are ultra-efficient and designed to retrofit into existing incandescent recessed downlights. The inegrated LEDs reduce energy consumption up to 80% when compared to 65 Watt incandescent light bulbs and they last 30 times longer! These downlight retrofits come with both Medium E26 bases and GU24 for easy direct replacement. This is the EiKO LED-DK6-15W927-DIM-G7 (09685), dimmable 5/6" recessed 2700K LED Retrofit with a White Baffle and White Trim Ring. EiKO's Retrofit LED Downlights are ultra-efficient, super-easy and very affordable. These LED downlight kits provide 1100 lumens of either 2700K, 3000K, 4000K or 5000K brilliant illumination equivalent to the output of a 90 watt BR30 incandescent bulb.but requires just 15 watts of energy use. These dedicated 120 volt trims meet ENERGY STAR requirements, as well as being Wet Location Rated and IC Rated for use in insulated ceilings. The 09685 from EiKO is instant-on with no warm-up time, and it does fit many popular 5" or 6" recessed downlight fixtures. The trim is integrated white alumnium that is power coated. This LED downlight has an incredible CRI of 90! All your colors will stand out under this light. Click here to see the complete EiKO DK6 Series LED Downlight Retrofit Specification Sheet. The EiKO DK6 Series has many different application uses including: healthcare, hospitality, office, property management, residential, and retail. Click here to see the complete EiKO DK6 Series LED Downlight Retrofit Installation Instructions. Eiko 5 Inch to 6 Inch 15 Watt 1100 Lumen LED Recessed Downlight Retrofit 2700K - E26 and GU24 Adapter Included | 2700 | 90 | 1100 | 73.3333 | 50000 | 15 | 1 | 12.3 | 12.3 | 14.453 | 2020Q2 | https://www.greenelectricalsupply.com/5-or-6-inch-15-watt-led-recessed-downlight-retrofit-kit-2700k.aspx | Green Electrical Supply | 2020 | Yes
LED Lighting | Downlight | Manufacturer: Eiko | True |  |  |  | Medium E26, GU24 | Recessed, 6" Recessed, 5" Recessed, 5" or 6" Recessed Home > Energy Star Qualified Products > 5 Inch to 6 Inch 15 Watt 1100 Lumen LED Recessed Downlight Retrofit 3000K - E26 and GU24 Adapter Included Product Specifications - Quick Reference Lamp Wattage: Working Voltage: 15 Watts 120 Volt Dimensions: Rated Life: 7.48" W x 3.2" H 50,000 Hours Incandescent Equiv: Dimmable: 90 Watts - 1100 Lumens Yes - Down to 10% Baffle Color: Trim Ring Color: White White Light Color: CRI: 3000K Warm White 90 CRI Certifications: Warranty: Energy Star, Wet Location 5 Year Limited For over 38 years, EiKO has been delivering one of the industry's best lighting products. Carrying over 5,000 SKUs and a broad selection, EiKO is committed to providing innovative products, unique solutions, and unmatched support to its customers. Now, EiKO has released their DK6 Series, 5 or 6 inch LED downlight retrofit kits. These downlight kits are ultra-efficient and designed to retrofit into existing incandescent recessed downlights. The inegrated LEDs reduce energy consumption up to 80% when compared to 65 Watt incandescent light bulbs and they last 30 times longer! These downlight retrofits come with both Medium E26 bases and GU24 for easy direct replacement. This is the EiKO LED-DK6-15W930-DIM-G7 (09686), dimmable 5/6" recessed 3000K LED Retrofit with a White Baffle and White Trim Ring. EiKO's Retrofit LED Downlights are ultra-efficient, super-easy and very affordable. These LED downlight kits provide 1100 lumens of either 2700K, 3000K, 4000K or 5000K brilliant illumination equivalent to the output of a 90 watt BR30 incandescent bulb.but requires just 15 watts of energy use. These dedicated 120 volt trims meet ENERGY STAR requirements, as well as being Wet Location Rated and IC Rated for use in insulated ceilings. The 09686 from EiKO is instant-on with no warm-up time, and it does fit many popular 5" or 6" recessed downlight fixtures. The trim is integrated white alumnium that is power coated. This LED downlight has an incredible CRI of 90! All your colors will stand out under this light. Click here to see the complete EiKO DK6 Series LED Downlight Retrofit Specification Sheet. The EiKO DK6 Series has many different application uses including: healthcare, hospitality, office, property management, residential, and retail. Click here to see the complete EiKO DK6 Series LED Downlight Retrofit Installation Instructions. Eiko 5 Inch to 6 Inch 15 Watt 1100 Lumen LED Recessed Downlight Retrofit 3000K - E26 and GU24 Adapter Included | 3000 | 90 | 1100 | 73.3333 | 50000 | 15 | 1 | 12.3 | 12.3 | 14.453 | 2020Q2 | https://www.greenelectricalsupply.com/5-or-6-inch-15-watt-led-recessed-downlight-retrofit-kit-3000k.aspx | Green Electrical Supply | 2020 | Yes
LED Lighting | Downlight | Manufacturer: Satco | True |  |  |  | Medium E26 | Recessed, 6" Recessed, 5" Recessed, 5" or 6" Recessed Home > Energy Star Qualified Products > 5 Inch to 6 Inch 10 Watt 650 Lumen LED Recessed Downlight Retrofit Kit 3000K - E26 Adapter Included ** Non-CEC Compliant - NOT Lawful for Sale in California ** Product Specifications - Quick Reference Lamp Wattage: Working Voltage: 9.8 Watts 120 Volt Dimensions: Rated Life: 7-3/8" W x 2-5/16" H 35,000 Hours Incandescent Equiv: Dimmable: 65 Watts - 650 Lumens Yes Finish Color: Base Type: White Medium E26 Connector Light Color: CRI: 3000K Warm White 90 CRI Certifications: Warranty: Energy Star, Wet Location 5 Year Limited Founded in 1966, Satco is well known as a premier supplier of a variety of lighting products. Satco's extensive catalog includes nearly everything you may be looking for, including LED downlight retrofits. Satco's line of LED downlight retrofits come in 4 inch versions as well as 5 or 6 inch versions. These downlight kits are ultra-efficient and designed to retrofit into existing incandescent recessed downlights. The inegrated LEDs reduce energy consumption up to 80% when compared to 65 Watt incandescent light bulbs and they last 30 times longer! These downlight retrofits come with Medium E26 bases for easy direct replacement. This is the Satco S29313 (9.8WLED/RDL/5-6/30K/120V), a replacement of S9313, dimmable 5/6" recessed 3000K Warm White LED Retrofit with a White Baffle and White Trim Ring. Satco's Retrofit LED Downlights are ultra-efficient, super-easy and very affordable. These LED downlight kits provide 650 lumens of either 2700K, 3000K, 4000K or 5000K brilliant illumination equivalent to the output of a 65 watt BR30 or 18 watt CFL.but requires just 9.8 watts of energy use. These dedicated 120 volt trims meet ENERGY STAR requirements, as well as being Wet Location Rated. The S29313 from Satco fits into many popular 5" or 6" recessed downlight fixtures. The retrofit is for use with recessed housings with an E26 socket only. This LED downlight has an incredible CRI of 90! All your colors will stand out under this light. The Satco Downlight Retrofit Series has many different application uses including: healthcare, hospitality, office, property management, residential, and retail. Click here to see the complete Satco S29313 5 or 6 Inch LED Downlight Retrofit Specification Sheet. Satco 5 Inch to 6 Inch 10 Watt 650 Lumen LED Recessed Downlight Retrofit Kit 3000K - E26 Adapter Included | 3000 | 90 | 650 | 66.3265 | 35000 | 9.8 | 1 | 11.95 | 11.95 | 14.0417 | 2020Q2 | https://www.greenelectricalsupply.com/5-or-6-inch-led-recessed-down-light-retrofit-kit-3000k.aspx | Green Electrical Supply | 2020 | Yes
LED Lighting | Downlight | Manufacturer: Satco | True |  |  |  | Medium E26 | Recessed, 6" Recessed, 5" Recessed, 5" or 6" Recessed Home > Energy Star Qualified Products > 5 Inch to 6 Inch 10 Watt 650 Lumen LED Recessed Downlight Retrofit Kit 4000K - E26 Adapter Included ** Non-CEC Compliant - NOT Lawful for Sale in California ** Product Specifications - Quick Reference Lamp Wattage: Working Voltage: 9.8 Watts 120 Volt Dimensions: Rated Life: 7-3/8" W x 2-5/16" H 35,000 Hours Incandescent Equiv: Dimmable: 65 Watts - 650 Lumens Yes Finish Color: Base Type: White Medium E26 Connector Light Color: CRI: 4000K Cool White 90 CRI Certifications: Warranty: Energy Star, Wet Location 5 Year Limited Founded in 1966, Satco is well known as a premier supplier of a variety of lighting products. Satco's extensive catalog includes nearly everything you may be looking for, including LED downlight retrofits. Satco's line of LED downlight retrofits come in 4 inch versions as well as 5 or 6 inch versions. These downlight kits are ultra-efficient and designed to retrofit into existing incandescent recessed downlights. The inegrated LEDs reduce energy consumption up to 80% when compared to 65 Watt incandescent light bulbs and they last 30 times longer! These downlight retrofits come with Medium E26 bases for easy direct replacement. This is the Satco S29314 (9.8WLED/RDL/5-6/40K/120V), a replacement of S9314, dimmable 5/6" recessed 4000K Cool White LED Retrofit with a White Baffle and White Trim Ring. Satco's Retrofit LED Downlights are ultra-efficient, super-easy and very affordable. These LED downlight kits provide 650 lumens of either 2700K, 3000K, 4000K or 5000K brilliant illumination equivalent to the output of a 65 watt BR30 or 18 watt CFL.but requires just 9.8 watts of energy use. These dedicated 120 volt trims meet ENERGY STAR requirements, as well as being Wet Location Rated. The S29314 from Satco fits into many popular 5" or 6" recessed downlight fixtures. The retrofit is for use with recessed housings with an E26 socket only. This LED downlight has an incredible CRI of 90! All your colors will stand out under this light. The Satco Downlight Retrofit Series has many different application uses including: healthcare, hospitality, office, property management, residential, and retail. Click here to see the complete Satco S29314 5 or 6 Inch LED Downlight Retrofit Specification Sheet. Satco 5 Inch to 6 Inch 10 Watt 650 Lumen LED Recessed Downlight Retrofit Kit 4000K - E26 Adapter Included | 4000 | 90 | 650 | 66.3265 | 35000 | 9.8 | 1 | 11.95 | 11.95 | 14.0417 | 2020Q2 | https://www.greenelectricalsupply.com/5-or-6-inch-led-recessed-down-light-retrofit-kit-4000k.aspx | Green Electrical Supply | 2020 | Yes
LED Lighting | Downlight | Manufacturer: Satco | True | Daylighting/Photocell, |  |  | Medium E26 | Recessed, 6" Recessed, 5" Recessed, 5" or 6" Recessed Home > Energy Star Qualified Products > 5 Inch to 6 Inch 10 Watt 650 Lumen LED Recessed Downlight Retrofit Kit 5000K - E26 Adapter Included ** Non-CEC Compliant - NOT Lawful for Sale in California ** Product Specifications - Quick Reference Lamp Wattage: Working Voltage: 9.8 Watts 120 Volt Dimensions: Rated Life: 7-3/8" W x 2-5/16" H 35,000 Hours Incandescent Equiv: Dimmable: 65 Watts - 650 Lumens Yes Finish Color: Base Type: White Medium E26 Connector Light Color: CRI: 5000K Daylight 90 CRI Certifications: Warranty: Energy Star, Wet Location 5 Year Limited Founded in 1966, Satco is well known as a premier supplier of a variety of lighting products. Satco's extensive catalog includes nearly everything you may be looking for, including LED downlight retrofits. Satco's line of LED downlight retrofits come in 4 inch versions as well as 5 or 6 inch versions. These downlight kits are ultra-efficient and designed to retrofit into existing incandescent recessed downlights. The inegrated LEDs reduce energy consumption up to 80% when compared to 65 Watt incandescent light bulbs and they last 30 times longer! These downlight retrofits come with Medium E26 bases for easy direct replacement. This is the Satco S29315 (9.8WLED/RDL/5-6/50K/120V), a replacement of S9315, dimmable 5/6" recessed 5000K Daylight LED Retrofit with a White Baffle and White Trim Ring. Satco's Retrofit LED Downlights are ultra-efficient, super-easy and very affordable. These LED downlight kits provide 650 lumens of either 2700K, 3000K, 4000K or 5000K brilliant illumination equivalent to the output of a 65 watt BR30 or 18 watt CFL.but requires just 9.8 watts of energy use. These dedicated 120 volt trims meet ENERGY STAR requirements, as well as being Wet Location Rated. The S29315 from Satco fits into many popular 5" or 6" recessed downlight fixtures. The retrofit is for use with recessed housings with an E26 socket only. This LED downlight has an incredible CRI of 90! All your colors will stand out under this light. The Satco Downlight Retrofit Series has many different application uses including: healthcare, hospitality, office, property management, residential, and retail. Click here to see the complete Satco S29315 5 or 6 Inch LED Downlight Retrofit Specification Sheet. Satco 5 Inch to 6 Inch 10 Watt 650 Lumen LED Recessed Downlight Retrofit Kit 5000K - E26 Adapter Included | 5000 | 90 | 650 | 66.3265 | 35000 | 9.8 | 1 | 11.95 | 11.95 | 14.0417 | 2020Q2 | https://www.greenelectricalsupply.com/5-or-6-inch-led-recessed-down-light-retrofit-kit-5000k.aspx | Green Electrical Supply | 2020 | Yes
LED Lighting | Downlight | Manufacturer: Light Efficient Design | False |  |  | PAR38 | Mogul E39 | 6" Recessed, 8" Recessed, By-Pass LED Home > LED Commercial Fixtures > 277 Volt LED Lighting > 50 Watt 4886 Lumen 45 Degree Beam 120-277V E39 Mogul PAR38 LED Retrofit Light Bulb 5000K Product Specifications - Quick Reference Input Voltage: Dimmable: 120 to 277 Volt NO - Not Dimmable Dimensions: Base: 4.72" Wide x 7.01" Long E39 Mogul Base LED Color: 5000 Kelvin Rated Life Span: Up To 50,000 Hours Lumens: Lumens Per Watt: 4,886 Lumens 92 Lumens/Watt Beam Angle: HID Retrofit For: 45 Degree 175 Watt HID Traditional HID and HPS warehouse lighting is responsible for up to 3/4 of a warehouse facilitys energy expenditures. This includes not only the cost of energy, but also the cost of maintenance. Factor in the potential for accident when re-lamping highly placed fixtures, and the argument for retrofitting LED is compelling. LED lighting delivers 80% direct energy savings over incandescent technology and at 35,000 to 50,000 hours of operation, LED lights will continue to be in service for a decade or more. As of 2010, the estimated cost of lighting a warehouse is around $1 per square foot per year. With Light Efficient Design's Site / Warehouse / Garage fixtures, energy consumption can be reduced between 50 to 90%. For a 200,000 square foot storage facility lighting costs can fall from $200,000 per annum to as low as $20,000. Coupling these instant on, flicker free lights with intelligent lighting control systems can further help reduce lighting costs to $10,000. Light Efficient Design's LED Site / Warehouse / Garage / Recessed lamps are solid state and are not affected by on-off cycling. They are therefore perfect for pairing with intelligent lighting control systems that provide real time, dynamic lighting level control. Here is Light Efficient Design's Low Bay/Garage Light/ 6"-8" Recessed retrofit LED bulbs. Part number LED-8045M50 (LED-8045-DL) consumes just 50 watts of 120 to 277 volt energy, produces a 5000K 80 CRI light color and is an excellent replacement for your current 175 watt High Pressure Sodium (HPS) or Metal Halide light bulb. Utilizing 3 Chip-On-Board (COB) LEDs, this LED retrofit bulb will produce 4,886 Lumens of light output and a rated life of up to 50,000 hours. Give them a try - You will be very pleasantly surprised. Click here to see the complete LED-8045M 6"-8" Recessed Retrofit LED Specification Sheet. These LED bulbs have a 45 degree beam angle and the screw-in E39 mogul base mounting easily integrates energy saving LED technology into your standard light fixtures. The physical dimensions of the Light Efficient Design LED retrofit are 7.01 long by 4.72 wide. These LED retrofit bulbs carry a 5 Year Limited Warranty. Click here to see the complete Light Efficient Design Limited Warranty. The LED-8045M50 50 watt LED lamp has been designed to retrofit existing E39 mogul base low bay, garage light, 6"-8" recessed lighting or roadway, flood, spot or post top installations, thereby reducing maintenance and energy expenditures in commercial, retail displays, hotel, motel and resort applications and as an energy saving light source for new fixtures and installations. Click here to see the LED-8045 Installation Instructions. Light Efficient Design 50 Watt 4886 Lumen 45 Degree Beam 120-277V E39 Mogul PAR38 LED Retrofit Light Bulb 5000K | 5000 | 80 | 4886 | 97.72 | 50000 | 50 | 1 | 94.63 | 94.63 | 111.1939 | 2020Q2 | https://www.greenelectricalsupply.com/50-watt-par38-led-120v-277v-5000k.aspx | Green Electrical Supply | 2020 | No
LED Lighting | Decorative | Manufacturer: Satco | True |  |  | G25 | Medium E26 | Home > LED Light Bulbs > LED Globe Bulbs > LED G25 Globe > 2700K Warm White > 6.5 Watt Clear LED G25 Globe Filament Bulb E26 120V 2700K ** Non-CEC Compliant - NOT Lawful for Sale in California ** Product Specifications - Quick Reference Lamp Wattage: Working Voltage: 6.5 Watts 120 Volt Dimensions: Beam Angle: 3.13" x 4.375" (MOL) 360 Degree Omni-directional Lumen Output: Incandescent Equivalent: 800 Lumens 40 Watt Dimmable: Rated Life: Yes 15,000 Hours Color Temperature: 2700K Warm White Warranty: 3 Year Limited If you are looking for the antique style, traditional incandescent globe look and feel with all the energy efficient benefits LED technology can provide, this is the bulb for you. The Satco LED Filament Lamps are the perfect vintage light bulb with an historically accurate and beautifully reproduced design, perfect for use in restaurants or hospitality applications. The LEDs are aligned inside a clear lamp to maintain the look of clear incandescent filaments. This Satco S9564 2700K warm white smooth dimming old fashioned style LED filament light operates on your existing 120V circuit and consumes just 6.5 watts. These clear G25 incandescent LED retrofit lights generate 800 lumens with a CRI of 80. The omni-directional filament LED light bulbs have a 360® beam angle to perfectly replace your 60 watt incandescent bulbs. The S9564 is uL listed for totally enclosed fixtures and is damp location rated. Want that rustic look in your business or even wedding? These old fashioned light bulbs are perfect for you. They create that warm orange glow all while creating that steampunk or industrial design. Click here to see the complete Satco LED Filament Lamp S9564 Specification Sheet. Instant on at full brightness and mercury free - environmentally positive - generates no IR or UV - protects valuable objects - these Satco G25 incandescent globe shape LED bulbs are rated for 15,000 hours. These 120 volt LED light bulbs fit most fixtures with E26 base. The bulb's dimensions are 3.13" wide by 4.375" inches MOL. These antique LED lights are compatible with many timers and dimmable using most 120V wall box dimmers (see a compatible dimmer option in the related products below). Satco 6.5 Watt Clear LED G25 Globe Filament Bulb E26 120V 2700K | 2700 | 80 | 800 | 123.0769 | 15000 | 6.5 | 1 | 7.95 | 7.95 | 9.3416 | 2020Q2 | https://www.greenelectricalsupply.com/6-5w-g25-gen2-led-filament-bulb.aspx | Green Electrical Supply | 2020 | Yes
LED Lighting | Decorative | Manufacturer: Satco | True |  |  | G40 | Medium E26 | Home > LED Light Bulbs > LED Globe Bulbs > LED G40 Globe > 6.5 Watt Clear LED G40 Globe Filament Bulb 120V 2700K ** Non-CEC Compliant - NOT Lawful for Sale in California ** Product Specifications - Quick Reference Lamp Wattage: Working Voltage: 6.5 Watts 120 Volt Dimensions: Beam Angle: 5" x 6.375" (MOL) 360 Degree Omni-directional Lumen Output: Incandescent Equivalent: 800 Lumens 60 Watt Dimmable: Rated Life: Yes 15,000 Hours Color Temperature: 2700K Warm White Warranty: 3 Year Limited If you are looking for the antique style, traditional incandescent globe look and feel with all the energy efficient benefits LED technology can provide, this is the bulb for you. The Satco LED Filament Lamps are the perfect vintage light bulb with an historically accurate and beautifully reproduced design, perfect for use in restaurants or hospitality applications. The LEDs are aligned inside a clear lamp to maintain the look of clear incandescent filaments. This Satco S9566 (the next generation product that replaced the S9257) 2700K warm white smooth dimming vintage style LED filament light operates on your existing 120V circuit and consumes just 6.5 watts. These clear G40 incandescent LED retrofit lights generate 800 lumens with a CRI of 80. The omni-directional filament LED light bulbs have a 360® beam angle to perfectly replace your 60 watt incandescent bulbs. The S9566 is UL listed for totally enclosed fixtures and is damp location rated. Want that rustic look in your business or even wedding? These old fashioned light bulbs are perfect for you. They create that warm orange glow all while creating that steampunk or industrial design. Click here to see the complete Satco LED Filament Lamp S9566 Specification Sheet. Instant on at full brightness and mercury free - environmentally positive - generates no IR or UV - protects valuable objects - these Satco G40 incandescent globe shape LED bulbs are rated for 15,000 hours. These 120 volt LED light bulbs fit most fixtures with E26 base. The bulb's dimensions are 5" wide by 6.375" inches MOL. These antique LED lights are compatible with many timers and dimmable using most 120V wall box dimmers (see a compatible dimmer option in the related products below). Satco 6.5 Watt Clear LED G40 Globe Filament Bulb 120V 2700K | 2700 | 80 | 800 | 123.0769 | 15000 | 6.5 | 1 | 8.95 | 8.95 | 10.5166 | 2020Q2 | https://www.greenelectricalsupply.com/6-5w-g40-gen2-led-filament-bulb.aspx | Green Electrical Supply | 2020 | Yes
LED Lighting | Decorative | Manufacturer: Satco | True |  |  | ST19 | Medium E26 | Home > LED Light Bulbs > LED Filament Bulbs > LED ST19/S19 Filament > 6.5 Watt Dimmable Amber ST19 LED Filament Bulb 650 Lumens 2300K Product Specifications - Quick Reference Lamp Wattage: Working Voltage: 6.5 Watts 120 Volt Dimensions: Bulb Finish: 2.38" x 5.375" (MOL) Transparent Amber Lumen Output: Incandescent Equivalent: 650 Lumens 60 Watt Dimmable: Rated Life: Yes 15,000 Hours Color Temperature: 2300K Warm White Warranty: 3 Year Limited If you are looking for the old fashioned Edison style ST19 incandescent look and feel with all the energy efficient benefits LED technology can provide, this is the bulb for you. The Satco LED Filament Lamps are the perfect vintage light bulb with an historically accurate and beautifully reproduced design, perfect for use in restaurants or hospitality applications. The LEDs are aligned inside a transparent amber lamp to maintain the look of traditional incandescent filaments. This Satco S9579 2300K warm white smooth dimming antique style LED filament light operates on your existing 120V circuit and consumes just 6.5 watts. These transparent amber ST19 incandescent LED retrofit lights generate 650 lumens with a CRI of 80. The omni-directional filament LED light bulbs have a 360® beam angle to perfectly replace your 60 watt incandescent bulbs. The S9579 is UL listed for totally enclosed fixtures and is damp location rated. Want that rustic look in your business or even wedding? These old fashioned light bulbs are perfect for you. They create that warm orange glow all while creating that steampunk or industrial design. Click here to see the complete Satco LED Filament Lamp S9579 Specification Sheet. Instant on at full brightness and mercury free - environmentally positive - generates no IR or UV - protects valuable objects - these Satco ST19 incandescent shape LED bulbs are rated for 15,000 hours. These 120 volt LED light bulbs fit most fixtures with E26 base. The bulb's dimensions are 2.38" wide by 5.375" inches MOL. These antique LED lights are compatible with many timers and dimmable using most 120V wall box dimmers (see a compatible dimmer option in the related products below). Satco 6.5 Watt Dimmable Amber ST19 LED Filament Bulb 650 Lumens 2300K | 2300 | 80 | 650 | 100 | 15000 | 6.5 | 1 | 7.95 | 7.95 | 9.3416 | 2020Q2 | https://www.greenelectricalsupply.com/6-5w-st19-gen2-led-filament.aspx | Green Electrical Supply | 2020 | Yes
LED Lighting | Downlight | Manufacturer: Eiko | True |  |  |  | Medium E26, GU24 | Recessed, 6" Recessed Home > Energy Star Qualified Products > 6 Inch 11 Watt 750 Lumen Rotatable LED Down Light Retrofit Kit 3000K - E26 Adapter Included Product Specifications - Quick Reference Lamp Wattage: Working Voltage: 11 Watts 120 Volt Dimensions: Rated Life: 7.28" W x 3.5" H 35,000 Hours Incandescent Equiv: Dimmable: 65 Watts - 750 Lumens Yes - Down to 10% Baffle Color: Trim Ring Color: White White Light Color: CRI: 3000K Warm White 80 CRI Certifications: Warranty: Energy Star, Damp Location 5 Year Limited For over 38 years, EiKO has been delivering one of the industry's best lighting products. Carrying over 5,000 SKUs and a broad selection, EiKO is committed to providing innovative products, unique solutions, and unmatched support to its customers. Now, EiKO has released their DK6 Series, 6 inch LED downlight retrofit kits. These downlight kits are ultra-efficient and designed to retrofit into existing incandescent recessed downlights. The inegrated LEDs reduce energy consumption up to 80% when compared to 65 Watt incandescent light bulbs and they last 30 times longer! These downlight retrofits come with both Medium E26 bases and GU24 for easy direct replacement. This is the EiKO LED-DK6RT-11W830-DIM-G5 (09085), dimmable 6" rotatable recessed 3000K Warm White LED downlight Retrofit with a White Baffle and White Trim Ring. EiKO's Eyeball Retrofit LED Downlights are ultra-efficient, super-easy and very affordable. These adjustable LED downlight kits provide 750 lumens of either 3000K or 4000K brilliant illumination equivalent to the output of a 65 watt BR30 or 18 watt CFL.but requires just 11 watts of energy use. These dedicated 120 volt trims meet ENERGY STAR requirements, as well as being Damp Location Rated. The 09085 from EiKO is instant-on with no warm-up time, and it does fit many popular 6" recessed downlight fixtures and is great for accents, displays or wall washing. This downlight is 30° aimable and 355° rotatable and has a CRI of 80. All your colors will stand out under this light. Click here to see the complete EiKO DK6 Series Rotatable LED Downlight Retrofit Specification Sheet. The EiKO Rotatable DK6 Series has many different application uses including: healthcare, hospitality, office, property management, residential, and retail. Click here to see the complete EiKO DK6 Series LED Downlight Retrofit Installation Instructions. Eiko 6 Inch 11 Watt 750 Lumen Rotatable LED Down Light Retrofit Kit 3000K - E26 Adapter Included | 3000 | 80 | 750 | 68.1818 | 35000 | 11 | 1 | 19.79 | 19.79 | 23.254 | 2020Q2 | https://www.greenelectricalsupply.com/6-inch-11-watt-rotatable-eyeball-led-recessed-downlight-retrofit-kit-3000k.aspx | Green Electrical Supply | 2020 | Yes
LED Lighting | Downlight | Manufacturer: MaxLite | True |  |  |  |  | 6" Recessed Home > Light Emitting Diodes (LEDs) > LED Recessed Fixtures > 6" Recessed Retrofits > 6 Inch 12 Watt 940 Lumen 120-277V 3000K Commercial Recessed LED Downlight Retrofit Kit Product Specifications - Quick Reference Lamp Wattage: Working Voltage: 12 Watts 120-277 Volt Dimensions: Rated Life: 6.42" Dia x 6.67" H 50,000 Hours Delivered Lumens: 940 Lumens Dimmable: YES: 0-10V Only Light Color: CRI: 3000K Warm White 80 CRI Certifications: Warranty: RoHS, cULus, ENERGY STAR 5 Year Limited These Commercial Recessed Retrofit LED Downlight Fixtures are a perfect choice for use in your existing 6 inch 2x18 watt fluorescent PL recessed can applications. Maxlite's LED retrofit cans combine low up-front cost, minimal labor, best-in-class energy efficiency and architectural-quality light to deliver an exceptional value for all your retrofit projects. Click here to see the complete Maxlite RRECO Commercial Recessed Retrofit LED Downlight Specification Sheet. This Maxlite RRECO61230W/V2 (1408678) 4000 Kelvin (K) cool white LED light operates on the universal voltage of 120-277V and consumes just 12 watts. These LED retrofit lights generate 940 delivered lumens (or 88 Lumens Per Watt) and has a Color Rendering Index (CRI) of 80. The Maxlite RRECO61230W/V2 6" LED downlight retrofit offers out-of-the-box dimming compatibility using 0-10 volt controls and is suitable for damp locations. These LED bulbs carry a 5 year limited warranty. Instant on at full brightness and mercury free - environmentally positive - generates no IR or UV - protects valuable objects - these 6" recessed can retrofit LED fixtures are rated for 50,000 hours based on the L70 Standard. The white trim is constructed with a heavy gauge anodized aluminum and the reflector has a haze finish. This commercial grade LED retrofit trim module is supplied with optional retaining clips in case the existing frame does not have adequate springs to secure the reflector. This quality retrofit is supplied with an external driver, for easy retrofit and maintenance, and the power supply features integral thermal protection. The one-piece design is quick and easy to install into existing recessed frames. Click here to see the complete Maxlite RRECO Commercial Recessed Retrofit LED Downlight Installation Instructions. Typical Applications Typical applications for the Maxlite RRECO61230W/V2 12 watt 6" LED down light retrofit fixtures include commercial atriums, soffets, living room, and general decorative indoor lighting in residential, office, retail, restaurant, school, hospital and hotel/motel locations. MaxLite 6 Inch 12 Watt 940 Lumen 120-277V 3000K Commercial Recessed LED Downlight Retrofit Kit | 3000 | 80 | 940 | 78.3333 | 50000 | 12 | 1 | 64.62 | 64.62 | 75.931 | 2020Q2 | https://www.greenelectricalsupply.com/6-inch-12-watt-commercial-led-downlight-retrofit-3000k.aspx | Green Electrical Supply | 2020 | Yes
LED Lighting | Downlight | Manufacturer: MaxLite | True |  |  |  |  | 6" Recessed Home > Energy Star Qualified Products > 6 Inch 12 Watt 980 Lumen 120-277V 4000K Commercial Recessed LED Downlight Retrofit Kit Product Specifications - Quick Reference Lamp Wattage: Working Voltage: 12 Watts 120-277 Volt Dimensions: Rated Life: 6.42" Dia x 6.67" H 50,000 Hours Delivered Lumens: 980 Lumens Dimmable: YES: 0-10V Only Light Color: CRI: 4000K Cool White 80 CRI Certifications: Warranty: RoHS, cULus, ENERGY STAR 5 Year Limited These Commercial Recessed Retrofit LED Downlight Fixtures are a perfect choice for use in your existing 6 inch 2x18 watt fluorescent PL recessed can applications. Maxlite's LED retrofit cans combine low up-front cost, minimal labor, best-in-class energy efficiency and architectural-quality light to deliver an exceptional value for all your retrofit projects. Click here to see the complete Maxlite RRECO Commercial Recessed Retrofit LED Downlight Specification Sheet. This Maxlite RRECO61240W/V2 (1408357) 4000 Kelvin (K) cool white LED light operates on the universal voltage of 120-277V and consumes just 12 watts. These LED retrofit lights generate 980 delivered lumens (or 92 Lumens Per Watt) and has a Color Rendering Index (CRI) of 80. The Maxlite RRECO61240W/V2 6" LED downlight retrofit offers out-of-the-box dimming compatibility using 0-10 volt controls and is suitable for damp locations. These LED bulbs carry a 5 year limited warranty. Instant on at full brightness and mercury free - environmentally positive - generates no IR or UV - protects valuable objects - these 6" recessed can retrofit LED fixtures are rated for 50,000 hours based on the L70 Standard. The white trim is constructed with a heavy gauge anodized aluminum and the reflector has a haze finish. This commercial grade LED retrofit trim module is supplied with optional retaining clips in case the existing frame does not have adequate springs to secure the reflector. This quality retrofit is supplied with an external driver, for easy retrofit and maintenance, and the power supply features integral thermal protection. The one-piece design is quick and easy to install into existing recessed frames. Click here to see the complete Maxlite RRECO Commercial Recessed Retrofit LED Downlight Installation Instructions. Typical Applications Typical applications for the Maxlite RRECO61240W/V2 12 watt 6" LED down light retrofit fixtures include commercial atriums, soffets, living room, and general decorative indoor lighting in residential, office, retail, restaurant, school, hospital and hotel/motel locations. MaxLite 6 Inch 12 Watt 980 Lumen 120-277V 4000K Commercial Recessed LED Downlight Retrofit Kit | 4000 | 80 | 980 | 81.6667 | 50000 | 12 | 1 | 68.97 | 68.97 | 81.0424 | 2020Q2 | https://www.greenelectricalsupply.com/6-inch-12-watt-commercial-led-downlight-retrofit-4000k.aspx | Green Electrical Supply | 2020 | Yes
LED Lighting | Downlight | Manufacturer: MaxLite | True |  |  |  |  | 6" Recessed Home > Energy Star Qualified Products > 6 Inch 18 Watt 1462 Lumen Gen2 LED Commercial Downlight Retrofit 4000K Product Specifications - Quick Reference Lamp Wattage: Working Voltage: 18 Watts 120-277 Volt Dimensions: Rated Life: 6.42" Dia x 6.67" H 50,000 Hours Delivered Lumens: 1,462 Lumens Dimmable: YES: 0-10V Only Light Color: CRI: 4000K Cool White 80 CRI Certifications: Warranty: RoHS, cULus, ENERGY STAR 5 Year Limited These Commercial Recessed Retrofit LED Downlight Fixtures are a perfect choice for use in your existing 6 inch 2x18 watt fluorescent PL recessed can applications. Maxlite's LED retrofit cans combine low up-front cost, minimal labor, best-in-class energy efficiency and architectural-quality light to deliver an exceptional value for all your retrofit projects. Click here to see the complete Maxlite RRECO Commercial Recessed Retrofit LED Downlight Specification Sheet. This Maxlite RRECO61840W/V2 (1408360) 4000 Kelvin (K) cool white LED light operates on the universal voltage of 120-277V and consumes just 18 watts. These LED retrofit lights generate 1,462 delivered lumens (or 86 Lumens Per Watt) and has a Color Rendering Index (CRI) of 80. The Maxlite RRECO61840W/V2 6" LED downlight retrofit offers out-of-the-box dimming compatibility using 0-10 volt controls and is suitable for damp locations. These LED bulbs carry a 5 year limited warranty. Instant on at full brightness and mercury free - environmentally positive - generates no IR or UV - protects valuable objects - these 6" recessed can retrofit LED fixtures are rated for 50,000 hours based on the L70 Standard. The white trim is constructed with a heavy gauge anodized aluminum and the reflector has a haze finish. This commercial grade LED retrofit trim module is supplied with optional retaining clips in case the existing frame does not have adequate springs to secure the reflector. This quality retrofit is supplied with an external driver, for easy retrofit and maintenance, and the power supply features integral thermal protection. The one-piece design is quick and easy to install into existing recessed frames. Click here to see the complete Maxlite RRECO Commercial Recessed Retrofit LED Downlight Installation Instructions. Typical Applications Typical applications for the Maxlite RRECO61840W/V2 18 watt 6" LED down light retrofit fixtures include commercial atriums, soffets, living room, and general decorative indoor lighting in residential, office, retail, restaurant, school, hospital and hotel/motel locations. MaxLite 6 Inch 18 Watt 1462 Lumen Gen2 LED Commercial Downlight Retrofit 4000K | 4000 | 80 | 1462 | 81.2222 | 50000 | 18 | 1 | 70.26 | 70.26 | 82.5582 | 2020Q2 | https://www.greenelectricalsupply.com/6-inch-18-watt-gen2-led-downlight-retrofit-4000k.aspx | Green Electrical Supply | 2020 | Yes
LED Lighting | Downlight | Manufacturer: MaxLite | True |  |  |  |  | Recessed, 6" Recessed Home > Energy Star Qualified Products > 6 Inch 18 Watt 1855 Lumen 120-277V LED Commercial Downlight Retrofit 4000K Product Specifications - Quick Reference Lamp Wattage: Working Voltage: 17 Watts 120-277 Volt Dimensions: Rated Life: 6" Inner Dia x 3.82" H 50,000 Hours Delivered Lumens: 1,855 Lumens Dimmable: YES: TRIAC (120V Only) Light Color: CRI: 4000K Cool White 80 CRI Certifications: Warranty: RoHS, ENERGY STAR 5 Year Limited The Universal Downlight Fixture from MaxLite is an economical, all-in-one solution for adding recessed downlighting to hospitality, retail, office and other commercial lighting applications. The downlight is designed with an integral whip, which connects directly to a junction box (existing or independently mounted), and a universal driver that eliminates the need for a traditional recessed housing, saving installers time and money. Simple connect the light and use the incorporated spring mounting to place it into the ceiling - no can, bulb or extra labor required! This downlight is easy to install for new construction, remodel, and retrofit projects. The downlight has a slim body that fits into shallow ceilings. Its white baffle trim blends seamlessly into interiors and This Maxlite RCF61840W (1410030) 4000 Kelvin (K) cool white LED light operates on the universal voltage of 120-277V and consumes just 17 watts. These LED downlights generate 1855 delivered lumens (or 109 Lumens Per Watt) and has a Color Rendering Index (CRI) of 80. The Maxlite RCF61840W 6" LED downlight fixture offers out-of-the-box dimming compatibility using TRIAC controls, on the 120V only, and is suitable for damp locations. These LED lights carry a 5 year limited warranty. Click here to see the complete Maxlite RCF Universal LED Downlight Specification Sheet. Instant on at full brightness and mercury free - environmentally positive - generates no IR or UV - protects valuable objects - these 6" recessed can retrofit LED fixtures are rated for 50,000 hours based on the L70 Standard. Typical applications for the Maxlite RCF61840W 17 watt 6" LED down light retrofit fixtures include commercial atriums, soffets, living room, and general decorative indoor lighting in residential, office, retail, restaurant, school, hospital and hotel/motel locations. Click here to see the complete Maxlite RCF Universal LED Downlight Installation Instructions. MaxLite 6 Inch 18 Watt 1855 Lumen 120-277V LED Commercial Downlight Retrofit 4000K | 4000 | 80 | 1855 | 109.1176 | 50000 | 17 | 1 | 31.38 | 31.38 | 36.8727 | 2020Q2 | https://www.greenelectricalsupply.com/6-inch-18-watt-led-commercial-recessed-downlight-retrofit-4000k.aspx | Green Electrical Supply | 2020 | Yes
LED Lighting | Downlight | Manufacturer: Acuity - Juno Lighting | True |  |  |  |  | 6" Recessed Home > Energy Star Qualified Products > 6 Inch 27 Watt 2400 Lumen Commercial Downlight Retrofit with Haze Reflector 3000K Product Specifications - Quick Reference Lamp Wattage: Working Voltage: 27.3 Watts 120-277 Volt Housing Dimensions: Rated Life: 8 3/16" Dia x 4 15/16" H 50,000 Hours Delivered Lumens: 2,400 Lumens Dimmable: YES: 0-10V Only Light Color: CRI: 3000K 80 CRI Certifications: Warranty: RoHS, cULus, ENERGY STAR 5 Year Limited Juno® Commercial LED Downlight Retrofit Trim assemblies are the ideal way to upgrade existing incandescent, CFL and HID commercial down light housings to high-performance LED. The all-in-one design features an advanced LED light engine mounted directly to the spun aluminum trim with a regressed diffusing lens in either white or haze finish. Installation is fast and simple with the unique quick disconnect feature from the junction box. The Juno JCLR Series provides an array of options to retrofit traditional incandescent, compact fluorescent and HID commercial recessed downlights. These trim assemblies are available in both small and large 6" and 8" modules for updating a range of varying fixture apertures currently in use today. They replace CFL lamps totaling 42W or greater, while producing as high as 2400 lumens at just 27.5W input. With Juno commercial LED down light retrofit trims, you can upgrade virtually any 6" and 8" non-IC commercial recessed rough-in section to the latest in energy-efficient LED technology. These ENERGY STAR Qualified 6" LED ( Light Emitting Diode ) Commercial High Hat Retrofit Down Light conversion kits are a perfect choice for use in your existing 6" recessed can applications. Juno's LED retrofit cans combine low up-front cost, minimal labor, best-in-class energy efficiency and architectural-quality light to deliver an exceptional value for all your retrofit projects. Click here to see the complete Juno LED 6 Inch Commercial Recessed Down Light Retrofit Specification Sheet. This Juno JCLR6L-24-830KU-HZ or JCLR6L 24LM 30K 80CRI MVOLT ZT HZWH, 3000 Kelvin (K) warm white LED light operates on your existing 120 through 277 volt circuit and consumes just 27.3 watts. These LED retrofit lights generate 2,400 delivered lumens (or 87 Lumens Per Watt) and has a Color Rendering Index (CRI) of 80. The Juno JCLR6L-24-830KU-HZ 6" LED down light retrofit offers out-of-the-box dimming compatibility using 0-10 volt controls and is suitable for damp locations. These LED bulbs carry a 5 year limited warranty. Instant on at full brightness and mercury free - environmentally positive - generates no IR or UV - protects valuable objects - these 6 inch recessed downlight can retrofit LED fixtures are rated for 50,000 hours based on the L70 Standard. The white trim is constructed with a heavy gauge anodized aluminum and the reflector has a haze finish. This commercial grade LED retrofit trim module is supplied with optional retaining clips in case the existing frame does not have adequate springs to secure the reflector. This quality retrofit is supplied with an external driver, for easy retrofit and maintenance, and the power supply features integral thermal protection. The one-piece design is quick and easy to install into existing recessed frames. Click here to see the complete Juno LED 6 Inch Commercial Recessed Down Light Retrofit Installation Instructions or Check out the video below to see just how easily they install! Typical Applications Typical applications for the JCLR6L-24-830KU-HZ 27 watt 6" 80 CRI CFL, PL or Metal Halide LED down light retrofit kits include commercial atriums, soffits, living room, and general decorative indoor lighting in residential, office, retail, restaurant, school, hospital and hotel/motel locations. Acuity - Juno Lighting 6 Inch 27 Watt 2400 Lumen Commercial Downlight Retrofit with Haze Reflector 3000K | 3000 | 80 | 2400 | 88.8889 | 50000 | 27 | 1 | 104.3 | 104.3 | 122.5565 | 2020Q2 | https://www.greenelectricalsupply.com/6-inch-24-watt-commercial-led-down-light-retrofit-haze-3000k.aspx | Green Electrical Supply | 2020 | Yes
LED Lighting | Downlight | Manufacturer: Acuity - Juno Lighting | True |  |  |  |  | 6" Recessed Home > Energy Star Qualified Products > 6 Inch 27 Watt 2400 Lumen Commercial Downlight Retrofit with Haze Reflector 4000K Product Specifications - Quick Reference Lamp Wattage: Working Voltage: 27.3 Watts 120-277 Volt Housing Dimensions: Rated Life: 8 3/16" Dia x 4 15/16" H 50,000 Hours Delivered Lumens: 2,400 Lumens Dimmable: YES: 0-10V Only Light Color: CRI: 4000K 80 CRI Certifications: Warranty: RoHS, cULus, ENERGY STAR 5 Year Limited Juno® Commercial LED Downlight Retrofit Trim assemblies are the ideal way to upgrade existing incandescent, CFL and HID commercial down light housings to high-performance LED. The all-in-one design features an advanced LED light engine mounted directly to the spun aluminum trim with a regressed diffusing lens in either white or haze finish. Installation is fast and simple with the unique quick disconnect feature from the junction box. The Juno JCLR Series provides an array of options to retrofit traditional incandescent, compact fluorescent and HID commercial recessed downlights. These trim assemblies are available in both small and large 6" and 8" modules for updating a range of varying fixture apertures currently in use today. They replace CFL lamps totaling 42W or greater, while producing as high as 2400 lumens at just 27.5W input. With Juno commercial LED down light retrofit trims, you can upgrade virtually any 6" and 8" non-IC commercial recessed rough-in section to the latest in energy-efficient LED technology. These ENERGY STAR Qualified 6" LED ( Light Emitting Diode ) Commercial High Hat Retrofit Down Light conversion kits are a perfect choice for use in your existing 6" recessed can applications. Juno's LED retrofit cans combine low up-front cost, minimal labor, best-in-class energy efficiency and architectural-quality light to deliver an exceptional value for all your retrofit projects. Click here to see the complete Juno LED 6 Inch Commercial Recessed Down Light Retrofit Specification Sheet. This Juno JCLR6L-24-840KU-HZ or JCLR6L 24LM 40K 80CRI MVOLT ZT HZWH, 4000 Kelvin (K) cool white LED light operates on your existing 120 through 277 volt circuit and consumes just 27.3 watts. These LED retrofit lights generate 2,400 delivered lumens (or 87 Lumens Per Watt) and has a Color Rendering Index (CRI) of 80. The Juno JCLR6L-24-840KU-HZ 6" LED down light retrofit offers out-of-the-box dimming compatibility using 0-10 volt controls and is suitable for damp locations. These LED bulbs carry a 5 year limited warranty. Instant on at full brightness and mercury free - environmentally positive - generates no IR or UV - protects valuable objects - these 6 inch recessed downlight can retrofit LED fixtures are rated for 50,000 hours based on the L70 Standard. The white trim is constructed with a heavy gauge anodized aluminum and the reflector has a haze finish. This commercial grade LED retrofit trim module is supplied with optional retaining clips in case the existing frame does not have adequate springs to secure the reflector. This quality retrofit is supplied with an external driver, for easy retrofit and maintenance, and the power supply features integral thermal protection. The one-piece design is quick and easy to install into existing recessed frames. Click here to see the complete Juno LED 6 Inch Commercial Recessed Down Light Retrofit Installation Instructions or Check out the video below to see just how easily they install! Typical Applications Typical applications for the JCLR6L-24-840KU-HZ 27 watt 6" 80 CRI CFL, PL or Metal Halide LED down light retrofit kits include commercial atriums, soffits, living room, and general decorative indoor lighting in residential, office, retail, restaurant, school, hospital and hotel/motel locations. Acuity - Juno Lighting 6 Inch 27 Watt 2400 Lumen Commercial Downlight Retrofit with Haze Reflector 4000K | 4000 | 80 | 2400 | 88.8889 | 50000 | 27 | 1 | 135.31 | 135.31 | 158.9945 | 2020Q2 | https://www.greenelectricalsupply.com/6-inch-2400-lumen-commercial-led-down-light-haze-retrofit-4000k.aspx | Green Electrical Supply | 2020 | Yes
LED Lighting | Downlight | Manufacturer: MaxLite | True |  |  |  |  | 6" Recessed Home > Energy Star Qualified Products > 6 Inch 27 Watt 2273 Lumen Gen2 LED Commercial Down Light Retrofit 4000K Product Specifications - Quick Reference Lamp Wattage: Working Voltage: 27 Watts 120-277 Volt Dimensions: Rated Life: 6.42" Dia x 6.67" H 50,000 Hours Delivered Lumens: 2,273 Lumens Dimmable: YES: 0-10V Only Light Color: CRI: 4000K Cool White 80 CRI Certifications: Warranty: RoHS, cULus, ENERGY STAR 5 Year Limited These Commercial Recessed Retrofit LED Downlight Fixtures are a perfect choice for use in your existing 6 inch 2x18 watt fluorescent PL recessed can applications. Maxlite's LED retrofit cans combine low up-front cost, minimal labor, best-in-class energy efficiency and architectural-quality light to deliver an exceptional value for all your retrofit projects. Click here to see the complete Maxlite RRECO Commercial Recessed Retrofit LED Downlight Specification Sheet. This Maxlite RRECO62740W/V2 (1408673) 4000 Kelvin (K) cool white LED light operates on the universal voltage of 120-277V and consumes just 27 watts. These LED retrofit lights generate 2,273 delivered lumens (or 88 Lumens Per Watt) and has a Color Rendering Index (CRI) of 80. The Maxlite RRECO62740W/V2 6" LED downlight retrofit offers out-of-the-box dimming compatibility using 0-10 volt controls and is suitable for damp locations. These LED bulbs carry a 5 year limited warranty. Instant on at full brightness and mercury free - environmentally positive - generates no IR or UV - protects valuable objects - these 6" recessed can retrofit LED fixtures are rated for 50,000 hours based on the L70 Standard. The white trim is constructed with a heavy gauge anodized aluminum and the reflector has a haze finish. This commercial grade LED retrofit trim module is supplied with optional retaining clips in case the existing frame does not have adequate springs to secure the reflector. This quality retrofit is supplied with an external driver, for easy retrofit and maintenance, and the power supply features integral thermal protection. The one-piece design is quick and easy to install into existing recessed frames. Click here to see the complete Maxlite RRECO Commercial Recessed Retrofit LED Downlight Installation Instructions. Typical Applications Typical applications for the Maxlite RRECO62740W/V2 27 watt 6" LED down light retrofit fixtures include commercial atriums, soffets, living room, and general decorative indoor lighting in residential, office, retail, restaurant, school, hospital and hotel/motel locations. MaxLite 6 Inch 27 Watt 2273 Lumen Gen2 LED Commercial Down Light Retrofit 4000K | 4000 | 80 | 2273 | 84.1852 | 50000 | 27 | 1 | 76.49 | 76.49 | 89.8787 | 2020Q2 | https://www.greenelectricalsupply.com/6-inch-27-watt-gen2-commercial-led-downlight-retrofit-4000k.aspx | Green Electrical Supply | 2020 | Yes
LED Lighting | Downlight | Manufacturer: Universal Lighting | True | Daylighting/Photocell, |  |  |  | 6" Recessed Home > LED Commercial Fixtures > 277 Volt LED Lighting > 6" LED 5000 Lumen 35 Deg 3000K Product Specifications - Quick Reference Lamp Wattage: Working Voltage: 46 Watts 120-277 Volt Dimensions: Reflector / Trim Ring: 7.2" H x 9.9" L x 5.6" W Silver Diffused / White Insulation: Non-IC Dimmable: YES: 0-10V Light Color: Delivered Lumens: 3000K 4,345 Lumens Light Distribution: Certifications: 25-35 Degree (Medium) UL1598, CSA, FCC, RoHS Special Note: This item is a Build To Order item. Please allow 3-4 Weeks for manufacturing. Universal's 6" LED Commercial Recessed Down Light fixtures are a perfect choice for any new work or remodel 6" recessed can application. The Universal NON-IC commercial recessed down light fixtures are a high output (5,000 nominal lumens with 4,345 delivered lumens) LED lighting solution. Available in 3000K, 3500K or 4000K and light distribution options of 25-35 degree (medium) or 75-85 degree (wide) these LED down lights are designed to offer you flexibility in applications including offices, healthcare facilities, airports, educational institutions and other buildings that want to reduce maintenance and energy consumption without sacrificing quality of light. Click here to see the Universal 6" Commercial LED Down Light Specification Sheet. This item is the Universal SD6-M5K830CDW-U. It is a 3000 Kelvin (K) warm white LED light that operates on your existing 120 through 277 volt circuit and consumes just 46 watts. These LED recessed downlights can be installed as either cut-in cans or new construction down lights. They generate 5,000 nominal lumens (an amazing 108 Lumens per watt efficacy) with a light distribution of 25-35 degrees (the medium distribution option). The Universal SD6-M5K830CDW-U 6" commercial LED downlight is NON-IC rated (IC=Insulation Contact - all insulation must be kept a minimum of 3" away from all sides and the top of the housing). This LED recessed can is dimmable (0-10V dimming controls required - sold separately) down to 10% when operated at either 120V or 277V. It is suitable for use in either dry or damp indoor locations and has a 5 year limited warranty. Instant on at full brightness and mercury free - environmentally positive - generates no IR or UV - protects valuable objects - these 6" recessed cans are rated for 50,000 hours. Each LED can light is constructed with an integral housing and optic in one unit. The SD6-M5K830CDW-U has a clear (silver) diffused reflector and a satin white, painted, cast aluminum flange. The chip-on-board LED module reduces shadowing versus diode devices. Spherical phosphor coating is used for color uniformity across all fixtures that you install and the reflector is positioned by the die-cast lower housing for photometric consistency. The stated 50,000 hour life is based on functional light quality. After 30% lumen depreciation the functionality of the LED is rated to be ended, even though the lamp is still generating 70% of initial lumens (the L70 standard). These 6" commercial LED down lights operate on universal 120-277 volt input power. The junction box, which has two 1/2" and two combination 1/2"-3/4" knockouts, is listed for through branch circuit wiring (a maximum of eight 12-AWG 90C conductors - 4 in and 4 out). The dimensions of the fixture can are 7.2" high x 9.9" long x 5.4" wide. This commercial recessed downlight housing is CSA listed to both US and Canadian UL1598, RoHS compliant and FCC Title 47 CFR, Part 15, Class A. The optional DFK6 drywall frame-in kit (sold separately) is required for new construction, ceiling rafter mounting. Typical applications for the Universal SD6-M5K830CDW-U 46 watt 6" LED commercial grade downlight fixtures include commercial atriums, soffets, high ceilings in living rooms and general decorative indoor lighting in residential, office, retail, restaurant, school, hospital and hotel/motel locations. Universal Lighting 6" LED 5000 Lumen 35 Deg 3000K | 3000 | 85 | 5000 | 108.6957 | 50000 | 46 | 1 | 194.48 | 194.48 | 228.5215 | 2020Q2 | https://www.greenelectricalsupply.com/6-inch-commercial-led-down-light-new-construction-cut-in-can-3000k.aspx | Green Electrical Supply | 2020 | Yes
LED Lighting | Downlight | Manufacturer: Lotus LED Lights | False |  |  |  |  | 6" Recessed Home > LED Commercial Fixtures > 277 Volt LED Lighting > 6 Inch 12 Watt 700 Lumen 277V Super Thin LED Down Light with Black Trim 3000K Product Specifications - Quick Reference Wattage: Dimensions: 12 Watts 6.75" Diameter by 1/2" High Beam Angle Dimmable: 110 degrees NO - Not Dimmable Working Voltage: Color Temp: 277 Volt 3000K Warranty: 5 Year Limited (Commercial) 10 Year Limited (Residential) Light Output: 700 Lumens Certifications: cULus, cETLus Since its first super slim products launch in 2010, Lotus LED Lights have set the competitive bar extremely high and are the most preferred super slim recessed LED lights used by architects, interior decorators, designers, builders, electricians and homeowners in North America. Lotus LED Lights offers superior flexibility, unlimited layout options and can be installed anywhere in your home to create a gorgeous high-end living environment by delivering warm and inviting light. These ultra thin recessed LED down lights are absolutely perfect for tight spaces, soffits, insulated and dropped ceilings. The Lotus LED Lights super slim recessed LED fixtures are cULus Listed, cETLus Approved, rated Type IC (Direct Contact with Insulation) and they are air-tight. A recessed downlight housing (also called out as a Pot Light Housing) is NOT Required - even for Insulated Ceilings. This 1/2 Thick, low profile LED fixture fits directly under joists giving you maximum lighting layout flexibility in even the tightest spaces. Click here to see the Lotus 6 Inch Round Slim Recessed LED Specification Sheet. Every Lotus LED fixture is constructed with integral Epistar LEDs and the 277 volt, isolated, external, magnetic, constant current driver is factory installed inside the junction box. Lotus engineered all of their fixtures with the constant current driver in order run their fixtures at 90% of their rated current. This provides additional reliability and longer life. You need one driver for every fixture. Lotus engineers believe that if you have one driver for multiple fixtures you need to have an additional current regulator on every fixture if you want all fixtures to have the same brightness and the ability to dim simultaneously. The Lotus LED system is more reliable. Should you need to disconnect one fixture you would not effect the operation of the others. (Note: All connections in any ceiling requires a junction box, which Lotus provides as the driver compartment). Fixture comes connected to the driver by 12 long low voltage cable with waterproof connector in the middle. Depending on where you want the driver to be you have 2 options: To locate the driver next to the fixture simply run your line voltage wiring to the first junction box in your circuit and daisy chain to the junction boxes of the other fixtures, or install all of your drivers at one location and use low voltage extension cables to the fixtures (Use only extensions provided by the manufacturer. Available jumper cables are 6 feet (1.8m) and 20 feet (6m). Cables are linkable). The maximum run should not exceed 40 feet (12m). Click here to see the Lotus Damp Location Down Light Installation Instructions There are two 6" models available to you from Lotus. The two primary differences are the brightness generated and the trim diameter and width. As for brightness: model LY6RCS generates 700 lumens and is a 65W halogen equivalent and model LY61RCD generates 900 lumens and is a 75W halogen equivalent. The trim diameter and width on model LY6RCS is 6 3/4 inch diameter (Note: The hole has to be carefully cut since there is no room for mistakes). Model LY61RCD is 7 inch OD. The trim is wider so this model may even cover existing holes. If you do not have the joists restriction go for the 1 inch thick models you can install less fixtures for the same brightness level. How much space do you need in the Ceiling? For the 6 inch fixtures you will need 1 1/2 inch space. The Lotus LED Light fixtures are really easy to install. Just check out the short video below. This item is the Lotus LED Lights LY6RCS/30K/BK/277V. It is the ultra slim, low profile, 12 watt, 6" x 1" super thin, round, LED recessed down light with a black trim (a white or brushed nickel trim option is also available). The LY6RCS/30K/BK/277V is Air-Tight and is rated for Damp locations (Not suitable for steam showers, saunas and outdoor locations where directly exposed to rain). This 6 inch LED retrofit has a beam angle of 110 degrees, generates 700 lumens of 3000K light and is designed to replace up to 65 watt halogen lights in recessed downlight applications. They operate on 277V input voltage. A 120v version is also available and those are dimmable (on 120V circuits ONLY) down to about 20% when using approved dimmer switches. Each Lotus LED Lights recessed down light carries a 10 year residential or 5 year commercial limited warranty. Click here to see the complete Lotus LED Light Limited Warranty Information. Lotus can offer this because every single driver is powered for a minimum of 24 hours together with the fixture that it is shipped with. Every LED is visually checked before and after the PCB is mounted on the fixture. No Random Tests Lotus Hand Tests Every Fixture And Driver. Lotus LED Lights 6 Inch 12 Watt 700 Lumen 277V Super Thin LED Down Light with Black Trim 3000K | 3000 | 84 | 700 | 58.3333 | 24 | 12 | 1 | 61.53 | 61.53 | 72.3001 | 2020Q2 | https://www.greenelectricalsupply.com/6-inch-super-thin-led-down-light-black-trim-277-volt-3000k.aspx | Green Electrical Supply | 2020 | Yes
LED Lighting | Downlight | Manufacturer: Lotus LED Lights | False |  |  |  |  | 6" Recessed Home > LED Commercial Fixtures > 277 Volt LED Lighting > 6 Inch 12 Watt 700 Lumen 277V Super Thin LED Down Light with Black Trim 4100K Product Specifications - Quick Reference Wattage: Dimensions: 12 Watts 6.75" Diameter by 1/2" High Beam Angle Dimmable: 110 degrees NO - Not Dimmable Working Voltage: Color Temp: 277 Volt 4100K Warranty: 5 Year Limited (Commercial) 10 Year Limited (Residential) Light Output: 700 Lumens Certifications: cULus, cETLus Since its first super slim products launch in 2010, Lotus LED Lights have set the competitive bar extremely high and are the most preferred super slim recessed LED lights used by architects, interior decorators, designers, builders, electricians and homeowners in North America. Lotus LED Lights offers superior flexibility, unlimited layout options and can be installed anywhere in your home to create a gorgeous high-end living environment by delivering warm and inviting light. These ultra thin recessed LED down lights are absolutely perfect for tight spaces, soffits, insulated and dropped ceilings. The Lotus LED Lights super slim recessed LED fixtures are cULus Listed, cETLus Approved, rated Type IC (Direct Contact with Insulation) and they are air-tight. A recessed downlight housing (also called out as a Pot Light Housing) is NOT Required - even for Insulated Ceilings. This 1/2 Thick, low profile LED fixture fits directly under joists giving you maximum lighting layout flexibility in even the tightest spaces. Click here to see the Lotus 6 Inch Round Slim Recessed LED Specification Sheet. Every Lotus LED fixture is constructed with integral Epistar LEDs and the 277 volt, isolated, external, magnetic, constant current driver is factory installed inside the junction box. Lotus engineered all of their fixtures with the constant current driver in order run their fixtures at 90% of their rated current. This provides additional reliability and longer life. You need one driver for every fixture. Lotus engineers believe that if you have one driver for multiple fixtures you need to have an additional current regulator on every fixture if you want all fixtures to have the same brightness and the ability to dim simultaneously. The Lotus LED system is more reliable. Should you need to disconnect one fixture you would not effect the operation of the others. (Note: All connections in any ceiling requires a junction box, which Lotus provides as the driver compartment). Fixture comes connected to the driver by 12 long low voltage cable with waterproof connector in the middle. Depending on where you want the driver to be you have 2 options: To locate the driver next to the fixture simply run your line voltage wiring to the first junction box in your circuit and daisy chain to the junction boxes of the other fixtures, or install all of your drivers at one location and use low voltage extension cables to the fixtures (Use only extensions provided by the manufacturer. Available jumper cables are 6 feet (1.8m) and 20 feet (6m). Cables are linkable). The maximum run should not exceed 40 feet (12m). Click here to see the Lotus Damp Location Down Light Installation Instructions There are two 6" models available to you from Lotus. The two primary differences are the brightness generated and the trim diameter and width. As for brightness: model LY6RCS generates 700 lumens and is a 65W halogen equivalent and model LY61RCD generates 900 lumens and is a 75W halogen equivalent. The trim diameter and width on model LY6RCS is 6 3/4 inch diameter (Note: The hole has to be carefully cut since there is no room for mistakes). Model LY61RCD is 7 inch OD. The trim is wider so this model may even cover existing holes. If you do not have the joists restriction go for the 1 inch thick models you can install less fixtures for the same brightness level. How much space do you need in the Ceiling? For the 6 inch fixtures you will need 1 1/2 inch space. The Lotus LED Light fixtures are really easy to install. Just check out the short video below. This item is the Lotus LED Lights LY6RCS/41K/BK/277V. It is the ultra slim, low profile, 12 watt, 6" x 1" super thin, round, LED recessed down light with a black trim (a white or brushed nickel trim option is also available). The LY6RCS/41K/BK/277V is Air-Tight and is rated for Damp locations (Not suitable for steam showers, saunas and outdoor locations where directly exposed to rain). This 6 inch LED retrofit has a beam angle of 110 degrees, generates 700 lumens of 4100K light and is designed to replace up to 65 watt halogen lights in recessed down light applications. They operate on 277V input voltage. A 120v version is also available and those are dimmable (on 120V circuits ONLY) down to about 20% when using approved dimmer switches. Each Lotus LED Lights recessed down light carries a 10 year residential or 5 year commercial limited warranty. Click here to see the complete Lotus LED Light Limited Warranty Information. Lotus can offer this because every single driver is powered for a minimum of 24 hours together with the fixture that it is shipped with. Every LED is visually checked before and after the PCB is mounted on the fixture. No Random Tests Lotus Hand Tests Every Fixture And Driver. Lotus LED Lights 6 Inch 12 Watt 700 Lumen 277V Super Thin LED Down Light with Black Trim 4100K | 4100 | 84 | 700 | 58.3333 | 24 | 12 | 1 | 61.53 | 61.53 | 72.3001 | 2020Q2 | https://www.greenelectricalsupply.com/6-inch-super-thin-led-down-light-blackk-trim-277-volt-4100k.aspx | Green Electrical Supply | 2020 | Yes
LED Lighting | Downlight | Manufacturer: Lotus LED Lights | False |  |  |  |  | 6" Recessed Home > LED Commercial Fixtures > 277 Volt LED Lighting > 6 Inch 12 Watt 700 Lumen 277V Super Thin LED Down Light with White Trim 3000K Product Specifications - Quick Reference Wattage: Dimensions: 12 Watts 6.75" Diameter by 1/2" High Beam Angle Dimmable: 110 degrees NO - Not Dimmable Working Voltage: Color Temp: 277 Volt 3000K Warranty: 5 Year Limited (Commercial) 10 Year Limited (Residential) Light Output: 700 Lumens Certifications: cULus, cETLus Since its first super slim products launch in 2010, Lotus LED Lights have set the competitive bar extremely high and are the most preferred super slim recessed LED lights used by architects, interior decorators, designers, builders, electricians and homeowners in North America. Lotus LED Lights offers superior flexibility, unlimited layout options and can be installed anywhere in your home to create a gorgeous high-end living environment by delivering warm and inviting light. These ultra thin recessed LED down lights are absolutely perfect for tight spaces, soffits, insulated and dropped ceilings. The Lotus LED Lights super slim recessed LED fixtures are cULus Listed, cETLus Approved, rated Type IC (Direct Contact with Insulation) and they are air-tight. A recessed downlight housing (also called out as a Pot Light Housing) is NOT Required - even for Insulated Ceilings. This 1/2 Thick, low profile LED fixture fits directly under joists giving you maximum lighting layout flexibility in even the tightest spaces. Click here to see the Lotus 6 Inch Round Slim Recessed LED Specification Sheet. Every Lotus LED fixture is constructed with integral Epistar LEDs and the 277 volt, isolated, external, magnetic, constant current driver is factory installed inside the junction box. Lotus engineered all of their fixtures with the constant current driver in order run their fixtures at 90% of their rated current. This provides additional reliability and longer life. You need one driver for every fixture. Lotus engineers believe that if you have one driver for multiple fixtures you need to have an additional current regulator on every fixture if you want all fixtures to have the same brightness and the ability to dim simultaneously. The Lotus LED system is more reliable. Should you need to disconnect one fixture you would not effect the operation of the others. (Note: All connections in any ceiling requires a junction box, which Lotus provides as the driver compartment). Fixture comes connected to the driver by 12 long low voltage cable with waterproof connector in the middle. Depending on where you want the driver to be you have 2 options: To locate the driver next to the fixture simply run your line voltage wiring to the first junction box in your circuit and daisy chain to the junction boxes of the other fixtures, or install all of your drivers at one location and use low voltage extension cables to the fixtures (Use only extensions provided by the manufacturer. Available jumper cables are 6 feet (1.8m) and 20 feet (6m). Cables are linkable). The maximum run should not exceed 40 feet (12m). Click here to see the Lotus Damp Location Down Light Installation Instructions There are two 6" models available to you from Lotus. The two primary differences are the brightness generated and the trim diameter and width. As for brightness: model LY6RCS generates 700 lumens and is a 65W halogen equivalent and model LY61RCD generates 900 lumens and is a 75W halogen equivalent. The trim diameter and width on model LY6RCS is 6 3/4 inch diameter (Note: The hole has to be carefully cut since there is no room for mistakes). Model LY61RCD is 7 inch OD. The trim is wider so this model may even cover existing holes. If you do not have the joists restriction go for the 1 inch thick models you can install less fixtures for the same brightness level. How much space do you need in the Ceiling? For the 6 inch fixtures you will need 1 1/2 inch space. The Lotus LED Light fixtures are really easy to install. Just check out the short video below. This item is the Lotus LED Lights LY6RCS/30K/WH/277V. It is the ultra slim, low profile, 12 watt, 6" x 1" super thin, round, LED recessed down light with a white trim (a black or brushed nickel trim option is also available). The LY6RCS/30K/WH/277V is Air-Tight and is rated for Damp locations (Not suitable for steam showers, saunas and outdoor locations where directly exposed to rain). This 6 inch LED retrofit has a beam angle of 110 degrees, generates 700 lumens of 3000K light and is designed to replace up to 65 watt halogen lights in recessed downlight applications. They operate on 277V input voltage. A 120v version is also available and those are dimmable (on 120V circuits ONLY) down to about 20% when using approved dimmer switches. Each Lotus LED Lights recessed down light carries a 10 year residential or 5 year commercial limited warranty. Click here to see the complete Lotus LED Light Limited Warranty Information. Lotus can offer this because every single driver is powered for a minimum of 24 hours together with the fixture that it is shipped with. Every LED is visually checked before and after the PCB is mounted on the fixture. No Random Tests Lotus Hand Tests Every Fixture And Driver. Lotus LED Lights 6 Inch 12 Watt 700 Lumen 277V Super Thin LED Down Light with White Trim 3000K | 3000 | 84 | 700 | 58.3333 | 24 | 12 | 1 | 61.53 | 61.53 | 72.3001 | 2020Q2 | https://www.greenelectricalsupply.com/6-inch-super-thin-led-down-light-white-trim-277-volt-3000k.aspx | Green Electrical Supply | 2020 | Yes
LED Lighting | Downlight | Manufacturer: Light Efficient Design | False |  |  | PL LED Retrofit | G24d-2 | Direct Replacement LED Home > LED Light Bulbs > LED PL Lamps > 2-Pin Base > 26 Watt CFL Equal > 3500K Bright White > 7W LED G24d 2-Pin Dual 3500K Product Specifications - Quick Reference Input Voltage: Dimmable: 120-277 Volt AC NOT Dimmable Dimensions: Quantity of LEDs: 1.374" Wide x 5.75" Long 32 SMD LED Color: 3500 Kelvin Rated Life Span: Up To 25,000 Hours (L70) Lumens: Efficacy: 869 Lumens 129 lm/w CRI / Beam Angle: Certifications: 85 CRI / 120 Degrees UL, RoHS Light Efficient Design is dedicated to providing the type of products that you demand. Proper certifications, such as LM79, Lighting Facts, UL and ultimately Energy Star, are top priorities for Light Efficient Design. These labels instill confidence in the quality of their products. More and more of their products carry certifications, and ultimately most will be certified. Some of Light Efficient Designs products, in what we believe to be one of the broadest assortment of LED lights anywhere, might appear to be similar to many competitors products but we can assure you that the intrinsics, which you cannot see, have been designed to give you the performance and longevity that you expect from LED products, but dont always get in this vast unknown supplier industry. Here are Light Efficient Design's 120 degree beam angle retrofit LED. It is a direct replacement for 26 watt, 2-pin G24d-2 or G24d-3 fluorescent PL tube lights. Part number LED-7322-35A (the factory replacement for the LED-7302-35A), delivers a 3500K bright white light, has a Power Factor of 90 and consumes just 7 watts of 120 to 277 volt 60 Hz energy. UL Listed, these LED tubes are a non-dimmable LED light bulb, will produce 869 Lumens of light output (that's an awesome 129 Lumens Per Watt), has a CRI of 85 and a rated life of up to 25,000 hours based on L70. Give them a try - You will be very pleasantly surprised. Click here to see the complete LED-7322 G24d 2 Pin Retrofit Series Specification Sheet. These LED fluorescent bulbs have a 120 degree beam angle which easily integrates energy saving LED technology into your standard recessed lighting format. These LED retrofits are designed to replace 26 watt G24d-2 or G24d-3 2-pin fluorescent PL lamps and are designed for use in horizontal recessed applications. The physical dimensions of the Light Efficient Design LED 3500K bright white LED retrofit are 5.75 long by 1.374 wide. Each LED-7322 LED fluorescent retrofit bulb is a Dual operational retrofit option. These retrofits will operate directly off of your existing 26 watt 120V to 277V magnetic ballast or simply bypass your existing ballast and operate the lamp directly off of your 120-277 line voltage. These LED retrofit bulbs carry a 5 Year Limited Warranty. Click here to see the complete Light Efficient Design Limited Warranty. The LED-7322-35A, 7 watt LED lamp has been designed to retrofit existing fluorescent recessed can lighting installations, thereby reducing maintenance and energy expenditures in residential, commercial, retail displays, hotel, motel and resort applications and as an energy saving light source for new fixtures and installations. Please NOTE: When retrofitting LED to a fluorescent fixture, the ballast must be by-passed or removed from the fixture. Additionally, by-passing the ballast will insure no RFI interference. Click here to see the LED-7322 Installation Instructions. Light Efficient Design 7W LED G24d 2-Pin Dual 3500K | 3500 | 85 | 869 | 124.1429 | 25000 | 7 | 1 | 11.55 | 11.55 | 13.5717 | 2020Q2 | https://www.greenelectricalsupply.com/7-watt-led-pl-tube-g24d-2-pin-bypass-or-direct-replacement-3500k.aspx | Green Electrical Supply | 2020 | No
LED Lighting | Downlight | Manufacturer: Light Efficient Design | False |  |  | PL LED Retrofit | G24d-2 | Direct Replacement LED Home > LED Light Bulbs > LED PL Lamps > 2-Pin Base > 26 Watt CFL Equal > 4000K Cool White > 7W LED G24d 2-Pin Dual 4000K Product Specifications - Quick Reference Input Voltage: Dimmable: 120-277 Volt AC NOT Dimmable Dimensions: Quantity of LEDs: 1.374" Wide x 5.75" Long 32 SMD LED Color: 4000K Cool White Rated Life Span: Up To 50,000 Hours (L70) Lumens: Efficacy: 887 Lumens 132 lm/w CRI / Beam Angle: Certifications: 84 CRI / 120 Degrees UL, RoHS Light Efficient Design is dedicated to providing the type of products that you demand. Proper certifications, such as LM79, Lighting Facts, UL and ultimately Energy Star, are top priorities for Light Efficient Design. These labels instill confidence in the quality of their products. More and more of their products carry certifications, and ultimately most will be certified. Some of Light Efficient Designs products, in what we believe to be one of the broadest assortment of LED lights anywhere, might appear to be similar to many competitors products but we can assure you that the intrinsics, which you cannot see, have been designed to give you the performance and longevity that you expect from LED products, but dont always get in this vast unknown supplier industry. Here are Light Efficient Design's 120 degree beam angle retrofit LED. It is a direct replacement for 26 watt, 2-pin G24d-2 or G24d-3 fluorescent PL tube lights. Part number LED-7322-40K-G2 (the factory replacement for the LED-7302-42A and LED-7322-40A), delivers a 4000K cool white light, has a Power Factor of 90 and consumes just 7 watts of 120 to 277 volt 60 Hz energy. UL Listed, these LED tubes are a non-dimmable LED light bulb, will produce 887 Lumens of light output (that's an awesome 132 Lumens Per Watt), has a CRI of 84 and a rated life of up to 50,000 hours based on L70. Give them a try - You will be very pleasantly surprised. Click here to see the complete LED-7322 G24d 2 Pin Retrofit Series Specification Sheet. These LED fluorescent bulbs have a 120 degree beam angle which easily integrates energy saving LED technology into your standard recessed lighting format. These LED retrofits are designed to replace 26 watt G24d-2 or G24d-3 2-pin fluorescent PL lamps and are designed for use in horizontal recessed applications. The physical dimensions of the Light Efficient Design LED 4000K cool white LED retrofit are 5.75 long by 1.374 wide. Each LED-7322 LED fluorescent retrofit bulb is a Dual operational retrofit option. These retrofits will operate directly off of your existing 26 watt 120V to 277V magnetic ballast or simply bypass your existing ballast and operate the lamp directly off of your 120-277 line voltage. These LED retrofit bulbs carry a 5 Year Limited Warranty. The LED-7322-40K-G2, 7 watt LED lamp has been designed to retrofit existing fluorescent recessed can lighting installations, thereby reducing maintenance and energy expenditures in residential, commercial, retail displays, hotel, motel and resort applications and as an energy saving light source for new fixtures and installations. Please NOTE: When retrofitting LED to a fluorescent fixture, the ballast must be by-passed or removed from the fixture. Additionally, by-passing the ballast will insure no RFI interference. Light Efficient Design 7W LED G24d 2-Pin Dual 4000K | 4000 | 84 | 887 | 126.7143 | 50000 | 7 | 1 | 11.55 | 11.55 | 13.5717 | 2020Q2 | https://www.greenelectricalsupply.com/7-watt-led-pl-tube-g24d-2-pin-bypass-or-direct-replacement-4000k.aspx | Green Electrical Supply | 2020 | No
LED Lighting | Downlight | Manufacturer: MaxLite | True |  |  |  |  | 8" Recessed Home > Energy Star Qualified Products > 8 Inch 12 Watt 1030 Lumen 120-277V Gen2 LED Commercial Downlight Retrofit 3000K Product Specifications - Quick Reference Lamp Wattage: Working Voltage: 12 Watts 120-277 Volt Dimensions: Rated Life: 7.99" Dia x 6.33" H 50,000 Hours Delivered Lumens: 1,030 Lumens Dimmable: YES: 0-10V Only Light Color: CRI: 3000K Warm White 80 CRI Certifications: Warranty: RoHS, cULus, ENERGY STAR 5 Year Limited These Commercial Recessed Retrofit LED Downlight Fixtures are a perfect choice for use in your existing 8 inch recessed can applications. Maxlite's LED retrofit cans combine low up-front cost, minimal labor, best-in-class energy efficiency and architectural-quality light to deliver an exceptional value for all your retrofit projects. Click here to see the complete Maxlite RRECO Commercial Recessed Retrofit LED Downlight Specification Sheet. This Maxlite RRECO81230W/V2 (1408681) 3000 Kelvin (K) cool white LED light operates on the universal voltage of 120-277V and consumes just 12 watts. These LED retrofit lights generate 1030 delivered lumens (or 96 Lumens Per Watt) and has a Color Rendering Index (CRI) of 80. The Maxlite RRECO81230W/V2 8" LED downlight retrofit offers out-of-the-box dimming compatibility using 0-10 volt controls and is suitable for damp locations. These LED bulbs carry a 5 year limited warranty. Instant on at full brightness and mercury free - environmentally positive - generates no IR or UV - protects valuable objects - these 8" recessed can retrofit LED fixtures are rated for 50,000 hours based on the L70 Standard. The white trim is constructed with a heavy gauge anodized aluminum and the reflector has a haze finish. This commercial grade LED retrofit trim module is supplied with optional retaining clips in case the existing frame does not have adequate springs to secure the reflector. This quality retrofit is supplied with an external driver, for easy retrofit and maintenance, and the power supply features integral thermal protection. The one-piece design is quick and easy to install into existing recessed frames. Click here to see the complete Maxlite RRECO Commercial Recessed Retrofit LED Downlight Installation Instructions. Typical Applications Typical applications for the Maxlite RRECO81230W/V2 12 watt 8" LED down light retrofit fixtures include commercial atriums, soffets, living room, and general decorative indoor lighting in residential, office, retail, restaurant, school, hospital and hotel/motel locations. MaxLite 8 Inch 12 Watt 1030 Lumen 120-277V Gen2 LED Commercial Downlight Retrofit 3000K | 3000 | 80 | 1030 | 85.8333 | 50000 | 12 | 1 | 75.49 | 75.49 | 88.7037 | 2020Q2 | https://www.greenelectricalsupply.com/8-inch-12-watt-gen2-commercial-led-downlight-retrofit-3000k.aspx | Green Electrical Supply | 2020 | Yes
LED Lighting | Downlight | Manufacturer: MaxLite | True |  |  |  |  | Recessed, 8" Recessed Home > Energy Star Qualified Products > 8 Inch 13 Watt 1456 Lumen 120-277V LED Commercial High Hat Retrofit 4000K Product Specifications - Quick Reference Lamp Wattage: Working Voltage: 12.6 Watts 120-277 Volt Dimensions: Rated Life: 7.5" Inner Dia x 4.09" H 50,000 Hours Delivered Lumens: 1,456 Lumens Dimmable: YES: TRIAC (120V Only) Light Color: CRI: 4000K Cool White 80 CRI Certifications: Warranty: RoHS, ENERGY STAR 5 Year Limited The Universal Downlight Fixture from MaxLite is an economical, all-in-one solution for adding recessed downlighting to hospitality, retail, office and other commercial lighting applications. The downlight is designed with an integral whip, which connects directly to a junction box (existing or independently mounted), and a universal driver that eliminates the need for a traditional recessed housing, saving installers time and money. Simple connect the light and use the incorporated spring mounting to place it into the ceiling - no can, bulb or extra labor required! This downlight is easy to install for new construction, remodel, and retrofit projects. The downlight has a slim body that fits into shallow ceilings. Its white baffle trim blends seamlessly into interiors and This Maxlite RCF81340W (1410032) 4000 Kelvin (K) cool white LED light operates on the universal voltage of 120-277V and consumes just 12.6 watts. These LED downlights generate 1456 delivered lumens (or 116 Lumens Per Watt) and has a Color Rendering Index (CRI) of 80. The Maxlite RCF81340W 8" LED downlight fixture offers out-of-the-box dimming compatibility using TRIAC controls, on the 120V only, and is suitable for damp locations. These LED lights carry a 5 year limited warranty. Click here to see the complete Maxlite RCF Universal LED Downlight Specification Sheet. Instant on at full brightness and mercury free - environmentally positive - generates no IR or UV - protects valuable objects - these 8" recessed can retrofit LED fixtures are rated for 50,000 hours based on the L70 Standard. Typical applications for the Maxlite RCF81340W 12.6 watt 8" LED down light retrofit fixtures include commercial atriums, soffets, living room, and general decorative indoor lighting in residential, office, retail, restaurant, school, hospital and hotel/motel locations. Click here to see the complete Maxlite RCF Universal LED Downlight Installation Instructions. MaxLite 8 Inch 13 Watt 1456 Lumen 120-277V LED Commercial High Hat Retrofit 4000K | 4000 | 80 | 1456 | 116.48 | 50000 | 12.5 | 1 | 39.23 | 39.23 | 46.0968 | 2020Q2 | https://www.greenelectricalsupply.com/8-inch-13-watt-led-commercial-recessed-down-light-retrofit-4000k.aspx | Green Electrical Supply | 2020 | Yes
LED Lighting | Downlight | Manufacturer: MaxLite | True |  |  |  |  | Recessed, 8" Recessed Home > Energy Star Qualified Products > 8 Inch 13 Watt 1456 Lumen 120-277V LED Commercial High Hat Retrofit 3000K Product Specifications - Quick Reference Lamp Wattage: Working Voltage: 12.6 Watts 120-277 Volt Dimensions: Rated Life: 7.5" Inner Dia x 4.09" H 50,000 Hours Delivered Lumens: 1,456 Lumens Dimmable: YES: TRIAC (120V Only) Light Color: CRI: 3000K Warm White 80 CRI Certifications: Warranty: RoHS, ENERGY STAR 5 Year Limited The Universal Downlight Fixture from MaxLite is an economical, all-in-one solution for adding recessed downlighting to hospitality, retail, office and other commercial lighting applications. The downlight is designed with an integral whip, which connects directly to a junction box (existing or independently mounted), and a universal driver that eliminates the need for a traditional recessed housing, saving installers time and money. Simple connect the light and use the incorporated spring mounting to place it into the ceiling - no can, bulb or extra labor required! This downlight is easy to install for new construction, remodel, and retrofit projects. The downlight has a slim body that fits into shallow ceilings. Its white baffle trim blends seamlessly into interiors and This Maxlite RCF81330W (1410031) 3000 Kelvin (K) warm white LED light operates on the universal voltage of 120-277V and consumes just 12.6 watts. These LED downlights generate 1456 delivered lumens (or 116 Lumens Per Watt) and has a Color Rendering Index (CRI) of 80. The Maxlite RCF81330W 8" LED downlight fixture offers out-of-the-box dimming compatibility using TRIAC controls, on the 120V only, and is suitable for damp locations. These LED lights carry a 5 year limited warranty. Click here to see the complete Maxlite RCF Universal LED Downlight Specification Sheet. Instant on at full brightness and mercury free - environmentally positive - generates no IR or UV - protects valuable objects - these 8" recessed can retrofit LED fixtures are rated for 50,000 hours based on the L70 Standard. Typical applications for the Maxlite RCF81330W 12.6 watt 8" LED down light retrofit fixtures include commercial atriums, soffets, living room, and general decorative indoor lighting in residential, office, retail, restaurant, school, hospital and hotel/motel locations. Click here to see the complete Maxlite RCF Universal LED Downlight Installation Instructions. MaxLite 8 Inch 13 Watt 1456 Lumen 120-277V LED Commercial High Hat Retrofit 3000K | 3000 | 80 | 1456 | 116.48 | 50000 | 12.5 | 1 | 34.62 | 34.62 | 40.6798 | 2020Q2 | https://www.greenelectricalsupply.com/8-inch-13-watt-led-commercial-recessed-downlight-retrofit-3000k.aspx | Green Electrical Supply | 2020 | Yes
LED Lighting | Downlight | Manufacturer: MaxLite | True |  |  |  |  | Recessed, 8" Recessed Home > Energy Star Qualified Products > 8 Inch 13 Watt 1456 Lumen 120-277V LED Commercial High Hat Retrofit 3500K Product Specifications - Quick Reference Lamp Wattage: Working Voltage: 12.6 Watts 120-277 Volt Dimensions: Rated Life: 7.5" Inner Dia x 4.09" H 50,000 Hours Delivered Lumens: 1,456 Lumens Dimmable: YES: TRIAC (120V Only) Light Color: CRI: 3500K Bright White 80 CRI Certifications: Warranty: RoHS, ENERGY STAR 5 Year Limited The Universal Downlight Fixture from MaxLite is an economical, all-in-one solution for adding recessed downlighting to hospitality, retail, office and other commercial lighting applications. The downlight is designed with an integral whip, which connects directly to a junction box (existing or independently mounted), and a universal driver that eliminates the need for a traditional recessed housing, saving installers time and money. Simple connect the light and use the incorporated spring mounting to place it into the ceiling - no can, bulb or extra labor required! This downlight is easy to install for new construction, remodel, and retrofit projects. The downlight has a slim body that fits into shallow ceilings. Its white baffle trim blends seamlessly into interiors and This Maxlite RCF81335W (14099583) 3500 Kelvin (K) bright white LED light operates on the universal voltage of 120-277V and consumes just 12.6 watts. These LED downlights generate 1456 delivered lumens (or 116 Lumens Per Watt) and has a Color Rendering Index (CRI) of 80. The Maxlite RCF81335W 8" LED downlight fixture offers out-of-the-box dimming compatibility using TRIAC controls, on the 120V only, and is suitable for damp locations. These LED lights carry a 5 year limited warranty. Click here to see the complete Maxlite RCF Universal LED Downlight Specification Sheet. Instant on at full brightness and mercury free - environmentally positive - generates no IR or UV - protects valuable objects - these 8" recessed can retrofit LED fixtures are rated for 50,000 hours based on the L70 Standard. Typical applications for the Maxlite RCF81335W 12.6 watt 8" LED down light retrofit fixtures include commercial atriums, soffets, living room, and general decorative indoor lighting in residential, office, retail, restaurant, school, hospital and hotel/motel locations. Click here to see the complete Maxlite RCF Universal LED Downlight Installation Instructions. MaxLite 8 Inch 13 Watt 1456 Lumen 120-277V LED Commercial High Hat Retrofit 3500K | 3500 | 80 | 1456 | 116.48 | 50000 | 12.5 | 1 | 34.62 | 34.62 | 40.6798 | 2020Q2 | https://www.greenelectricalsupply.com/8-inch-13-watt-led-commercial-recessed-downlight-retrofit-3500k.aspx | Green Electrical Supply | 2020 | Yes
LED Lighting | Downlight | Manufacturer: Acuity - Juno Lighting | True |  |  |  |  | 8" Recessed Home > Energy Star Qualified Products > 8 Inch 20 Watt 1500 Lumen 120-277V LED Commercial Retrofit with Haze Reflector 3000K Product Specifications - Quick Reference Lamp Wattage: Working Voltage: 19.9 Watts 120-277 Volt Housing Dimensions: Rated Life: 10 5/16" Dia x 5 3/8" H 50,000 Hours Delivered Lumens: 1,500 Lumens Dimmable: YES: 0-10V Only Light Color: CRI: 3000K 90 CRI Certifications: Warranty: RoHS, cULus, ENERGY STAR 5 Year Limited Juno® Commercial LED Downlight Retrofit Trim assemblies are the ideal way to upgrade existing incandescent, CFL and HID commercial down light housings to high-performance LED. The all-in-one design features an advanced LED light engine mounted directly to the spun aluminum trim with a regressed diffusing lens in either white or haze finish. Installation is fast and simple with the unique quick disconnect feature from the junction box. The Juno JCLR Series provides an array of options to retrofit traditional incandescent, compact fluorescent and HID commercial recessed downlights. These trim assemblies are available in both small and large 6" and 8" modules for updating a range of varying fixture apertures currently in use today. They replace CFL lamps totaling 42W or greater, while producing as high as 2400 lumens at just 27.5W input. With Juno commercial LED down light retrofit trims, you can upgrade virtually any 6" and 8" non-IC commercial recessed rough-in section to the latest in energy-efficient LED technology. These ENERGY STAR Qualified 8" LED ( Light Emitting Diode ) Commercial High Hat Retrofit Down Light conversion kits are a perfect choice for use in your existing 8" recessed can applications. Juno's LED retrofit cans combine low up-front cost, minimal labor, best-in-class energy efficiency and architectural-quality light to deliver an exceptional value for all your retrofit projects. Click here to see the complete Juno LED 8 Inch Commercial Recessed Down Light Retrofit Specification Sheet. This Juno JCLR8L-15-930KU-HZ or JCLR8L 15LM 30K 90CRI MVOLT ZT HZWH, 3000 Kelvin (K) warm white LED light operates on your existing 120 through 277 volt circuit and consumes just 19.9 watts. These LED retrofit lights generate 1,500 delivered lumens (or 75 Lumens Per Watt) and has a Color Rendering Index (CRI) of 90. The Juno JCLR8L-15-930KU-HZ 8" LED down light retrofit offers out-of-the-box dimming compatibility using 0-10 volt controls and is suitable for damp locations. These LED bulbs carry a 5 year limited warranty. Instant on at full brightness and mercury free - environmentally positive - generates no IR or UV - protects valuable objects - these 8 inch recessed downlight can retrofit LED fixtures are rated for 50,000 hours based on the L70 Standard. The white trim is constructed with a heavy gauge anodized aluminum and the reflector has a haze finish. This commercial grade LED retrofit trim module is supplied with optional retaining clips in case the existing frame does not have adequate springs to secure the reflector. This quality retrofit is supplied with an external driver, for easy retrofit and maintenance, and the power supply features integral thermal protection. The one-piece design is quick and easy to install into existing recessed frames. Click here to see the complete Juno LED 8 Inch Commercial Recessed Down Light Retrofit Installation Instructions or Check out the video below to see just how easily they install! Typical Applications Typical applications for the JCLR8L-15-930KU-HZ 20 watt 8" 90 CRI CFL, PL or Metal Halide LED down light retrofit kits include commercial atriums, soffits, living room, and general decorative indoor lighting in residential, office, retail, restaurant, school, hospital and hotel/motel locations. Acuity - Juno Lighting 8 Inch 20 Watt 1500 Lumen 120-277V LED Commercial Retrofit with Haze Reflector 3000K | 3000 | 90 | 1500 | 75 | 50000 | 20 | 1 | 110.82 | 110.82 | 130.2178 | 2020Q2 | https://www.greenelectricalsupply.com/8-inch-1500-lumen-commercial-led-down-light-retrofit-haze-3000k.aspx | Green Electrical Supply | 2020 | Yes
LED Lighting | Downlight | Manufacturer: MaxLite | True |  |  |  |  | 8" Recessed Home > Energy Star Qualified Products > 8 Inch 18 Watt 1542 Lumen 120-277V Gen2 LED Commercial Downlight Retrofit 3000K Product Specifications - Quick Reference Lamp Wattage: Working Voltage: 18 Watts 120-277 Volt Dimensions: Rated Life: 7.99" Dia x 6.33" H 50,000 Hours Delivered Lumens: 1,542 Lumens Dimmable: YES: 0-10V Only Light Color: CRI: 3000K Warm White 80 CRI Certifications: Warranty: RoHS, cULus, ENERGY STAR 5 Year Limited These Commercial Recessed Retrofit LED Downlight Fixtures are a perfect choice for use in your existing 8 inch recessed can applications. Maxlite's LED retrofit cans combine low up-front cost, minimal labor, best-in-class energy efficiency and architectural-quality light to deliver an exceptional value for all your retrofit projects. Click here to see the complete Maxlite RRECO Commercial Recessed Retrofit LED Downlight Specification Sheet. This Maxlite RRECO81830W/V2 (1409589) 3000 Kelvin (K) cool white LED light operates on the universal voltage of 120-277V and consumes just 18 watts. These LED retrofit lights generate 1542 delivered lumens (or 93 Lumens Per Watt) and has a Color Rendering Index (CRI) of 80. The Maxlite RRECO81830W/V2 8" LED downlight retrofit offers out-of-the-box dimming compatibility using 0-10 volt controls and is suitable for damp locations. These LED bulbs carry a 5 year limited warranty. Instant on at full brightness and mercury free - environmentally positive - generates no IR or UV - protects valuable objects - these 8" recessed can retrofit LED fixtures are rated for 50,000 hours based on the L70 Standard. The white trim is constructed with a heavy gauge anodized aluminum and the reflector has a haze finish. This commercial grade LED retrofit trim module is supplied with optional retaining clips in case the existing frame does not have adequate springs to secure the reflector. This quality retrofit is supplied with an external driver, for easy retrofit and maintenance, and the power supply features integral thermal protection. The one-piece design is quick and easy to install into existing recessed frames. Click here to see the complete Maxlite RRECO Commercial Recessed Retrofit LED Downlight Installation Instructions. Typical Applications Typical applications for the Maxlite RRECO81830W/V2 18 watt 8" LED down light retrofit fixtures include commercial atriums, soffets, living room, and general decorative indoor lighting in residential, office, retail, restaurant, school, hospital and hotel/motel locations. MaxLite 8 Inch 18 Watt 1542 Lumen 120-277V Gen2 LED Commercial Downlight Retrofit 3000K | 3000 | 80 | 1542 | 85.6667 | 50000 | 18 | 1 | 73.49 | 73.49 | 86.3536 | 2020Q2 | https://www.greenelectricalsupply.com/8-inch-18-watt-gen2-commercial-led-downlight-retrofit-3000k.aspx | Green Electrical Supply | 2020 | Yes
LED Lighting | Downlight | Manufacturer: MaxLite | True |  |  |  |  | 8" Recessed Home > Energy Star Qualified Products > 8 Inch 18 Watt 1568 Lumen 120-277V Gen2 LED Commercial Downlight Retrofit 4000K Product Specifications - Quick Reference Lamp Wattage: Working Voltage: 18 Watts 120-277 Volt Dimensions: Rated Life: 7.99" Dia x 6.33" H 50,000 Hours Delivered Lumens: 1,568 Lumens Dimmable: YES: 0-10V Only Light Color: CRI: 4000K Cool White 80 CRI Certifications: Warranty: RoHS, cULus, ENERGY STAR 5 Year Limited These Commercial Recessed Retrofit LED Downlight Fixtures are a perfect choice for use in your existing 8 inch recessed can applications. Maxlite's LED retrofit cans combine low up-front cost, minimal labor, best-in-class energy efficiency and architectural-quality light to deliver an exceptional value for all your retrofit projects. Click here to see the complete Maxlite RRECO Commercial Recessed Retrofit LED Downlight Specification Sheet. This Maxlite RRECO81840W/V2 (1408368) 4000 Kelvin (K) cool white LED light operates on the universal voltage of 120-277V and consumes just 18 watts. These LED retrofit lights generate 1568 delivered lumens (or 92 Lumens Per Watt) and has a Color Rendering Index (CRI) of 80. The Maxlite RRECO81840W/V2 8" LED downlight retrofit offers out-of-the-box dimming compatibility using 0-10 volt controls and is suitable for damp locations. These LED bulbs carry a 5 year limited warranty. Instant on at full brightness and mercury free - environmentally positive - generates no IR or UV - protects valuable objects - these 8" recessed can retrofit LED fixtures are rated for 50,000 hours based on the L70 Standard. The white trim is constructed with a heavy gauge anodized aluminum and the reflector has a haze finish. This commercial grade LED retrofit trim module is supplied with optional retaining clips in case the existing frame does not have adequate springs to secure the reflector. This quality retrofit is supplied with an external driver, for easy retrofit and maintenance, and the power supply features integral thermal protection. The one-piece design is quick and easy to install into existing recessed frames. Click here to see the complete Maxlite RRECO Commercial Recessed Retrofit LED Downlight Installation Instructions. Typical Applications Typical applications for the Maxlite RRECO81840W/V2 18 watt 8" LED down light retrofit fixtures include commercial atriums, soffets, living room, and general decorative indoor lighting in residential, office, retail, restaurant, school, hospital and hotel/motel locations. MaxLite 8 Inch 18 Watt 1568 Lumen 120-277V Gen2 LED Commercial Downlight Retrofit 4000K | 4000 | 80 | 1568 | 87.1111 | 50000 | 18 | 1 | 73.49 | 73.49 | 86.3536 | 2020Q2 | https://www.greenelectricalsupply.com/8-inch-18-watt-gen2-commercial-led-downlight-retrofit-4000k.aspx | Green Electrical Supply | 2020 | Yes
LED Lighting | Downlight | Manufacturer: MaxLite | True |  |  |  |  | Recessed, 8" Recessed Home > Light Emitting Diodes (LEDs) > LED Recessed Fixtures > 8 Inch 18 Watt 1956 Lumen 120-277V LED Commercial High Hat Retrofit 3000K Product Specifications - Quick Reference Lamp Wattage: Working Voltage: 17.2 Watts 120-277 Volt Dimensions: Rated Life: 7.5" Inner Dia x 4.09" H 50,000 Hours Delivered Lumens: 1,956 Lumens Dimmable: YES: TRIAC (120V Only) Light Color: CRI: 3000K Warm White 80 CRI Certifications: Warranty: RoHS, ENERGY STAR 5 Year Limited The Universal Downlight Fixture from MaxLite is an economical, all-in-one solution for adding recessed downlighting to hospitality, retail, office and other commercial lighting applications. The downlight is designed with an integral whip, which connects directly to a junction box (existing or independently mounted), and a universal driver that eliminates the need for a traditional recessed housing, saving installers time and money. Simple connect the light and use the incorporated spring mounting to place it into the ceiling - no can, bulb or extra labor required! This downlight is easy to install for new construction, remodel, and retrofit projects. The downlight has a slim body that fits into shallow ceilings. Its white baffle trim blends seamlessly into interiors and This Maxlite RCF81830W (1410033) 3000 Kelvin (K) warm white LED light operates on the universal voltage of 120-277V and consumes just 17.2 watts. These LED downlights generate 1956 delivered lumens (or 114 Lumens Per Watt) and has a Color Rendering Index (CRI) of 80. The Maxlite RCF81830W 8" LED downlight fixture offers out-of-the-box dimming compatibility using TRIAC controls, on the 120V only, and is suitable for damp locations. These LED lights carry a 5 year limited warranty. Click here to see the complete Maxlite RCF Universal LED Downlight Specification Sheet. Instant on at full brightness and mercury free - environmentally positive - generates no IR or UV - protects valuable objects - these 8" recessed can retrofit LED fixtures are rated for 50,000 hours based on the L70 Standard. Typical applications for the Maxlite RCF81830W 17.2 watt 8" LED down light retrofit fixtures include commercial atriums, soffets, living room, and general decorative indoor lighting in residential, office, retail, restaurant, school, hospital and hotel/motel locations. Click here to see the complete Maxlite RCF Universal LED Downlight Installation Instructions. MaxLite 8 Inch 18 Watt 1956 Lumen 120-277V LED Commercial High Hat Retrofit 3000K | 3000 | 80 | 1956 | 115.0588 | 50000 | 17 | 1 | 33.57 | 33.57 | 39.446 | 2020Q2 | https://www.greenelectricalsupply.com/8-inch-18-watt-led-commercial-recessed-down-light-retrofit-3000k.aspx | Green Electrical Supply | 2020 | Yes
LED Lighting | Downlight | Manufacturer: MaxLite | True |  |  |  |  | 8" Recessed Home > Energy Star Qualified Products > 8 Inch 24 Watt 2097 Lumen 120-277V Gen2 LED Commercial Downlight Retrofit 4000K Product Specifications - Quick Reference Lamp Wattage: Working Voltage: 24 Watts 120-277 Volt Dimensions: Rated Life: 7.99" Dia x 6.33" H 50,000 Hours Delivered Lumens: 2,097 Lumens Dimmable: YES: 0-10V Only Light Color: CRI: 4000K Cool White 80 CRI Certifications: Warranty: RoHS, cULus, ENERGY STAR 5 Year Limited These Commercial Recessed Retrofit LED Downlight Fixtures are a perfect choice for use in your existing 8 inch recessed can applications. Maxlite's LED retrofit cans combine low up-front cost, minimal labor, best-in-class energy efficiency and architectural-quality light to deliver an exceptional value for all your retrofit projects. Click here to see the complete Maxlite RRECO Commercial Recessed Retrofit LED Downlight Specification Sheet. This Maxlite RRECO82440W/V2 (1408676) 4000 Kelvin (K) cool white LED light operates on the universal voltage of 120-277V and consumes just 24 watts. These LED retrofit lights generate 2097 delivered lumens (or 90 Lumens Per Watt) and has a Color Rendering Index (CRI) of 80. The Maxlite RRECO812440W/V2 8" LED downlight retrofit offers out-of-the-box dimming compatibility using 0-10 volt controls and is suitable for damp locations. These LED bulbs carry a 5 year limited warranty. Instant on at full brightness and mercury free - environmentally positive - generates no IR or UV - protects valuable objects - these 8" recessed can retrofit LED fixtures are rated for 50,000 hours based on the L70 Standard. The white trim is constructed with a heavy gauge anodized aluminum and the reflector has a haze finish. This commercial grade LED retrofit trim module is supplied with optional retaining clips in case the existing frame does not have adequate springs to secure the reflector. This quality retrofit is supplied with an external driver, for easy retrofit and maintenance, and the power supply features integral thermal protection. The one-piece design is quick and easy to install into existing recessed frames. Click here to see the complete Maxlite RRECO Commercial Recessed Retrofit LED Downlight Installation Instructions. Typical Applications Typical applications for the Maxlite RRECO82440W/V2 24 watt 8" LED down light retrofit fixtures include commercial atriums, soffets, living room, and general decorative indoor lighting in residential, office, retail, restaurant, school, hospital and hotel/motel locations. MaxLite 8 Inch 24 Watt 2097 Lumen 120-277V Gen2 LED Commercial Downlight Retrofit 4000K | 4000 | 80 | 2097 | 87.375 | 50000 | 24 | 1 | 79.93 | 79.93 | 93.9208 | 2020Q2 | https://www.greenelectricalsupply.com/8-inch-24-watt-gen2-commercial-led-downlight-retrofit-4000k.aspx | Green Electrical Supply | 2020 | Yes
LED Lighting | Downlight | Manufacturer: MaxLite | True |  |  |  |  | 8" Recessed Home > Energy Star Qualified Products > 8 Inch 40 Watt 3310 Lumen 120-277V Gen2 LED Commercial Downlight Retrofit 4000K Product Specifications - Quick Reference Lamp Wattage: Working Voltage: 40 Watts 120-277 Volt Dimensions: Rated Life: 7.99" Dia x 6.33" H 50,000 Hours Delivered Lumens: 3,310 Lumens Dimmable: YES: 0-10V Only Light Color: CRI: 4000K Cool White 80 CRI Certifications: Warranty: RoHS, cULus, ENERGY STAR 5 Year Limited These Commercial Recessed Retrofit LED Downlight Fixtures are a perfect choice for use in your existing 8 inch recessed can applications. MaxLite's LED retrofit cans combine low up-front cost, minimal labor, best-in-class energy efficiency and architectural-quality light to deliver an exceptional value for all your retrofit projects. Click here to see the complete MaxLite RRECO Commercial Recessed Retrofit LED Downlight Specification Sheet. This MaxLite RRECO84040W/V2 (1408374) 4000 Kelvin (K) cool white LED light operates on the universal voltage of 120-277V and consumes just 40 watts. These LED retrofit lights generate 3310 delivered lumens (or 86 Lumens Per Watt) and has a Color Rendering Index (CRI) of 80. The MaxLite RRECO84040W/V2 8" LED downlight retrofit offers out-of-the-box dimming compatibility using 0-10 volt controls and is suitable for damp locations. These LED bulbs carry a 5 year limited warranty. Instant on at full brightness and mercury free - environmentally positive - generates no IR or UV - protects valuable objects - these 8" recessed can retrofit LED fixtures are rated for 50,000 hours based on the L70 Standard. The white trim is constructed with a heavy gauge anodized aluminum and the reflector has a haze finish. This commercial grade LED retrofit trim module is supplied with optional retaining clips in case the existing frame does not have adequate springs to secure the reflector. This quality retrofit is supplied with an external driver, for easy retrofit and maintenance, and the power supply features integral thermal protection. The one-piece design is quick and easy to install into existing recessed frames. Click here to see the complete MaxLite RRECO Commercial Recessed Retrofit LED Downlight Installation Instructions. Typical Applications Typical applications for the MaxLite RRECO84040W/V2 24 watt 8" LED down light retrofit fixtures include commercial atriums, soffets, living room, and general decorative indoor lighting in residential, office, retail, restaurant, school, hospital and hotel/motel locations. MaxLite 8 Inch 40 Watt 3310 Lumen 120-277V Gen2 LED Commercial Downlight Retrofit 4000K | 4000 | 80 | 3310 | 82.75 | 50000 | 40 | 1 | 91.63 | 91.63 | 107.6688 | 2020Q2 | https://www.greenelectricalsupply.com/8-inch-40-watt-gen2-commercial-led-downlight-retrofit-4000k.aspx | Green Electrical Supply | 2020 | Yes
LED Lighting | Decorative | Manufacturer: Sunlite | True |  |  | G40 | Medium E26 | Home > LED Light Bulbs > LED Globe Bulbs > LED G40 Globe > 8 Watt Clear LED G40 Globe Filament Bulb 120V 2200K Product Specifications - Quick Reference Lamp Wattage: Working Voltage: 8 Watts 120 Volt Dimensions: Beam Angle: 4.92" x 6.89" (MOL) 360 Degree Lumen Output: Incandescent Equivalent: 600 Lumens 75 Watt Dimmable: Rated Life: Yes 25,000 Hours Color Temperature: 2200K Warm White Certifications : UL Listed, RoHS Compliant If you are looking for the antique style, traditional incandescent globe look and feel with all the energy efficient benefits LED technology can provide, this is the bulb for you. The Sunlite LED Filament Lamps are the perfect vintage light bulb with an historically accurate and beautifully reproduced design, perfect for restaurants or hospitality applications. The LEDs are aligned inside a clear lamp to maintain the look of clear incandescent filaments. This Sunlite G40/LED/AQ/8W/D/CL/22K/Long 2200K warm white smooth dimming LED filament light operates on your existing 120V circuit and consumes just 8 watts. These clear G40 incandescent LED retrofit lights generate 600 lumens with a CRI of 90. The omni-directional filament LED vintage light bulbs have a 360® beam angle to perfectly replace your 75 watt incandescent bulbs. The G40/LED/AQ/8W/D/CL/22K/Long is uL listed and comes with a 1 year warranty. Instant on at full brightness and mercury free - environmentally positive - generates no IR or UV - protects valuable objects - these Sunlite G40 incandescent globe shape LED bulbs are rated for 25,000 hours. These 120 volt LED light bulbs fit most fixtures with E26 base. The bulb's dimensions are 4.92" wide by 6.89" inches MOL. These antique LED lights are compatible with many timers and dimmable using most 120V wall box dimmers. Sunlite 8 Watt Clear LED G40 Globe Filament Bulb 120V 2200K | 2200 | 90 | 600 | 75 | 25000 | 8 | 1 | 12.97 | 12.97 | 15.2403 | 2020Q2 | https://www.greenelectricalsupply.com/8-watt-g40-led-vintage-antique-filament-bulb.aspx | Green Electrical Supply | 2020 | Yes
LED Lighting | Downlight | Manufacturer: Light Efficient Design | False |  |  | PL LED Retrofit | G24q | Direct Replacement LED Home > Closeout Fixtures and Light Bulbs > 9 Watt 704 Lumen 4 Pin G24q Hybrid LED PL Retrofit 2700K Product Specifications - Quick Reference Input Voltage: Dimmable: 120-277 Volt AC NOT Dimmable Dimensions: Base: 1.34" Wide x 6.89" Long 4-Pin G24q LED Color: 2700 Kelvin Rated Life Span: Up To 25,000 Hours Lumens: Efficacy: 704 Lumens 78 lm/w CRI / Beam Angle: Certifications: 85 CRI / 120 Degrees UL, FCC Light Efficient Design is dedicated to providing the type of products that you demand. Proper certifications, such as LM79, Lighting Facts, UL and ultimately Energy Star, are top priorities for Light Efficient Design. These labels instill confidence in the quality of their products. More and more of their products carry certifications, and ultimately most will be certified. Some of Light Efficient Designs products, in what we believe to be one of the broadest assortment of LED lights anywhere, might appear to be similar to many competitors products but we can assure you that the intrinsics, which you cannot see, have been designed to give you the performance and longevity that you expect from LED products, but dont always get in this vast unknown supplier industry. Here are the Light Efficient Design, 120 degree beam angle retrofit LED. It features universal operation. This LED PL retrofit can be installed as either a direct replacement that is compatible with 13 watt, 18 watt or 26 watt electronic fluorescent ballasts in fixtures that currently use 4-pin G24q fluorescent PL tube lights (please refer to the specification sheet for a list of factory approved compatible ballasts) or you can bypass your ballast, wire directly to your socket, and operate off of your incoming 120-277v power. Part number LED-7324-27 (2700K Warm White) has a Power Factor of 88 and consumes just 9 watts of 120 to 277 volt 60 Hz energy. UL Listed, these LED tubes are a non-dimmable LED light bulb, will produce 704 Lumens of light output (that's an awesome 78 Lumens Per Watt), has a CRI of 85 and a rated life of up to 25,000 hours. Give them a try - You will be very pleasantly surprised. Click here to see the complete LED-7324 G24q 4 Pin Retrofit Specification Sheet. These LED fluorescent bulbs have a 120 degree beam angle which easily integrates energy saving LED technology into your standard recessed lighting format. These LED retrofits are designed to replace 13w, 18w or 26w G24q 4-pin fluorescent PL lamps and are suitable for horizontal recessed applications. The physical dimensions of the Light Efficient Design LED 2700K warm white LED retrofit are 6.889 maximum overall length (MOL) by 1.338 wide. Each LED-7324 LED fluorescent retrofit bulb offers you the flexibility to either bypass your current ballast or to wire your incoming 120-277v line directly to the socket. These LED retrofit bulbs carry a 5 Year Limited Warranty. Click here to see the complete Light Efficient Design Limited Warranty. The LED-7324-27, 9 watt LED lamp is designed to retrofit existing fluorescent recessed can lighting installations, thereby reducing maintenance and energy expenditures in residential, commercial, retail displays, hotel, motel and resort applications and as an energy saving light source for new fixtures and installations. Please NOTE: When retrofitting this LED to a fluorescent fixture by using the bi-pass option, the ballast must be by-passed or removed from the fixture. Additionally, by-passing the ballast will insure no RFI interference. Click here to see the LED-7324 Installation Instructions. Light Efficient Design 9 Watt 704 Lumen 4 Pin G24q Hybrid LED PL Retrofit 2700K | 2700 | 85 | 704 | 78.2222 | 25000 | 9 | 1 | 12.53 | 12.53 | 14.7232 | 2020Q2 | https://www.greenelectricalsupply.com/9-watt-g24q-4-pin-pl-led-bypass-direct-replacement-retrofit-2700k.aspx | Green Electrical Supply | 2020 | No
LED Lighting | Downlight | Manufacturer: Light Efficient Design | False |  |  | PL LED Retrofit | G24q | Direct Replacement LED Home > Closeout Fixtures and Light Bulbs > 9 Watt 834 Lumen 4 Pin G24q Hybrid LED PL Retrofit 4000K Product Specifications - Quick Reference Input Voltage: Dimmable: 120-277 Volt AC NOT Dimmable Dimensions: Base: 1.34" Wide x 6.89" Long 4-Pin G24q LED Color: 4000 Kelvin Rated Life Span: Up To 25,000 Hours Lumens: Efficacy: 834 Lumens 93 lm/w CRI / Beam Angle: Certifications: 85 CRI / 120 Degrees UL, FCC Light Efficient Design is dedicated to providing the type of products that you demand. Proper certifications, such as LM79, Lighting Facts, UL and ultimately Energy Star, are top priorities for Light Efficient Design. These labels instill confidence in the quality of their products. More and more of their products carry certifications, and ultimately most will be certified. Some of Light Efficient Designs products, in what we believe to be one of the broadest assortment of LED lights anywhere, might appear to be similar to many competitors products but we can assure you that the intrinsics, which you cannot see, have been designed to give you the performance and longevity that you expect from LED products, but dont always get in this vast unknown supplier industry. Here are the Light Efficient Design, 180 degree beam angle retrofit LED. It features universal operation. This LED PL retrofit can be installed as either a direct replacement that is compatible with 13 watt, 18 watt or 26 watt electronic fluorescent ballasts in fixtures that currently use 4-pin G24q fluorescent PL tube lights (please refer to the specification sheet for a list of factory approved compatible ballasts) or you can bypass your ballast, wire directly to your socket, and operate off of your incoming 120-277v power. Part number LED-7324-40 (4000K Cool White) has a Power Factor of 88 and consumes just 9 watts of 120 to 277 volt 60 Hz energy. UL Listed, these LED tubes are a non-dimmable LED light bulb, will produce 834 Lumens of light output (that's an awesome 93 Lumens Per Watt), has a CRI of 85 and a rated life of up to 25,000 hours. Give them a try - You will be very pleasantly surprised. Click here to see the complete LED-7324 G24q 4 Pin Retrofit Specification Sheet. These LED fluorescent bulbs have a 180 degree beam angle which easily integrates energy saving LED technology into your standard recessed lighting format. These LED retrofits are designed to replace 13w, 18w or 26w G24q 4-pin fluorescent PL lamps and are suitable for horizontal recessed applications. The physical dimensions of the Light Efficient Design LED 4000K cool white LED retrofit are 6.889 maximum overall length (MOL) by 1.338 wide. Each LED-7324 LED fluorescent retrofit bulb offers you the flexibility to either bypass your current ballast or to wire your incoming 120-277v line directly to the socket. These LED retrofit bulbs carry a 5 Year Limited Warranty. Click here to see the complete Light Efficient Design Limited Warranty. The LED-7324-40, 9 watt LED lamp is designed to retrofit existing fluorescent recessed can lighting installations, thereby reducing maintenance and energy expenditures in residential, commercial, retail displays, hotel, motel and resort applications and as an energy saving light source for new fixtures and installations. Please NOTE: When retrofitting this LED to a fluorescent fixture by using the bi-pass option, the ballast must be by-passed or removed from the fixture. Additionally, by-passing the ballast will insure no RFI interference. Click here to see the LED-7324 Installation Instructions. Light Efficient Design 9 Watt 834 Lumen 4 Pin G24q Hybrid LED PL Retrofit 4000K | 4000 | 85 | 834 | 92.6667 | 25000 | 9 | 1 | 12.53 | 12.53 | 14.7232 | 2020Q2 | https://www.greenelectricalsupply.com/9-watt-universal-g24q-4-pin-pl-led-bypass-direct-retrofit-4000k.aspx | Green Electrical Supply | 2020 | No
LED Lighting | Downlight | Manufacturer: Acuity - Juno Lighting | True |  |  |  | Medium E26 | 6" Recessed Home > Energy Star Qualified Products > 6 Inch 10 Watt 700 Lumen T24 90CRI LED Retrofit 3000K Product Specifications - Quick Reference Lamp Wattage: Working Voltage: 10 Watts 120 Volt Dimensions: Rated Life: 7 5/8" W x 2 1/2" D 36,000 Hours Incandescent Equivalent: Dimmable: 65W (700 Lumens) Yes Baffle Color: Trim Ring Color: White White Light Color: CRI: 3000K Warm White 90 CRI Certifications: Warranty: ENERGY STAR, T24, JA8 5 Year Limited This is the Juno Lighting Contractor Select 6RLD G3 07LM 30K 90CRI 120FRPC WWH M6, dimmable 6" LED retrofit Trim Module recessed with a White Baffle and White Trim Ring. Juno Lighting's Retrofit LED Trim Modules are ultra-efficient, super-easy and very affordable. With Juno Retrofit LED Trim modules, standard 6 recessed can lighting can be quickly and conveniently upgraded to efficient LED recessed lights. These economical LED light trims provide 700 lumens of either 2700K or 3000K of brilliant illumination equivalent to the output of a 65 watt BR30 incandescent or 18 watt CFL, but requires just 10 watts of energy use. These dedicated 120 volt trims meet ENERGY STAR dimming requirements and are compatible with incandescent, magnetic low voltage or electronic low voltage wall box dimmers. They are NOT compatible with other dimming methods such as 0-10V, DALI or DMX. These LED retrofit trim modules can be used to comply with Title 24 and JA8 high efficacy light source requirements. With the Juno Basics Series, upgrading your existing 6-inch recessed fixture is inexpensive and nearly as simple as replacing an incandescent lamp. The all-in-one design is constructed out of a cast aluminum trim with white baffle and flange. The diffusing lens conceals the LEDs from direct view and provides uniform aperture luminance. This trim features a quick connect plug installed as standard for installation into IC23 LEDT24 and IC23R LEDT24 (see related products below) housings with mating connector. The trim also ships with the medium base socket adapter whip for installation into 6" incandescent housings with medium base sockets. They are rated for use in IC or non-IC housings. The 6RLD G3 07LM 30K 90CRI 120FRPC WWH M6 produces 700 lumens in a beautiful 3000K Warm White color with a high CRI of 90. At the end of their 36,000 hour rated life, the LEDs can be expected to produce 70 of their initial light output with no perceptible changes in color. This LED trim module runs off of 120V and is Wet Location rated. Click here to see the complete Juno Lighting 6RLD Contractor Select LED Retrofit Specification Sheet. Acuity - Juno Lighting 6 Inch 10 Watt 700 Lumen T24 90CRI LED Retrofit 3000K | 3000 | 90 | 700 | 70 | 36000 | 10 | 1 | 23.69 | 23.69 | 27.8367 | 2020Q2 | https://www.greenelectricalsupply.com/acuity-juno-6-inch-led-down-light-retrofit-t24-90cri-3000k.aspx | Green Electrical Supply | 2020 | Yes
LED Lighting | Downlight | Manufacturer: Acuity - Juno Lighting | True |  |  |  | Medium E26 | 6" Recessed Home > Energy Star Qualified Products > 6 Inch 10 Watt 700 Lumen T24 90CRI LED Retrofit 2700K Product Specifications - Quick Reference Lamp Wattage: Working Voltage: 10 Watts 120 Volt Dimensions: Rated Life: 7 5/8" W x 2 1/2" D 36,000 Hours Incandescent Equivalent: Dimmable: 65W (700 Lumens) Yes Baffle Color: Trim Ring Color: White White Light Color: CRI: 2700K Warm White 90 CRI Certifications: Warranty: ENERGY STAR, T24, JA8 5 Year Limited This is the Juno Lighting Contractor Select 6RLD G3 07LM 27K 90CRI 120FRPC WWH M6, dimmable 6" LED retrofit Trim Module recessed with a White Baffle and White Trim Ring. Juno Lighting's Retrofit LED Trim Modules are ultra-efficient, super-easy and very affordable. With Juno Retrofit LED Trim modules, standard 6 recessed can lighting can be quickly and conveniently upgraded to efficient LED recessed lights. These economical LED light trims provide 700 lumens of either 2700K or 3000K of brilliant illumination equivalent to the output of a 65 watt BR30 incandescent or 18 watt CFL, but requires just 10 watts of energy use. These dedicated 120 volt trims meet ENERGY STAR dimming requirements and are compatible with incandescent, magnetic low voltage or electronic low voltage wall box dimmers. They are NOT compatible with other dimming methods such as 0-10V, DALI or DMX. These LED retrofit trim modules can be used to comply with Title 24 and JA8 high efficacy light source requirements. With the Juno Basics Series, upgrading your existing 6-inch recessed fixture is inexpensive and nearly as simple as replacing an incandescent lamp. The all-in-one design is constructed out of a cast aluminum trim with white baffle and flange. The diffusing lens conceals the LEDs from direct view and provides uniform aperture luminance. This trim features a quick connect plug installed as standard for installation into IC23 LEDT24 and IC23R LEDT24 (see related products below) housings with mating connector. The trim also ships with the medium base socket adapter whip for installation into 6" incandescent housings with medium base sockets. They are rated for use in IC or non-IC housings. The 6RLD G3 07LM 27K 90CRI 120FRPC WWH M6 produces 700 lumens in a beautiful 2700K Warm White color with a high CRI of 90. At the end of their 36,000 hour rated life, the LEDs can be expected to produce 70 of their initial light output with no perceptible changes in color. This LED trim module runs off of 120V and is Wet Location rated. Click here to see the complete Juno Lighting 6RLD Contractor Select LED Retrofit Specification Sheet. Acuity - Juno Lighting 6 Inch 10 Watt 700 Lumen T24 90CRI LED Retrofit 2700K | 2700 | 90 | 700 | 70 | 36000 | 10 | 1 | 23.69 | 23.69 | 27.8367 | 2020Q2 | https://www.greenelectricalsupply.com/acuity-juno-6-inch-led-downlight-retrofit-t24-90-cri-2700k.aspx | Green Electrical Supply | 2020 | Yes
LED Lighting | Decorative | Manufacturer: Satco | True |  |  | ST19 | Medium E26 | Home > LED Light Bulbs > LED Filament Bulbs > LED ST19/S19 Filament > 6.5 Watt Dimmable Clear ST19 LED Filament Bulb 810 Lumens 2700K ** Non-CEC Compliant - NOT Lawful for Sale in California ** Product Specifications - Quick Reference Lamp Wattage: Working Voltage: 6.5 Watts 120 Volt Dimensions: Bulb Finish: 2.375" x 5.5" (MOL) Clear Lumen Output: Incandescent Equivalent: 810 Lumens 60 Watt Dimmable: Rated Life: Yes 15,000 Hours Color Temperature: 2700K Warm White Warranty: 3 Year Limited If you are looking for the old fashioned Edison style ST19 incandescent look and feel with all the energy efficient benefits LED technology can provide, this is the bulb for you. The Satco LED Filament Lamps are the perfect vintage light bulb with an historically accurate and beautifully reproduced design, perfect for use in restaurant, bar, hospitality and other decorative applications. The LEDs are aligned inside a clear lamp, to allow for higher lumen output and a more clear view of the filament for a traditional incandescent look and feel. This Satco S9581 2700K warm white smooth dimming antique style LED filament light operates on your existing 120V circuit and consumes just 6.5 watts. These clear ST19 incandescent LED retrofit lights generate 810 lumens with a CRI of 80. The omni-directional filament LED light bulbs have a 360® beam angle to perfectly replace your 60 watt incandescent bulbs. The S9581 is UL listed for totally enclosed fixtures and is damp location rated. Want that rustic look in your business, home or even wedding? These old fashioned light bulbs are perfect for you. They create that warm orange glow all while creating that steampunk or industrial design. Click here to see the complete Satco LED Filament Lamp S9581 Specification Sheet. These Satco ST19 incandescent shape LED bulbs are rated for 15,000 hours with a 3 year limited warranty. The 120 volt LED light bulbs fit most fixtures with E26 base. The bulb's dimensions are 2.375" wide by 5.5" inches MOL. These antique LED lights are compatible with many timers and dimmable using most 120V wall box dimmers (see a compatible dimmer option in the related products below). When used with incandescent dimmers, derate the dimmer's maximum load by 75%. Consult your local electrical code to ensure compliance. Satco 6.5 Watt Dimmable Clear ST19 LED Filament Bulb 810 Lumens 2700K | 2700 | 80 | 810 | 124.6154 | 15000 | 6.5 | 1 | 8.95 | 8.95 | 10.5166 | 2020Q2 | https://www.greenelectricalsupply.com/clear-st19-old-fashioned-led-filament-light-bulbs.aspx | Green Electrical Supply | 2020 | Yes
LED Lighting | Downlight | Manufacturer: Eiko | True |  |  |  | Medium E26, GU24 | Recessed, 6" Recessed, 5" Recessed, 5" or 6" Recessed Home > Energy Star Qualified Products > 5 Inch to 6 Inch 18 Watt 1250 Lumen LED Recessed Downlight Retrofit 3000K - E26 and GU24 Adapter Included Product Specifications - Quick Reference Lamp Wattage: Working Voltage: 18 Watts 120 Volt Dimensions: Rated Life: 7.52" W x 3.03" H 35,000 Hours Incandescent Equiv: Dimmable: 100 Watts - 1250 Lumens Yes - Down to 10% Baffle Color: Trim Ring Color: White White Light Color: CRI: 3000K Warm White 90 CRI Certifications: Warranty: Energy Star, T20, T24 5 Year Limited For over 38 years, EiKO has been delivering one of the industry's best lighting products. Carrying over 5,000 SKUs and a broad selection, EiKO is committed to providing innovative products, unique solutions, and unmatched support to its customers. Now, EiKO has released their DK6 Series, 5 or 6 inch LED downlight retrofit kits. These downlight kits are ultra-efficient and designed to retrofit into existing incandescent recessed downlights. The integrated LEDs reduce energy consumption up to 80% when compared to 65 Watt incandescent light bulbs and they last 30 times longer! These downlight retrofits come with Medium E26 bases for easy direct replacement. This is the EiKO DK6-18W/12.5/930-D-120-W/B (10346), a replacement for LED-DK6-15W930-DIM-G7 (09686), dimmable 5 to 6 inch recessed 3000K LED Retrofit with a White Baffle and White Trim Ring. EiKO's Retrofit LED Downlights are ultra-efficient, super-easy and very affordable. These LED downlight kits provide 1250 lumens of either 2700K, 3000K, 4000K or 5000K brilliant illumination equivalent to the output of a 100 watt BR30 incandescent bulb but requires just 18 watts of energy use. These dedicated 120 volt trims meet ENERGY STAR requirements, Title 20 Compliant, Title 24 Compliant, as well as being Wet Location Rated and IC Rated for use in insulated ceilings. The 10346 from EiKO is instant-on with no warm-up time, and it does fit many popular 5" or 6" recessed downlight fixtures. The trim is integrated white aluminum that is power coated. This LED downlight has an incredible CRI of 90! All your colors will stand out under this light. Click here to see the complete EiKO DK6 Series LED Downlight Retrofit Specification Sheet. The EiKO DK6 Series has many different application uses including: healthcare, hospitality, office, property management, residential, and retail. Click here to see the complete EiKO DK6 Series LED Downlight Retrofit Installation Instructions. Eiko 5 Inch to 6 Inch 18 Watt 1250 Lumen LED Recessed Downlight Retrofit 3000K - E26 and GU24 Adapter Included | 3000 | 90 | 1250 | 69.4444 | 35000 | 18 | 1 | 12.27 | 12.27 | 14.4177 | 2020Q2 | https://www.greenelectricalsupply.com/eiko-5-or-6-inch-18-watt-led-recessed-downlight-retrofit-kit-3000k-10346.aspx | Green Electrical Supply | 2020 | Yes
LED Lighting | Downlight | Manufacturer: Eiko | True |  |  |  | Medium E26, GU24 | Recessed, 6" Recessed, 5" Recessed, 5" or 6" Recessed Home > Energy Star Qualified Products > 5 Inch to 6 Inch 18 Watt 1250 Lumen LED Recessed Downlight Retrofit 4000K - E26 and GU24 Adapter Included Product Specifications - Quick Reference Lamp Wattage: Working Voltage: 18 Watts 120 Volt Dimensions: Rated Life: 7.52" W x 3.03" H 35,000 Hours Incandescent Equiv: Dimmable: 100 Watts - 1250 Lumens Yes - Down to 10% Baffle Color: Trim Ring Color: White White Light Color: CRI: 4000K Cool White 90 CRI Certifications: Warranty: Energy Star, T20, T24 5 Year Limited For over 38 years, EiKO has been delivering one of the industry's best lighting products. Carrying over 5,000 SKUs and a broad selection, EiKO is committed to providing innovative products, unique solutions, and unmatched support to its customers. Now, EiKO has released their DK6 Series, 5 or 6 inch LED downlight retrofit kits. These downlight kits are ultra-efficient and designed to retrofit into existing incandescent recessed downlights. The integrated LEDs reduce energy consumption up to 80% when compared to 65 Watt incandescent light bulbs and they last 30 times longer! These downlight retrofits come with Medium E26 bases for easy direct replacement. This is the EiKO DK6-18W/12.5/940-D-120-W/B (10347), a replacement for LED-DK6-15W940-DIM-G7 (09687), dimmable 5 to 6 inch recessed 4000K LED Retrofit with a White Baffle and White Trim Ring. EiKO's Retrofit LED Downlights are ultra-efficient, super-easy and very affordable. These LED downlight kits provide 1250 lumens of either 2700K, 3000K, 4000K or 5000K brilliant illumination equivalent to the output of a 100 watt BR30 incandescent bulb but requires just 18 watts of energy use. These dedicated 120 volt trims meet ENERGY STAR requirements, Title 20 Compliant, Title 24 Compliant, as well as being Wet Location Rated and IC Rated for use in insulated ceilings. The 10347 from EiKO is instant-on with no warm-up time, and it does fit many popular 5" or 6" recessed downlight fixtures. The trim is integrated white aluminum that is power coated. This LED downlight has an incredible CRI of 90! All your colors will stand out under this light. Click here to see the complete EiKO DK6 Series LED Downlight Retrofit Specification Sheet. The EiKO DK6 Series has many different application uses including: healthcare, hospitality, office, property management, residential, and retail. Click here to see the complete EiKO DK6 Series LED Downlight Retrofit Installation Instructions. Eiko 5 Inch to 6 Inch 18 Watt 1250 Lumen LED Recessed Downlight Retrofit 4000K - E26 and GU24 Adapter Included | 4000 | 90 | 1250 | 69.4444 | 35000 | 18 | 1 | 12.27 | 12.27 | 14.4177 | 2020Q2 | https://www.greenelectricalsupply.com/eiko-5-or-6-inch-18-watt-led-recessed-downlight-retrofit-kit-4000k-1.aspx | Green Electrical Supply | 2020 | Yes
LED Lighting | Downlight | Manufacturer: Eiko | True | Daylighting/Photocell, |  |  | Medium E26, GU24 | Recessed, 6" Recessed, 5" Recessed, 5" or 6" Recessed Home > Energy Star Qualified Products > 5 Inch to 6 Inch 18 Watt 1250 Lumen LED Recessed Downlight Retrofit 5000K - E26 and GU24 Adapter Included Product Specifications - Quick Reference Lamp Wattage: Working Voltage: 18 Watts 120 Volt Dimensions: Rated Life: 7.52" W x 3.03" H 35,000 Hours Incandescent Equiv: Dimmable: 100 Watts - 1250 Lumens Yes - Down to 10% Baffle Color: Trim Ring Color: White White Light Color: CRI: 5000K Daylight 90 CRI Certifications: Warranty: Energy Star, T20, T24 5 Year Limited For over 38 years, EiKO has been delivering one of the industry's best lighting products. Carrying over 5,000 SKUs and a broad selection, EiKO is committed to providing innovative products, unique solutions, and unmatched support to its customers. Now, EiKO has released their DK6 Series, 5 or 6 inch LED downlight retrofit kits. These downlight kits are ultra-efficient and designed to retrofit into existing incandescent recessed downlights. The integrated LEDs reduce energy consumption up to 80% when compared to 65 Watt incandescent light bulbs and they last 30 times longer! These downlight retrofits come with both Medium E26 bases and GU24 for easy direct replacement. This is the EiKO DK6-18W/12.5/950-D-120-W/B (10350), a replacement for LED-DK6-15W950-DIM-G7 (09688), dimmable 5 to 6 inch recessed 5000K LED Retrofit with a White Baffle and White Trim Ring. EiKO's Retrofit LED Downlights are ultra-efficient, super-easy and very affordable. These LED downlight kits provide 1250 lumens of either 2700K, 3000K, 4000K or 5000K brilliant illumination equivalent to the output of a 100 watt BR30 incandescent bulb but requires just 18 watts of energy use. These dedicated 120 volt trims meet ENERGY STAR requirements, Title 20 Compliant, Title 24 Compliant, as well as being Wet Location Rated and IC Rated for use in insulated ceilings. The 10350 from EiKO is instant-on with no warm-up time, and it does fit many popular 5" or 6" recessed downlight fixtures. The trim is integrated white aluminum that is power coated. This LED downlight has an incredible CRI of 90! All your colors will stand out under this light. Click here to see the complete EiKO DK6 Series LED Downlight Retrofit Specification Sheet. The EiKO DK6 Series has many different application uses including: healthcare, hospitality, office, property management, residential, and retail. Click here to see the complete EiKO DK6 Series LED Downlight Retrofit Installation Instructions. Eiko 5 Inch to 6 Inch 18 Watt 1250 Lumen LED Recessed Downlight Retrofit 5000K - E26 and GU24 Adapter Included | 5000 | 90 | 1250 | 69.4444 | 35000 | 18 | 1 | 12.3 | 12.3 | 14.453 | 2020Q2 | https://www.greenelectricalsupply.com/eiko-5-or-6-inch-18-watt-led-recessed-downlight-retrofit-kit-5000k.aspx | Green Electrical Supply | 2020 | Yes
LED Lighting | Downlight | Manufacturer: Eiko | True |  |  |  |  | 6" Recessed Home > Light Emitting Diodes (LEDs) > LED Recessed Fixtures > 6" Recessed Retrofits > 6 Inch 12 Watt 1000 Lumen 120-277V 4000K Commercial LED Down Light Retrofit Kit Product Specifications - Quick Reference Lamp Wattage: Working Voltage: 12 Watts 100-277 VAC Housing Dimensions: Rated Life: 7.8" Dia x 5.67" H 50,000 Hours Delivered Lumens: 1,000 Lumens Dimmable: YES: 0-10V Only Light Color: Trim / Baffle: 4000K White / Silver Satin Certifications: Warranty: RoHS, UL, ENERGY STAR 5 Year Limited CDR Commercial Downlights are LED Retrofit options to replace legacy downlights in many existing architectural and commercial housings. Available in 6" or 8" options, the CDR Downlights offer easy installation and last up to 4x longer than CFL. These ENERGY STAR 6" CDR Commercial Downlight LED Retrofits are a perfect choice for use in your existing 6" non-IC recessed can applications. Eiko's LED retrofit cans combine low up-front cost, minimal labor, best-in-class energy efficiency and architectural-quality light to deliver an exceptional value for all your retrofit projects. Click here to see the complete Eiko LED 6 Inch Commercial Recessed Retrofit Down Light Specification Sheet. This Eiko CDR-6-10/85/840-SSW-DIM-U (10121) 4000 Kelvin (K) cool white LED down light operates on your existing 100 through 277 volt circuit and consumes just 12 watts. These LED retrofit lights generate 1,000 delivered lumens (or 85 Lumens Per Watt) and has a Color Rendering Index (CRI) of 80. The Eiko CDR-6-10/85/840-SSW-DIM-U 6" commercial LED down light retrofit offers out-of-the-box dimming compatibility using 0-10 volt controls and is suitable for damp locations. These LED fixtures carry a 5 year limited warranty. These 6" recessed can retrofit LED fixtures are rated for 50,000 hours based on the L70 Standard. The white trim is constructed with a heavy gauge anodized aluminum and the reflector has a silver satin finish. It also has a frosted lens for diffused lighting with no dark spot. This commercial grade LED retrofit trim module is supplied with clips for secure installation into multiple housing types. This quality down light retrofit is supplied with an external driver, for easy retrofit and maintenance, and the power supply features integral thermal protection. The one-piece design with pre-wired conduit is quick and easy to install into existing recessed frames. Typical Applications Typical applications for the Eiko CDR-6-10/85/840-SSW-DIM-U (10121) 12 watt 6" CFL, HID or Incandescent LED down light replacement retrofit kit include commercial atriums, soffets, living room, and general decorative indoor lighting in residential, office, retail, restaurant, school, hospital and hotel/motel locations. Eiko 6 Inch 12 Watt 1000 Lumen 120-277V 4000K Commercial LED Down Light Retrofit Kit | 4000 | 80 | 1000 | 83.3333 | 50000 | 12 | 1 | 49.66 | 49.66 | 58.3524 | 2020Q2 | https://www.greenelectricalsupply.com/eiko-cdr-high-hat-6-inch-12w-led-commercial-downlight-retrofit-4000k.aspx | Green Electrical Supply | 2020 | Yes
LED Lighting | Downlight | Manufacturer: Eiko | True |  |  |  |  | 6" Recessed Home > Light Emitting Diodes (LEDs) > LED Recessed Fixtures > 6" Recessed Retrofits > 6 Inch 18 Watt 1500 Lumen 120-277V LED Commercial Downlight Retrofit 4000K Product Specifications - Quick Reference Lamp Wattage: Working Voltage: 18 Watts 100-277 VAC Housing Dimensions: Rated Life: 7.8" Dia x 5.67" H 50,000 Hours Delivered Lumens: 1,500 Lumens Dimmable: YES: 0-10V Only Light Color: Trim / Baffle: 4000K White / Silver Satin Certifications: Warranty: RoHS, UL, ENERGY STAR 5 Year Limited CDR Commercial Downlights are LED Retrofit options to replace legacy downlights in many existing architectural and commercial housings. Available in 6" or 8" options, the CDR Downlights offer easy installation and last up to 4x longer than CFL. These ENERGY STAR 6" CDR Commercial Downlight LED Retrofits are a perfect choice for use in your existing 6" non-IC recessed can applications. Eiko's LED retrofit cans combine low up-front cost, minimal labor, best-in-class energy efficiency and architectural-quality light to deliver an exceptional value for all your retrofit projects. Click here to see the complete Eiko LED 6 Inch Commercial Recessed Retrofit Down Light Specification Sheet. This Eiko CDR-6-15/85/840-SSW-DIM-U (10115) 4000 Kelvin (K) cool white LED down light operates on your existing 100 through 277 volt circuit and consumes just 18 watts. These LED retrofit lights generate 1,500 delivered lumens (or 85 Lumens Per Watt) and has a Color Rendering Index (CRI) of 80. The Eiko CDR-6-15/85/840-SSW-DIM-U 6" commercial LED down light retrofit offers out-of-the-box dimming compatibility using 0-10 volt controls and is suitable for damp locations. These LED fixtures carry a 5 year limited warranty. These 6" recessed can retrofit LED fixtures are rated for 50,000 hours based on the L70 Standard. The white trim is constructed with a heavy gauge anodized aluminum and the reflector has a silver satin finish. It also has a frosted lens for diffused lighting with no dark spot. This commercial grade LED retrofit trim module is supplied with clips for secure installation into multiple housing types. This quality down light retrofit is supplied with an external driver, for easy retrofit and maintenance, and the power supply features integral thermal protection. The one-piece design with pre-wired conduit is quick and easy to install into existing recessed frames. Typical Applications Typical applications for the Eiko CDR-6-15/85/840-SSW-DIM-U (10121) 18 watt 6" CFL, HID or Incandescent LED down light replacement retrofit kit include commercial atriums, soffets, living room, and general decorative indoor lighting in residential, office, retail, restaurant, school, hospital and hotel/motel locations. Eiko 6 Inch 18 Watt 1500 Lumen 120-277V LED Commercial Downlight Retrofit 4000K | 4000 | 80 | 1500 | 83.3333 | 50000 | 18 | 1 | 54.23 | 54.23 | 63.7223 | 2020Q2 | https://www.greenelectricalsupply.com/eiko-cdr-high-hat-6-inch-18w-led-commercial-downlight-retrofit-4000k.aspx | Green Electrical Supply | 2020 | Yes
LED Lighting | Downlight | Manufacturer: Eiko | True |  |  |  |  | 6" Recessed Home > Light Emitting Diodes (LEDs) > LED Recessed Fixtures > 6" Recessed Retrofits > 6 Inch 27 Watt 2300 Lumen 120-277V LED Commercial Downlight Retrofit 4000K Product Specifications - Quick Reference Lamp Wattage: Working Voltage: 27 Watts 100-277 VAC Housing Dimensions: Rated Life: 7.8" Dia x 5.67" H 50,000 Hours Delivered Lumens: 2,300 Lumens Dimmable: YES: 0-10V Only Light Color: Trim / Baffle: 4000K White / Silver Satin Certifications: Warranty: RoHS, UL, ENERGY STAR 5 Year Limited CDR Commercial Downlights are LED Retrofit options to replace legacy downlights in many existing architectural and commercial housings. Available in 6" or 8" options, the CDR Downlights offer easy installation and last up to 4x longer than CFL. These ENERGY STAR 6" CDR Commercial Downlight LED Retrofits are a perfect choice for use in your existing 6" non-IC recessed can applications. Eiko's LED retrofit cans combine low up-front cost, minimal labor, best-in-class energy efficiency and architectural-quality light to deliver an exceptional value for all your retrofit projects. Click here to see the complete Eiko LED 6 Inch Commercial Recessed Retrofit Down Light Specification Sheet. This Eiko CDR-6-23/85/840-SSW-DIM-U (10116) 4000 Kelvin (K) cool white LED down light operates on your existing 100 through 277 volt circuit and consumes just 27 watts. These LED retrofit lights generate 2,300 delivered lumens (or 85 Lumens Per Watt) and has a Color Rendering Index (CRI) of 80. The Eiko CDR-6-23/85/840-SSW-DIM-U 6" commercial LED down light retrofit offers out-of-the-box dimming compatibility using 0-10 volt controls and is suitable for damp locations. These LED fixtures carry a 5 year limited warranty. These 6" recessed can retrofit LED fixtures are rated for 50,000 hours based on the L70 Standard. The white trim is constructed with a heavy gauge anodized aluminum and the reflector has a silver satin finish. It also has a frosted lens for diffused lighting with no dark spot. This commercial grade LED retrofit trim module is supplied with clips for secure installation into multiple housing types. This quality down light retrofit is supplied with an external driver, for easy retrofit and maintenance, and the power supply features integral thermal protection. The one-piece design with pre-wired conduit is quick and easy to install into existing recessed frames. Typical Applications Typical applications for the Eiko CDR-6-23/85/840-SSW-DIM-U (10116) 27 watt 6" CFL, HID or Incandescent LED down light replacement retrofit kit include commercial atriums, soffets, living room, and general decorative indoor lighting in residential, office, retail, restaurant, school, hospital and hotel/motel locations. Eiko 6 Inch 27 Watt 2300 Lumen 120-277V LED Commercial Downlight Retrofit 4000K | 4000 | 80 | 2300 | 85.1852 | 50000 | 27 | 1 | 58.81 | 58.81 | 69.104 | 2020Q2 | https://www.greenelectricalsupply.com/eiko-cdr-high-hat-6-inch-27w-led-commercial-downlight-retrofit-4000k.aspx | Green Electrical Supply | 2020 | Yes
LED Lighting | Downlight | Manufacturer: Eiko | True |  |  |  | GX24q-2 | 8" Recessed Home > Light Emitting Diodes (LEDs) > LED Recessed Fixtures > 8" Recessed Retrofits > 8 Inch 12 Watt 1000 Lumen 120-277V LED Commercial High Hat Down Light Retrofit 4000K Product Specifications - Quick Reference Lamp Wattage: Working Voltage: 12 Watts 100-277 VAC Housing Dimensions: Rated Life: 9.25" Dia x 6.3" H 50,000 Hours Delivered Lumens: 1,000 Lumens Dimmable: YES: 0-10V Only Light Color: Trim / Baffle: 4000K White / Silver Satin Certifications: Warranty: RoHS, UL, ENERGY STAR 5 Year Limited CDR Commercial Downlights are LED Retrofit options to replace legacy downlights in many existing architectural and commercial housings. Available in 6" or 8" options, the CDR Downlights offer easy installation and last up to 4x longer than CFL. These ENERGY STAR 8" CDR Commercial Downlight LED Retrofits are a perfect choice for use in your existing 8" non-IC recessed can applications. Eiko's LED retrofit cans combine low up-front cost, minimal labor, best-in-class energy efficiency and architectural-quality light to deliver an exceptional value for all your retrofit projects. Click here to see the complete Eiko LED 8 Inch Commercial Recessed Retrofit Down Light Specification Sheet. This Eiko CDR-8-10/85/840-SSW-DIM-U (10117) 4000 Kelvin (K) cool white LED down light operates on your existing 100 through 277 volt circuit and consumes just 12 watts. These LED retrofit lights generate 1,000 delivered lumens (or 85 Lumens Per Watt) and has a Color Rendering Index (CRI) of 80. The Eiko CDR-8-10/85/840-SSW-DIM-U 8" commercial LED down light retrofit offers out-of-the-box dimming compatibility using 0-10 volt controls and is suitable for damp locations. These LED fixtures carry a 5 year limited warranty. These 8" recessed can retrofit LED fixtures are rated for 50,000 hours based on the L70 Standard. The white trim is constructed with a heavy gauge anodized aluminum and the reflector has a silver satin finish. It also has a frosted lens for diffused lighting with no dark spot. This commercial grade LED retrofit trim module is supplied with clips for secure installation into multiple housing types. This quality down light retrofit is supplied with an external driver, for easy retrofit and maintenance, and the power supply features integral thermal protection. The one-piece design with pre-wired conduit is quick and easy to install into existing recessed frames. Typical Applications Typical applications for the Eiko CDR-8-10/85/840-SSW-DIM-U (10117) 12 watt 8" CFL, HID or Incandescent LED down light replacement retrofit kit include commercial atriums, soffets, living room, and general decorative indoor lighting in residential, office, retail, restaurant, school, hospital and hotel/motel locations. Eiko 8 Inch 12 Watt 1000 Lumen 120-277V LED Commercial High Hat Down Light Retrofit 4000K | 4000 | 80 | 1000 | 83.3333 | 50000 | 12 | 1 | 54.58 | 54.58 | 64.1336 | 2020Q2 | https://www.greenelectricalsupply.com/eiko-cdr-high-hat-8-inch-12w-led-commercial-downlight-retrofit-4000k.aspx | Green Electrical Supply | 2020 | Yes
LED Lighting | Downlight | Manufacturer: Eiko | True |  |  |  |  | 8" Recessed Home > Light Emitting Diodes (LEDs) > LED Recessed Fixtures > 8" Recessed Retrofits > 8 Inch 18 Watt 1500 Lumen 120-277V LED Commercial High Hat Down Light Retrofit 4000K Product Specifications - Quick Reference Lamp Wattage: Working Voltage: 18 Watts 100-277 VAC Housing Dimensions: Rated Life: 9.25" Dia x 6.3" H 50,000 Hours Delivered Lumens: 1,500 Lumens Dimmable: YES: 0-10V Only Light Color: Trim / Baffle: 4000K White / Silver Satin Certifications: Warranty: RoHS, UL, ENERGY STAR 5 Year Limited CDR Commercial Downlights are LED Retrofit options to replace legacy downlights in many existing architectural and commercial housings. Available in 6" or 8" options, the CDR Downlights offer easy installation and last up to 4x longer than CFL. These ENERGY STAR 8" CDR Commercial Downlight LED Retrofits are a perfect choice for use in your existing 8" non-IC recessed can applications. Eiko's LED retrofit cans combine low up-front cost, minimal labor, best-in-class energy efficiency and architectural-quality light to deliver an exceptional value for all your retrofit projects. Click here to see the complete Eiko LED 8 Inch Commercial Recessed Retrofit Down Light Specification Sheet. This Eiko CDR-8-15/85/840-SSW-DIM-U (10118) 4000 Kelvin (K) cool white LED down light operates on your existing 100 through 277 volt circuit and consumes just 18 watts. These LED retrofit lights generate 1,500 delivered lumens (or 85 Lumens Per Watt) and has a Color Rendering Index (CRI) of 80. The Eiko CDR-8-15/85/840-SSW-DIM-U 8" commercial LED down light retrofit offers out-of-the-box dimming compatibility using 0-10 volt controls and is suitable for damp locations. These LED fixtures carry a 5 year limited warranty. These 8" recessed can retrofit LED fixtures are rated for 50,000 hours based on the L70 Standard. The white trim is constructed with a heavy gauge anodized aluminum and the reflector has a silver satin finish. It also has a frosted lens for diffused lighting with no dark spot. This commercial grade LED retrofit trim module is supplied with clips for secure installation into multiple housing types. This quality down light retrofit is supplied with an external driver, for easy retrofit and maintenance, and the power supply features integral thermal protection. The one-piece design with pre-wired conduit is quick and easy to install into existing recessed frames. Typical Applications Typical applications for the Eiko CDR-8-15/85/840-SSW-DIM-U (10118) 18 watt 8" CFL, HID or Incandescent LED down light replacement retrofit kit include commercial atriums, soffets, living room, and general decorative indoor lighting in residential, office, retail, restaurant, school, hospital and hotel/motel locations. Eiko 8 Inch 18 Watt 1500 Lumen 120-277V LED Commercial High Hat Down Light Retrofit 4000K | 4000 | 80 | 1500 | 83.3333 | 50000 | 18 | 1 | 59.18 | 59.18 | 69.5388 | 2020Q2 | https://www.greenelectricalsupply.com/eiko-cdr-high-hat-8-inch-18w-led-commercial-downlight-retrofit-4000k.aspx | Green Electrical Supply | 2020 | Yes
LED Lighting | Downlight | Manufacturer: Eiko | True |  |  |  |  | 8" Recessed Home > Light Emitting Diodes (LEDs) > LED Recessed Fixtures > 8" Recessed Retrofits > 8 Inch 24 Watt 2000 Lumen 120-277V LED Commercial High Hat Down Light Retrofit 4000K Product Specifications - Quick Reference Lamp Wattage: Working Voltage: 24 Watts 100-277 VAC Housing Dimensions: Rated Life: 9.25" Dia x 6.3" H 50,000 Hours Delivered Lumens: 2,000 Lumens Dimmable: YES: 0-10V Only Light Color: Trim / Baffle: 4000K White / Silver Satin Certifications: Warranty: RoHS, UL, ENERGY STAR 5 Year Limited CDR Commercial Downlights are LED Retrofit options to replace legacy downlights in many existing architectural and commercial housings. Available in 6" or 8" options, the CDR Downlights offer easy installation and last up to 4x longer than CFL. These ENERGY STAR 8" CDR Commercial Downlight LED Retrofits are a perfect choice for use in your existing 8" non-IC recessed can applications. Eiko's LED retrofit cans combine low up-front cost, minimal labor, best-in-class energy efficiency and architectural-quality light to deliver an exceptional value for all your retrofit projects. Click here to see the complete Eiko LED 8 Inch Commercial Recessed Retrofit Down Light Specification Sheet. This Eiko CDR-8-20/85/840-SSW-DIM-U (10119) 4000 Kelvin (K) cool white LED down light operates on your existing 100 through 277 volt circuit and consumes just 24 watts. These LED retrofit lights generate 2,000 delivered lumens (or 85 Lumens Per Watt) and has a Color Rendering Index (CRI) of 80. The Eiko CDR-8-20/85/840-SSW-DIM-U 8" commercial LED down light retrofit offers out-of-the-box dimming compatibility using 0-10 volt controls and is suitable for damp locations. These LED fixtures carry a 5 year limited warranty. These 8" recessed can retrofit LED fixtures are rated for 50,000 hours based on the L70 Standard. The white trim is constructed with a heavy gauge anodized aluminum and the reflector has a silver satin finish. It also has a frosted lens for diffused lighting with no dark spot. This commercial grade LED retrofit trim module is supplied with clips for secure installation into multiple housing types. This quality down light retrofit is supplied with an external driver, for easy retrofit and maintenance, and the power supply features integral thermal protection. The one-piece design with pre-wired conduit is quick and easy to install into existing recessed frames. Typical Applications Typical applications for the Eiko CDR-8-20/85/840-SSW-DIM-U (10119) 24 watt 8" CFL, HID or Incandescent LED down light replacement retrofit kit include commercial atriums, soffets, living room, and general decorative indoor lighting in residential, office, retail, restaurant, school, hospital and hotel/motel locations. Eiko 8 Inch 24 Watt 2000 Lumen 120-277V LED Commercial High Hat Down Light Retrofit 4000K | 4000 | 80 | 2000 | 83.3333 | 50000 | 24 | 1 | 63.83 | 63.83 | 75.0027 | 2020Q2 | https://www.greenelectricalsupply.com/eiko-cdr-high-hat-8-inch-24w-led-commercial-downlight-retrofit-4000k.aspx | Green Electrical Supply | 2020 | Yes
LED Lighting | Downlight | Manufacturer: Eiko | True |  |  |  |  | 8" Recessed Home > Light Emitting Diodes (LEDs) > LED Recessed Fixtures > 8" Recessed Retrofits > 8 Inch 40 Watt 3300 Lumen 120-277V LED Commercial High Hat Down Light Retrofit 4000K Product Specifications - Quick Reference Lamp Wattage: Working Voltage: 40 Watts 100-277 VAC Housing Dimensions: Rated Life: 9.25" Dia x 6.3" H 50,000 Hours Delivered Lumens: 3,300 Lumens Dimmable: YES: 0-10V Only Light Color: Trim / Baffle: 4000K White / Silver Satin Certifications: Warranty: RoHS, UL, ENERGY STAR 5 Year Limited CDR Commercial Downlights are LED Retrofit options to replace legacy downlights in many existing architectural and commercial housings. Available in 6" or 8" options, the CDR Downlights offer easy installation and last up to 4x longer than CFL. These ENERGY STAR 8" CDR Commercial Downlight LED Retrofits are a perfect choice for use in your existing 8" non-IC recessed can applications. Eiko's LED retrofit cans combine low up-front cost, minimal labor, best-in-class energy efficiency and architectural-quality light to deliver an exceptional value for all your retrofit projects. Click here to see the complete Eiko LED 8 Inch Commercial Recessed Retrofit Down Light Specification Sheet. This Eiko CDR-8-33/85/840-SSW-DIM-U (10120) 4000 Kelvin (K) cool white LED down light operates on your existing 100 through 277 volt circuit and consumes just 40 watts. These LED retrofit lights generate 3,300 delivered lumens (or 85 Lumens Per Watt) and has a Color Rendering Index (CRI) of 80. The Eiko CDR-8-33/85/840-SSW-DIM-U 8" commercial LED down light retrofit offers out-of-the-box dimming compatibility using 0-10 volt controls and is suitable for damp locations. These LED fixtures carry a 5 year limited warranty. These 8" recessed can retrofit LED fixtures are rated for 50,000 hours based on the L70 Standard. The white trim is constructed with a heavy gauge anodized aluminum and the reflector has a silver satin finish. It also has a frosted lens for diffused lighting with no dark spot. This commercial grade LED retrofit trim module is supplied with clips for secure installation into multiple housing types. This quality down light retrofit is supplied with an external driver, for easy retrofit and maintenance, and the power supply features integral thermal protection. The one-piece design with pre-wired conduit is quick and easy to install into existing recessed frames. Typical Applications Typical applications for the Eiko CDR-8-33/85/840-SSW-DIM-U (10120) 40 watt 8" CFL, HID or Incandescent LED down light replacement retrofit kit include commercial atriums, soffets, living room, and general decorative indoor lighting in residential, office, retail, restaurant, school, hospital and hotel/motel locations. Eiko 8 Inch 40 Watt 3300 Lumen 120-277V LED Commercial High Hat Down Light Retrofit 4000K | 4000 | 80 | 3300 | 82.5 | 50000 | 40 | 1 | 69.23 | 69.23 | 81.3479 | 2020Q2 | https://www.greenelectricalsupply.com/eiko-cdr-high-hat-8-inch-40w-led-commercial-downlight-retrofit-4000k.aspx | Green Electrical Supply | 2020 | Yes
LED Lighting | Downlight | Manufacturer: Eiko | False |  |  | A19/A21 | Medium E26 | Home > Closeout Fixtures and Light Bulbs > 7W Non Dimmable LED A19 3000K Product Specifications - Quick Reference Input Voltage: Dimming: 120 Volt AC NOT Dimmable Dimensions: Beam Angle: 2.52" W x 4.41" MOL 240 Degree LED Color: 3000 Kelvin Life Time: 25,000 Hours Power Consumption: Luminous Efficacy: 7 Watts 60 lm/W CRI / Luminous Flux: Certifications: 80+ CRI / 420 Lumens cULus Every industry thrives on new and forward thinking technology. While LED's are not new, in recent years their performance and reliability have improved to make them a more viable option for general and task-oriented lighting. Eikos extended line of LED linear and replacement lamps truly represent the next generation in lighting by saving you time, money, and energy through the use of quality Cree chips for long life, superior lumen and color maintenance. They also feature instant, flicker-free start-up and no off-state power draw. We have seen where some people are looking for the cheapest LED light bulbs, or, lowest cost LED bulb, or, even, the best price LED light bulbs. You don't have to hunt because you have just found it - and - it has great quality to boot! This item is the Eiko LED7WA19/240/830K-G4A (90032). It is a cost-effective LED solution for replacing your existing 40 watt standard incandescent A-lamps. They consume 85% less energy while lasting 25x longer than the 40W incandescent light bulbs they replace. The LED7WA19/240/830K-G4A is a NON- dimmable LED light bulb (dimmable versions are also available). Not only do they look like your 40 watt incandescent light bulb, they are also instant-on with no warm up shatterproof. With a 240 degree beam angle they are ideal for table lamps and wall sconces. Click here to see the Eiko Advantage LED A19 Specification Sheet. Now for the specifics on the 90032: It replaces your 40W incandescent light bulb but consumes just 7 Watts of 120V input power and generates 420 lumens of 80+ CRI 3000K light (that is a very nice 60 lumens per watt). They have long life - 25,000 hours - and offer a beam angle of 240 degrees. They are acceptable for ICAT rated downlights and are also designed for use in ceiling and pendant fixtures, floor and table lamps and wall sconces. The operating temperature range is from -4°F (-20°C) to 104°F (40°C). The Advantage series of LED light bulb, from Eiko, carry a 5 year limited warranty. Eiko 7W Non Dimmable LED A19 3000K | 3000 | 80 | 420 | 60 | 25000 | 7 | 1 | 4.22 | 4.22 | 4.9587 | 2020Q2 | https://www.greenelectricalsupply.com/eiko-led7wa19-240-830k-g4a-90032-7-watt-led-a19-3000k.aspx | Green Electrical Supply | 2020 | No
LED Lighting | Decorative | Manufacturer: Satco | True |  |  | FlameTip | Candelabra E12 | Home > Closeout Fixtures and Light Bulbs > 3.5 Watt Clear Flametip LED Filament Bulb E12 Candelabra Base 350 Lumens 3000K Product Specifications - Quick Reference Lamp Wattage: Working Voltage: 3.5 Watts 120 Volt Dimensions: Bulb Finish: 1-3/8" MOD x 4-11/16" MOL Clear Lumen Output: Incandescent Equivalent: 350 Lumens 40 Watts Dimmable: Rated Life: Yes 15,000 Hours Color Temperature: 3000K Warm White Warranty: 3 Year Limited If you are looking for the old fashioned Edison style flametip incandescent look and feel with all the energy efficient benefits LED technology can provide, this is the bulb for you. The Satco LED Filament Lamps are the perfect vintage light bulb with a historically accurate and beautifully reproduced design, perfect for use in restaurant, bar, hospitality and other decorative applications. The LEDs are aligned inside a clear lamp, for higher lumen output and more clear view of the filament, providing a traditional incandescent look and feel. This Satco S9891 3000K warm white smooth dimming antique style LED filament light operates on your existing 120V circuit and consumes just 3.5 watts. These clear CA11 flametip incandescent LED retrofit lights generate 350 lumens. The omni-directional filament LED light bulbs have a 360® beam angle for your 40W incandescent replacements. The S9891 is UL listed for totally enclosed fixtures and is damp location rated. Want that rustic look in your business, home or even wedding? These old fashioned light bulbs are perfect for you. They create that warm orange glow all while creating that steampunk or industrial design. Click here to see the complete Satco LED Filament Lamp S9891 Specification Sheet. These Satco CA11 flametip incandescent shape LED bulbs are rated for 15,000 hours with a 3 year limited warranty. The 120 volt LED light bulbs fit most fixtures with E12 Candelabra Base. The bulb's dimensions are 1-3/8" MOD by 4-11/16" inches MOL. These antique LED lights are compatible with many timers and dimmable using most 120V wall box dimmers (see a compatible dimmer option in the related products below). Satco 3.5 Watt Clear Flametip LED Filament Bulb E12 Candelabra Base 350 Lumens 3000K | 3000 | 80 | 350 | 100 | 15000 | 3.5 | 1 | 5.98 | 5.98 | 7.0267 | 2020Q2 | https://www.greenelectricalsupply.com/flametip-e12-candelabra-base-vintage-led-filament-3000k.aspx | Green Electrical Supply | 2020 | Yes
LED Lighting | Decorative | Manufacturer: Satco | True | Daylighting/Photocell, |  | FlameTip | Candelabra E12 | Home > Closeout Fixtures and Light Bulbs > 3.5 Watt FlameTip LED Filament Light Bulb E12 Candelabra Base 5000K Product Specifications - Quick Reference Lamp Wattage: Working Voltage: 3.5 Watts 120 Volt Dimensions: Bulb Finish: 1-3/8" MOD x 5" MOL Clear Lumen Output: Incandescent Equivalent: 350 Lumens 40 Watts Dimmable: Rated Life: Yes 15,000 Hours Color Temperature: 5000K Daylight Warranty: 3 Year Limited If you are looking for the old fashioned Edison style flametip incandescent look and feel with all the energy efficient benefits LED technology can provide, this is the bulb for you. The Satco LED Filament Lamps are the perfect vintage light bulb with a historically accurate and beautifully reproduced design, perfect for use in restaurant, bar, hospitality and other decorative applications. The LEDs are aligned inside a clear lamp, for higher lumen output and more clear view of the filament, providing a traditional incandescent look and feel. This Satco S9867 5000K daylight smooth dimming antique style LED filament light operates on your existing 120V circuit and consumes just 3.5 watts. These clear CFC flametip incandescent LED retrofit lights generate 350 lumens. The omni-directional filament LED light bulbs have a 360® beam angle for your 40W incandescent replacements. The S9867 is UL listed for totally enclosed fixtures and is damp location rated. Want that rustic look in your business, home or even wedding? These old fashioned light bulbs are perfect for you. They create that warm orange glow all while creating that steampunk or industrial design. Click here to see the complete Satco LED Filament Lamp S9867 Specification Sheet. These Satco CA11 Flametip incandescent shape LED bulbs are rated for 15,000 hours with a 3 year limited warranty. The 120 volt LED light bulbs fit most fixtures with E12 Candelabra Base. The bulb's dimensions are 1-3/8" MOD by 5" inches MOL. These antique LED lights are compatible with many timers and dimmable using most 120V wall box dimmers (see a compatible dimmer option in the related products below). Satco 3.5 Watt FlameTip LED Filament Light Bulb E12 Candelabra Base 5000K | 5000 | 80 | 350 | 100 | 15000 | 3.5 | 1 | 5.95 | 5.95 | 6.9915 | 2020Q2 | https://www.greenelectricalsupply.com/flametip-e12-candelabra-vintage-led-filament-daylight-5000k.aspx | Green Electrical Supply | 2020 | Yes
LED Lighting | Decorative | Manufacturer: Satco | True |  |  | FlameTip | Candelabra E12 | Home > LED Light Bulbs > LED Filament Bulbs > LED Flametip Filament Bulb > E12 Candelabra Base > 3.5 Watt Frosted Flametip LED Filament Bulb E12 Candelabra Base 350 Lumens 2700K ** Non-CEC Compliant - NOT Lawful for Sale in California ** Product Specifications - Quick Reference Lamp Wattage: Working Voltage: 3.5 Watts 120 Volt Dimensions: Bulb Finish: 1-3/8" MOD x 5" MOL Frosted Lumen Output: Incandescent Equivalent: 350 Lumens 40 Watts Dimmable: Rated Life: Yes 15,000 Hours Color Temperature: 2700K Warm White Warranty: 3 Year Limited If you are looking for the old fashioned Edison style flametip incandescent look and feel with all the energy efficient benefits LED technology can provide, this is the bulb for you. The Satco LED Filament Lamps are the perfect vintage light bulb with a historically accurate and beautifully reproduced design, perfect for use in restaurant, bar, hospitality and other decorative applications. The LEDs are aligned inside a clear lamp, for higher lumen output and more clear view of the filament, providing a traditional incandescent look and feel. This Satco S9869 2700K warm white smooth dimming antique style LED filament light operates on your existing 120V circuit and consumes just 3.5 watts. These clear CFC flametip incandescent LED retrofit lights generate 350 lumens. The omni-directional filament LED light bulbs have a 360® beam angle for your 40W incandescent replacements. The S9869 is UL listed for totally enclosed fixtures and is damp location rated. Want that rustic look in your business, home or even wedding? These old fashioned light bulbs are perfect for you. They create that warm orange glow all while creating that steampunk or industrial design. Click here to see the complete Satco LED Filament Lamp S9869 Specification Sheet. These Satco CFC flametip incandescent shape LED bulbs are rated for 15,000 hours with a 3 year limited warranty. The 120 volt LED light bulbs fit most fixtures with E12 Candelabra Base. The bulb's dimensions are 1-3/8" MOD by 5" inches MOL. These antique LED lights are compatible with many timers and dimmable using most 120V wall box dimmers (see a compatible dimmer option in the related products below). Satco 3.5 Watt Frosted Flametip LED Filament Bulb E12 Candelabra Base 350 Lumens 2700K | 2700 | 80 | 350 | 100 | 15000 | 3.5 | 1 | 5.95 | 5.95 | 6.9915 | 2020Q2 | https://www.greenelectricalsupply.com/frosted-flametip-e12-candelabra-vintage-led-filament-bulbs-2700k.aspx | Green Electrical Supply | 2020 | Yes
LED Lighting | Decorative | Manufacturer: Satco | True |  |  | Torpedo | Candelabra E12 | Home > LED Light Bulbs > LED Filament Bulbs > LED Torpedo Filament > E12 Candelabra Base > 3.5 Watt Frosted Torpedo LED Filament Bulb E12 Candelabra Base 350 Lumens 2700K ** Non-CEC Compliant - NOT Lawful for Sale in California ** Product Specifications - Quick Reference Lamp Wattage: Working Voltage: 3.5 Watts 120 Volt Dimensions: Bulb Finish: 1-3/8" MOD x 4-5/16" MOL Frosted Lumen Output: Incandescent Equivalent: 350 Lumens 40 Watts Dimmable: Rated Life: Yes 15,000 Hours Color Temperature: 2700K Warm White Warranty: 3 Year Limited If you are looking for the old fashioned Edison style torpedo incandescent look and feel with all the energy efficient benefits LED technology can provide, this is the bulb for you. The Satco LED Filament Lamps are the perfect vintage light bulb with a historically accurate and beautifully reproduced design, perfect for use in restaurant, bar, hospitality and other decorative applications. The LEDs are aligned inside a clear lamp, for higher lumen output and more clear view of the filament, providing a traditional incandescent look and feel. This Satco S9868 2700K warm white smooth dimming antique style LED filament light operates on your existing 120V circuit and consumes just 3.5 watts. These frosted CTC Torpedo incandescent LED retrofit lights generate 350 lumens. The omni-directional filament LED light bulbs have a 360® beam angle for your 40W incandescent replacements. The S9868 is UL listed for totally enclosed fixtures and is damp location rated. Want that rustic look in your business, home or even wedding? These old fashioned light bulbs are perfect for you. They create that warm orange glow all while creating that steampunk or industrial design. Click here to see the complete Satco LED Filament Lamp S9868 Specification Sheet. These Satco CTC torpedo incandescent shape LED bulbs are rated for 15,000 hours with a 3 year limited warranty. The 120 volt LED light bulbs fit most fixtures with E12 Candelabra Base. The bulb's dimensions are 1-3/8" MOD by 4-5/16" inches MOL. These antique LED lights are compatible with many timers and dimmable using most 120V wall box dimmers (see a compatible dimmer option in the related products below). Satco 3.5 Watt Frosted Torpedo LED Filament Bulb E12 Candelabra Base 350 Lumens 2700K | 2700 | 80 | 350 | 100 | 15000 | 3.5 | 1 | 5.95 | 5.95 | 6.9915 | 2020Q2 | https://www.greenelectricalsupply.com/frosted-torpedo-e12-candelabra-vintage-led-filament-2700k.aspx | Green Electrical Supply | 2020 | Yes
LED Lighting | Decorative | Manufacturer: Satco | True |  |  | G16 | Candelabra E12 | Home > Closeout Fixtures and Light Bulbs > 3.5 Watt G16 Globe LED Filament Bulb E12 Candelabra Base 120V 2700K Product Specifications - Quick Reference Lamp Wattage: Working Voltage: 3.5 Watts 120 Volt Dimensions: Bulb Finish: 2-1/16" MOD x 3-3/16" MOL Clear Lumen Output: Incandescent Equivalent: 350 Lumens 40 Watts Dimmable: Rated Life: Yes 15,000 Hours Color Temperature: 2700K Warm White Warranty: 3 Year Limited If you are looking for the old fashioned Edison style G16.5 incandescent look and feel with all the energy efficient benefits LED technology can provide, this is the bulb for you. The Satco LED Filament Lamps are the perfect vintage light bulb with a historically accurate and beautifully reproduced design, perfect for use in restaurant, bar, hospitality and other decorative applications. The LEDs are aligned inside a clear lamp, for higher lumen output and more clear view of the filament, providing a traditional incandescent look and feel. This Satco S9871 2700K warm white smooth dimming antique style LED filament light operates on your existing 120V circuit and consumes just 3.5 watts. These clear G16.5 tubular incandescent LED retrofit lights generate 350 lumens. The omni-directional filament LED light bulbs have a 360® beam angle for your 40W incandescent replacements. The S9871 is UL listed for totally enclosed fixtures and is damp location rated. Want that rustic look in your business, home or even wedding? These old fashioned light bulbs are perfect for you. They create that warm orange glow all while creating that steampunk or industrial design. Click here to see the complete Satco LED Filament Lamp S9871 Specification Sheet. These Satco globe G16.5 incandescent shape LED bulbs are rated for 15,000 hours with a 3 year limited warranty. The 120 volt LED light bulbs fit most fixtures with E12 Candelabra Base. The bulb's dimensions are 2-1/16" MOD by 3-3/16" inches MOL. These antique LED lights are compatible with many timers and dimmable using most 120V wall box dimmers (see a compatible dimmer option in the related products below). When used with incandescent dimmers, derate the dimmer's maximum load by 75%. Consult your local electrical code to ensure compliance. Satco 3.5 Watt G16 Globe LED Filament Bulb E12 Candelabra Base 120V 2700K | 2700 | 80 | 350 | 100 | 15000 | 3.5 | 1 | 5.75 | 5.75 | 6.7565 | 2020Q2 | https://www.greenelectricalsupply.com/g16-globe-e12-candelabra-base-led-filament-light-bulbs-2700k.aspx | Green Electrical Supply | 2020 | Yes
LED Lighting | Decorative | Manufacturer: Satco | True |  |  | G16 | Candelabra E12 | Home > LED Light Bulbs > LED Globe Bulbs > LED G16 Globe > 2.5 Watt G16 Globe LED Filament Bulb E12 Candelabra Base 120V 2700K ** Non-CEC Compliant - NOT Lawful for Sale in California ** Product Specifications - Quick Reference Lamp Wattage: Working Voltage: 2.5 Watts 120 Volt Dimensions: Bulb Finish: 2-1/16" MOD x 3-3/16" MOL Clear Lumen Output: Incandescent Equivalent: 200 Lumens 25 Watts Dimmable: Rated Life: Yes 15,000 Hours Color Temperature: 2700K Warm White Warranty: 3 Year Limited If you are looking for the old fashioned Edison style G16.5 incandescent look and feel with all the energy efficient benefits LED technology can provide, this is the bulb for you. The Satco LED Filament Lamps are the perfect vintage light bulb with a historically accurate and beautifully reproduced design, perfect for use in restaurant, bar, hospitality and other decorative applications. The LEDs are aligned inside a clear lamp, for higher lumen output and more clear view of the filament, providing a traditional incandescent look and feel. This Satco S9870 2700K warm white smooth dimming antique style LED filament light operates on your existing 120V circuit and consumes just 2.5 watts. These clear G16.5 tubular incandescent LED retrofit lights generate 200 lumens. The omni-directional filament LED light bulbs have a 360® beam angle for your 25W incandescent replacements. The S9870 is UL listed for totally enclosed fixtures and is damp location rated. Want that rustic look in your business, home or even wedding? These old fashioned light bulbs are perfect for you. They create that warm orange glow all while creating that steampunk or industrial design. Click here to see the complete Satco LED Filament Lamp S9870 Specification Sheet. These Satco globe G16.5 incandescent shape LED bulbs are rated for 15,000 hours with a 3 year limited warranty. The 120 volt LED light bulbs fit most fixtures with E12 Candelabra Base. The bulb's dimensions are 2-1/16" MOD by 3-3/16" inches MOL. These antique LED lights are compatible with many timers and dimmable using most 120V wall box dimmers (see a compatible dimmer option in the related products below). When used with incandescent dimmers, derate the dimmer's maximum load by 75%. Consult your local electrical code to ensure compliance. Satco 2.5 Watt G16 Globe LED Filament Bulb E12 Candelabra Base 120V 2700K | 2700 | 80 | 200 | 80 | 15000 | 2.5 | 1 | 4.95 | 4.95 | 5.8164 | 2020Q2 | https://www.greenelectricalsupply.com/g16-globe-e12-candelabra-led-filament-bulbs-2700k.aspx | Green Electrical Supply | 2020 | Yes
LED Lighting | Decorative | Manufacturer: Satco | True |  |  | G25 | Medium E26 | Home > LED Light Bulbs > LED Filament Bulbs > LED Globe Filament > LED G25 Globe Filament > 4.5 Watt Amber LED G25 Globe Filament Bulb 380 Lumens 2200K Product Specifications - Quick Reference Lamp Wattage: Working Voltage: 4.5 Watts 120 Volt Dimensions: Bulb Finish: 4.375" x 3.13" (MOL) Transparent Amber Lumen Output: Incandescent Equivalent: 380 Lumens 40 Watt Dimmable: Rated Life: Yes 15,000 Hours Color Temperature: 2200K Warm White Warranty: 3 Year Limited If you are looking for the old fashioned Edison style G25 Globe incandescent look and feel with all the energy efficient benefits LED technology can provide, this is the bulb for you. The Satco LED Filament Lamps are the perfect vintage light bulb with an historically accurate and beautifully reproduced design, perfect for use in restaurant, bar, hospitality and other decorative applications. The LEDs are aligned inside a transparent amber lamp, for a traditional incandescent look and feel. This Satco S9584 2200K warm white smooth dimming antique style LED filament light operates on your existing 120V circuit and consumes just 4.5 watts. These transparent amber G25 globe incandescent LED retrofit lights generate 380 lumens. The omni-directional filament LED light bulbs have a 360® beam angle to perfectly replace your 40 watt incandescent bulbs. The S9584 is UL listed for totally enclosed fixtures and is damp location rated. Want that rustic look in your business, home or even wedding? These old fashioned light bulbs are perfect for you. They create that warm orange glow all while creating that steampunk or industrial design. Click here to see the complete Satco LED Filament Lamp S9584 Specification Sheet. These Satco G25 incandescent shape LED bulbs are rated for 15,000 hours with a 3 year limited warranty. The 120 volt LED light bulbs fit most fixtures with E26 base. The bulb's dimensions are 4.375" wide by 3.13" inches MOL. These antique LED lights are compatible with many timers and dimmable using most 120V wall box dimmers (see a compatible dimmer option in the related products below). When used with incandescent dimmers, derate the dimmer's maximum load by 75%. Consult your local electrical code to ensure compliance. Satco 4.5 Watt Amber LED G25 Globe Filament Bulb 380 Lumens 2200K | 2200 |  | 380 | 84.4444 | 15000 | 4.5 | 1 | 8.95 | 8.95 | 10.5166 | 2020Q2 | https://www.greenelectricalsupply.com/g25-globe-e26-base-amber-led-filament-light-bulbs.aspx | Green Electrical Supply | 2020 | Yes
LED Lighting | Decorative | Manufacturer: Green Creative | False |  |  | PL LED Retrofit | 2G11 - 4 Pin | By-Pass LED Home > LED Light Bulbs > LED PL Lamps > LED PLL Lamps > Ballast Bypass > 10 Watt 13 Inch LED PLL Lamp Ballast Bypass 120-277V 3500K 1200 Lumens Product Specifications - Quick Reference Input Voltage: Wattage 120-277 Volt 10 Watts Dimensions: Base: 12.7" MOL x 1.7" Width 4-Pin 2G11 LED Color: 3500K Bright White Rated Life Span: Up To 50,000 Hours Initial Lumens: Lumens per Watt: 1,200 Lumens 120 Lumens/Watt Tube Type: Certifications: T5 UL, cULus Green Creative, founded in 2010, is a solid-state lighting development and manufacturing company based in Silicon Valley, CA. The company offers a comprehensive line of high-performance LED lighting solutions which has been widely adopted by some of the largest companies in the world. Now, Green Creative is introducing a ballast bypass line of LED PLL replacement lamps, of all different sizes! These LED PLLs have a 2G11 (4-Pin) Base and are perfect to replace your CFL PL-L light bulbs. They come in four different sizes and two different color temperatures. Green Creative's 2G11 LED tube lights instantly turn on to full brightness with no flickering like a CFL would. The opaque glass eliminates pixilation and reduces glare while the plastic film prevents the glass from shattering. Remember - your fluorescent ballast must by bypassed to use these LED bulbs as they run on direct wire 120-277V line voltage. The Green Creative 2G11 10W LED/CFL Replacement Lamp, part number 34861 (10PLL/835/GL/BYP) is composed of a single twin T5 tube and features a 2G11 base. This base consists of four pins that are efficiently placed in a line at the bottom of the base. The 34861 produces 1,200 lumens of 3500K Bright White, for a total of 82 CRI. This model consumes just 10 watts of energy, replacing an 24W fluorescent lamp, for a total of over 40% energy savings. These savings are good for your pocket and the environment. These products are suitable for all indoor general lighting applications and damp locations but are not enclosed rated. Along with these certifications, this lamp is ballast bypass only. This means that there is no ballast or driver required and it must be installed by bypassing or removing the old ballast. For installation instructions, please refer to the specification sheet linked below. These lamps have a long life of 50,000 hours and come with a 5 year limited warranty. With a frost finish, these lamps measure 13 inches (MOL) and are wired directly with the universal 120-277V line voltage. An emergency inverter is available and is sold separately. For different sizes and color temperatures, please refer to the related products below or check out the chart below for complete dimensions and weights. Click here for the complete Green Creative Bypass LED PLL Lamps 2G11 Base Specification Sheet. Green Creative 10 Watt 13 Inch LED PLL Lamp Ballast Bypass 120-277V 3500K 1200 Lumens | 3500 | 82 | 1200 | 120 | 50000 | 10 | 1 | 14.58 | 14.58 | 17.1321 | 2020Q2 | https://www.greenelectricalsupply.com/green-10-watt-13-inch-led-pll-lamp-ballast-bypass-120-277v-3500k-1200-lumen.aspx | Green Electrical Supply | 2020 | Yes
LED Lighting | Decorative | Manufacturer: Green Creative | False |  |  | PL LED Retrofit | 2G11 - 4 Pin | By-Pass LED Home > LED Light Bulbs > LED PL Lamps > LED PLL Lamps > Ballast Bypass > 16 Watt 16.5 Inch LED PLL Lamp Ballast Bypass 120-277V 4000K 2000 Lumens Product Specifications - Quick Reference Input Voltage: Wattage 120-277 Volt 16 Watts Dimensions: Base: 16.4" MOL x 1.7" Width 4-Pin 2G11 LED Color: 4000K Cool White Rated Life Span: Up To 50,000 Hours Initial Lumens: Lumens per Watt: 2,000 Lumens 125 Lumens/Watt Tube Type: Certifications: T5 UL, cULus Green Creative, founded in 2010, is a solid-state lighting development and manufacturing company based in Silicon Valley, CA. The company offers a comprehensive line of high-performance LED lighting solutions which has been widely adopted by some of the largest companies in the world. Now, Green Creative is introducing a ballast bypass line of LED PLL replacement lamps, of all different sizes! These LED PLLs have a 2G11 (4-Pin) Base and are perfect to replace your CFL PL-L light bulbs. They come in four different sizes and two different color temperatures. Green Creative's 2G11 LED tube lights instantly turn on to full brightness with no flickering like a CFL would. The opaque glass eliminates pixilation and reduces glare while the plastic film prevents the glass from shattering. Remember - your fluorescent ballast must by bypassed to use these LED bulbs as they run on direct wire 120-277V line voltage. The Green Creative 2G11 16W LED/CFL Replacement Lamp, part number 34865 (16PLL/840/GL/BYP) is composed of a single twin T5 tube and features a 2G11 base. This base consists of four pins that are efficiently placed in a line at the bottom of the base. The 34865 produces 2,000 lumens of 4000K Cool White, for a total of 82 CRI. This model consumes just 16 watts of energy, replacing an 36W fluorescent lamp, for a total of over 40% energy savings. These savings are good for your pocket and the environment. These products are suitable for all indoor general lighting applications and damp locations and are enclosed rated. Along with these certifications, this lamp is ballast bypass only. This means that there is no ballast or driver required and it must be installed by bypassing or removing the old ballast. For installation instructions, please refer to the specification sheet linked below. These lamps have a long life of 50,000 hours and come with a 5 year limited warranty. With a frost finish, these lamps measure 16.4 inches (MOL) and are wired directly with the universal 120-277V line voltage. An emergency inverter is available and is sold separately. For different sizes and color temperatures, please refer to the related products below or check out the chart below for complete dimensions and weights. Click here for the complete Green Creative Bypass LED PLL Lamps 2G11 Base Specification Sheet. Green Creative 16 Watt 16.5 Inch LED PLL Lamp Ballast Bypass 120-277V 4000K 2000 Lumens | 4000 | 82 | 2000 | 125 | 50000 | 16 | 1 | 16.12 | 16.12 | 18.9416 | 2020Q2 | https://www.greenelectricalsupply.com/green-16-watt-16-inch-led-pll-lamp-ballast-bypass-120-277v-4000k-2000-lumen.aspx | Green Electrical Supply | 2020 | No
LED Lighting | Decorative | Manufacturer: Green Creative | False |  |  | PL LED Retrofit | 2G11 - 4 Pin | By-Pass LED Home > LED Light Bulbs > LED PL Lamps > LED PLL Lamps > Ballast Bypass > 17 Watt 22.5 Inch LED PLL Lamp Ballast Bypass 120-277V 3000K 2050 Lumens Product Specifications - Quick Reference Input Voltage: Wattage 120-277 Volt 17 Watts Dimensions: Base: 22.5" MOL x 1.7" Width 4-Pin 2G11 LED Color: 3000K Warm White Rated Life Span: Up To 50,000 Hours Initial Lumens: Lumens per Watt: 2,050 Lumens 121 Lumens/Watt Tube Type: Certifications: T5, UL, cULus, DLC Listed Green Creative, founded in 2010, is a solid-state lighting development and manufacturing company based in Silicon Valley, CA. The company offers a comprehensive line of high-performance LED lighting solutions which has been widely adopted by some of the largest companies in the world. Now, Green Creative is introducing a ballast bypass line of LED PLL replacement lamps, of all different sizes! These LED PLLs have a 2G11 (4-Pin) Base and are perfect to replace your CFL PL-L light bulbs. They come in four different sizes and two different color temperatures. Green Creative's 2G11 LED tube lights instantly turn on to full brightness with no flickering like a CFL would. The opaque glass eliminates pixilation and reduces glare while the plastic film prevents the glass from shattering. Remember - your fluorescent ballast must by bypassed to use these LED bulbs as they run on direct wire 120-277V line voltage. The Green Creative 2G11 17W LED/CFL Replacement Lamp, part number 34866 (17PLL/830/GL/BYP) is composed of a single twin T5 tube and features a 2G11 base. This base consists of four pins that are efficiently placed in a line at the bottom of the base. The 34866 produces 2,050 lumens of 3000K Warm White, for a total of 82 CRI. This model consumes just 17 watts of energy, replacing an 40W fluorescent lamp, for a total of over 40% energy savings. These savings are good for your pocket and the environment. These products are suitable for all indoor general lighting applications and damp locations and are enclosed rated. Along with these certifications, this lamp is ballast bypass only. This means that there is no ballast or driver required and it must be installed by bypassing or removing the old ballast. For installation instructions, please refer to the specification sheet linked below. These lamps are DLC Listed (DLC Product ID: PLK3YC8M8BQF) and have a long life of 50,000 hours and come with a 5 year limited warranty. With a frost finish, these lamps measure 22.5 inches (MOL) and are wired directly with the universal 120-277V line voltage. An emergency inverter is available and is sold separately. For different sizes and color temperatures, please refer to the related products below or check out the chart below for complete dimensions and weights. Click here for the complete Green Creative Bypass LED PLL Lamps 2G11 Base Specification Sheet. Green Creative 17 Watt 22.5 Inch LED PLL Lamp Ballast Bypass 120-277V 3000K 2050 Lumens | 3000 | 82 | 2000 | 117.6471 | 50000 | 17 | 1 | 19.21 | 19.21 | 22.5725 | 2020Q2 | https://www.greenelectricalsupply.com/green-17-watt-22-inch-led-pll-lamp-ballast-bypass-120-277v-3000k-2050-lumen.aspx | Green Electrical Supply | 2020 | No
LED Lighting | Decorative | Manufacturer: Green Creative | False |  |  | PL LED Retrofit | 2G11 - 4 Pin | By-Pass LED Home > LED Light Bulbs > LED PL Lamps > LED PLL Lamps > Ballast Bypass > 17 Watt 22.5 Inch LED PLL Lamp Ballast Bypass 120-277V 3500K 2050 Lumens Product Specifications - Quick Reference Input Voltage: Wattage 120-277 Volt 17 Watts Dimensions: Base: 22.5" MOL x 1.7" Width 4-Pin 2G11 LED Color: 3500K Bright White Rated Life Span: Up To 50,000 Hours Initial Lumens: Lumens per Watt: 2,150 Lumens 126 Lumens/Watt Tube Type: Certifications: T5 UL, cULus, DLC Green Creative, founded in 2010, is a solid-state lighting development and manufacturing company based in Silicon Valley, CA. The company offers a comprehensive line of high-performance LED lighting solutions which has been widely adopted by some of the largest companies in the world. Now, Green Creative is introducing a ballast bypass line of LED PLL replacement lamps, of all different sizes! These LED PLLs have a 2G11 (4-Pin) Base and are perfect to replace your CFL PL-L light bulbs. They come in four different sizes and two different color temperatures. Green Creative's 2G11 LED tube lights instantly turn on to full brightness with no flickering like a CFL would. The opaque glass eliminates pixilation and reduces glare while the plastic film prevents the glass from shattering. Remember - your fluorescent ballast must by bypassed to use these LED bulbs as they run on direct wire 120-277V line voltage. The Green Creative 2G11 17W LED/CFL Replacement Lamp, part number 34867 (17PLL/835/GL/BYP) is composed of a single twin T5 tube and features a 2G11 base. This base consists of four pins that are efficiently placed in a line at the bottom of the base. The 34867 produces 2,150 lumens of 3500K Bright White, for a total of 82 CRI. This model consumes just 17 watts of energy, replacing an 40W fluorescent lamp, for a total of over 40% energy savings. These savings are good for your pocket and the environment. These products are suitable for all indoor general lighting applications and damp locations and are enclosed rated. Along with these certifications, this lamp is ballast bypass only. This means that there is no ballast or driver required and it must be installed by bypassing or removing the old ballast. For installation instructions, please refer to the specification sheet linked below. These lamps are DLC Listed (DLC Product ID: PLEXEL7AALJT) and have a long life of 50,000 hours and come with a 5 year limited warranty. With a frost finish, these lamps measure 22.5 inches (MOL) and are wired directly with the universal 120-277V line voltage. An emergency inverter is available and is sold separately. For different sizes and color temperatures, please refer to the related products below or check out the chart below for complete dimensions and weights. Click here for the complete Green Creative Bypass LED PLL Lamps 2G11 Base Specification Sheet. Green Creative 17 Watt 22.5 Inch LED PLL Lamp Ballast Bypass 120-277V 3500K 2050 Lumens | 3500 | 82 | 2150 | 126.4706 | 50000 | 17 | 1 | 19.21 | 19.21 | 22.5725 | 2020Q2 | https://www.greenelectricalsupply.com/green-17-watt-22-inch-led-pll-lamp-ballast-bypass-120-277v-3500k-2050-lumen.aspx | Green Electrical Supply | 2020 | No
LED Lighting | Decorative | Manufacturer: Green Creative | False |  |  | PL LED Retrofit | 2G11 - 4 Pin | By-Pass LED Home > LED Light Bulbs > LED PL Lamps > LED PLL Lamps > Ballast Bypass > 17 Watt 22.5 Inch LED PLL Lamp Ballast Bypass 120-277V 4000K 2200 Lumens Product Specifications - Quick Reference Input Voltage: Wattage 120-277 Volt 17 Watts Dimensions: Base: 22.5" MOL x 1.7" Width 4-Pin 2G11 LED Color: 4000K Bright White Rated Life Span: Up To 50,000 Hours Initial Lumens: Lumens per Watt: 2,200 Lumens 129 Lumens/Watt Tube Type: Certifications: T5 UL, cULus, DLC Green Creative, founded in 2010, is a solid-state lighting development and manufacturing company based in Silicon Valley, CA. The company offers a comprehensive line of high-performance LED lighting solutions which has been widely adopted by some of the largest companies in the world. Now, Green Creative is introducing a ballast bypass line of LED PLL replacement lamps, of all different sizes! These LED PLLs have a 2G11 (4-Pin) Base and are perfect to replace your CFL PL-L light bulbs. They come in four different sizes and two different color temperatures. Green Creative's 2G11 LED tube lights instantly turn on to full brightness with no flickering like a CFL would. The opaque glass eliminates pixilation and reduces glare while the plastic film prevents the glass from shattering. Remember - your fluorescent ballast must by bypassed to use these LED bulbs as they run on direct wire 120-277V line voltage. The Green Creative 2G11 17W LED/CFL Replacement Lamp, part number 34868 (17PLL/840/GL/BYP) is composed of a single twin T5 tube and features a 2G11 base. This base consists of four pins that are efficiently placed in a line at the bottom of the base. The 34868 produces 2,200 lumens of 4000K Bright White, for a total of 82 CRI. This model consumes just 17 watts of energy, replacing an 40W fluorescent lamp, for a total of over 40% energy savings. These savings are good for your pocket and the environment. These products are suitable for all indoor general lighting applications and damp locations and are enclosed rated. Along with these certifications, this lamp is ballast bypass only. This means that there is no ballast or driver required and it must be installed by bypassing or removing the old ballast. For installation instructions, please refer to the specification sheet linked below. These lamps are DLC Listed (Product ID: PL04098JDOIG) and have a long life of 50,000 hours and come with a 5 year limited warranty. With a frost finish, these lamps measure 22.5 inches (MOL) and are wired directly with the universal 120-277V line voltage. An emergency inverter is available and is sold separately. For different sizes and color temperatures, please refer to the related products below or check out the chart below for complete dimensions and weights. Click here for the complete Green Creative Bypass LED PLL Lamps 2G11 Base Specification Sheet. Green Creative 17 Watt 22.5 Inch LED PLL Lamp Ballast Bypass 120-277V 4000K 2200 Lumens | 4000 | 82 | 2200 | 129.4118 | 50000 | 17 | 1 | 19.21 | 19.21 | 22.5725 | 2020Q2 | https://www.greenelectricalsupply.com/green-17-watt-22-inch-led-pll-lamp-ballast-bypass-120-277v-4000k-2200-lumen.aspx | Green Electrical Supply | 2020 | No
LED Lighting | Decorative | Manufacturer: Green Creative | False |  |  | PL LED Retrofit | 2G11 - 4 Pin | By-Pass LED Home > LED Light Bulbs > LED PL Lamps > LED PLL Lamps > Ballast Bypass > 8.5 Watt 9 Inch LED PLL Lamp Ballast Bypass 120-277V 3500K 950 Lumens Product Specifications - Quick Reference Input Voltage: Wattage 120-277 Volt 8.5 Watts Dimensions: Base: 8.5" MOL x 1.7" Width 4-Pin 2G11 LED Color: 3500K Bright White Rated Life Span: Up To 50,000 Hours Initial Lumens: Lumens per Watt: 950 Lumens 112 Lumens/Watt Tube Type: Certifications: T5 UL, cULus Green Creative, founded in 2010, is a solid-state lighting development and manufacturing company based in Silicon Valley, CA. The company offers a comprehensive line of high-performance LED lighting solutions which has been widely adopted by some of the largest companies in the world. Now, Green Creative is introducing a ballast bypass line of LED PLL replacement lamps, of all different sizes! These LED PLLs have a 2G11 (4-Pin) Base and are perfect to replace your CFL PL-L light bulbs. They come in four different sizes and two different color temperatures. Green Creative's 2G11 LED tube lights instantly turn on to full brightness with no flickering like a CFL would. The opaque glass eliminates pixilation and reduces glare while the plastic film prevents the glass from shattering. Remember - your fluorescent ballast must by bypassed to use these LED bulbs as they run on direct wire 120-277V line voltage. The Green Creative 2G11 8.5W LED/CFL Replacement Lamp, part number 34858 (8.5PLL/835/GL/BYP) is composed of a single twin T5 tube and features a 2G11 base. This base consists of four pins that are efficiently placed in a line at the bottom of the base. The 34858 produces 950 lumens of 3500K Bright White, for a total of 82 CRI. This model consumes just 8.5 watts of energy, replacing an 18W fluorescent lamp, for a total of over 40% energy savings. These savings are good for your pocket and the environment. These products are suitable for all indoor general lighting applications and damp locations but are not enclosed rated. Along with these certifications, this lamp is ballast bypass only. This means that there is no ballast or driver required and it must be installed by bypassing or removing the old ballast. For installation instructions, please refer to the specification sheet linked below. These lamps have a long life of 50,000 hours and come with a 5 year limited warranty. With a frost finish, these lamps measure 9 inches (MOL) and are wired directly with the universal 120-277V line voltage. An emergency inverter is available and is sold separately. For different sizes and color temperatures, please refer to the related products below or check out the chart below for complete dimensions and weights. Click here for the complete Green Creative Bypass LED PLL Lamps 2G11 Base Specification Sheet. Green Creative 8.5 Watt 9 Inch LED PLL Lamp Ballast Bypass 120-277V 3500K 950 Lumens | 3500 | 82 | 950 | 111.7647 | 50000 | 8.5 | 1 | 12.98 | 12.98 | 15.252 | 2020Q2 | https://www.greenelectricalsupply.com/green-8-5-watt-9-inch-led-pll-lamp-ballast-bypass-120-277v-3500k-950-lumens.aspx | Green Electrical Supply | 2020 | Yes
LED Lighting | Decorative | Manufacturer: Green Creative | False |  |  | PL LED Retrofit | 2G11 - 4 Pin | By-Pass LED Home > LED Light Bulbs > LED PL Lamps > LED PLL Lamps > Ballast Bypass > 8.5 Watt 9 Inch LED PLL Lamp Ballast Bypass 120-277V 4000K 980 Lumens Product Specifications - Quick Reference Input Voltage: Wattage 120-277 Volt 8.5 Watts Dimensions: Base: 8.5" MOL x 1.7" Width 4-Pin 2G11 LED Color: 4000K Cool White Rated Life Span: Up To 50,000 Hours Initial Lumens: Lumens per Watt: 980 Lumens 115 Lumens/Watt Tube Type: Certifications: T5 UL, cULus Green Creative, founded in 2010, is a solid-state lighting development and manufacturing company based in Silicon Valley, CA. The company offers a comprehensive line of high-performance LED lighting solutions which has been widely adopted by some of the largest companies in the world. Now, Green Creative is introducing a ballast bypass line of LED PLL replacement lamps, of all different sizes! These LED PLLs have a 2G11 (4-Pin) Base and are perfect to replace your CFL PL-L light bulbs. They come in four different sizes and two different color temperatures. Green Creative's 2G11 LED tube lights instantly turn on to full brightness with no flickering like a CFL would. The opaque glass eliminates pixilation and reduces glare while the plastic film prevents the glass from shattering. Remember - your fluorescent ballast must by bypassed to use these LED bulbs as they run on direct wire 120-277V line voltage. The Green Creative 2G11 8.5W LED/CFL Replacement Lamp, part number 34859 (8.5PLL/840/GL/BYP) is composed of a single twin T5 tube and features a 2G11 base. This base consists of four pins that are efficiently placed in a line at the bottom of the base. The 34859 produces 980 lumens of 4000K Cool White, for a total of 82 CRI. This model consumes just 8.5 watts of energy, replacing an 18W fluorescent lamp, for a total of over 40% energy savings. These savings are good for your pocket and the environment. These products are suitable for all indoor general lighting applications and damp locations but are not enclosed rated. Along with these certifications, this lamp is ballast bypass only. This means that there is no ballast or driver required and it must be installed by bypassing or removing the old ballast. For installation instructions, please refer to the specification sheet linked below. These lamps have a long life of 50,000 hours and come with a 5 year limited warranty. With a frost finish, these lamps measure 9 inches (MOL) and are wired directly with the universal 120-277V line voltage. An emergency inverter is available and is sold separately. For different sizes and color temperatures, please refer to the related products below or check out the chart below for complete dimensions and weights. Click here for the complete Green Creative Bypass LED PLL Lamps 2G11 Base Specification Sheet. Green Creative 8.5 Watt 9 Inch LED PLL Lamp Ballast Bypass 120-277V 4000K 980 Lumens | 4000 | 82 | 980 | 115.2941 | 50000 | 8.5 | 1 | 12.98 | 12.98 | 15.252 | 2020Q2 | https://www.greenelectricalsupply.com/green-8-5-watt-9-inch-led-pll-lamp-ballast-bypass-120-277v-4000k-980-lumens.aspx | Green Electrical Supply | 2020 | Yes
LED Lighting | Downlight | Manufacturer: Green Creative | True |  |  |  |  | 6" Recessed Home > Energy Star Qualified Products > 6 Inch 12 Watt 810 Lumen ThinFit LED Recessed Downlight with White Trim 2700K Product Specifications - Quick Reference Wattage: Dimensions: 11.6 Watts 6.84" Diameter by 1.77" High Beam Angle Operating Life: 100 degrees 40,000 hours Working Voltage: Color Temp: 120 Volt 2700K Warranty: Rating: 5 Year Limited IC Rated Light Output: 810 Lumens Certifications: Energy Star, cULus, FCC The Green Creative ThinFit Series of 4 & 6 new construction LED down lights use the latest in edge lighting technology to produce a smooth uniform lighting effect. These naturally low glare LED down lights integrate seamlessly into all ceiling applications. They will install quickly in both new construction and remodel installations as they install directly into the ceiling without the need for an additional Junction box (J-box) or recessed can. The slim design allows these IC-Rated downlights to fit into any ceiling, including those with shallow plenum space. All wiring takes place inside the integrated J-box which features a pre-installed wire clamp, quick connects and an easily removable lid. Save time and materials with these easy to install LED down lights. Click here to see the Green Creative ThinFit LED Down Light Installation Instructions. There are three color temperatures available to you from Green Creative - 2700K, 3000K and 4000K. The trim diameter and height on the 8.5DLNC4DIM 4" ThinFit models are 4.71 inches in diameter by 1.75 inches in height and the 11.6DLNC6DIM 6" ThinFit models are 6.84 inches in diameter by 1.77 inches in height. Each Green Creative ThinFit LED recessed down light carries a 5 year limited warranty. Click here to see the Green Creative ThinFit LED Down Light Specification Sheet. This item is the Green Creative 11.6DLNC6DIM/827 (58028). It is the slim, low profile, 11.6 watt, 6.84" x 1.77" thin, round, LED recessed down light with a white trim. The 11.6DLNC6DIM/827 is rated for direct contact with insulation (IC Rated) and is both UL Listed and ENERGY STAR Qualified. This 6 inch LED retrofit has a beam angle of 100 degrees, generates 810 lumens of 2700K light and is designed to replace up to 75 watt halogen or incandescent lights in recessed down light applications. They operate on 120V, 60Hz input voltage and are dimmable down to about 20% when using approved dimmer switches. Click here to see the Green Creative ThinFit 6" LED Down Light Dimmer Compatibility Chart. Green Creative 6 Inch 12 Watt 810 Lumen ThinFit LED Recessed Downlight with White Trim 2700K | 2700 | 82 | 810 | 69.8276 | 40000 | 11.6 | 1 | 20.58 | 20.58 | 24.1823 | 2020Q2 | https://www.greenelectricalsupply.com/green-creative-6-inch-thinfit-led-down-light-retrofit-2700k.aspx | Green Electrical Supply | 2020 | Yes
LED Lighting | Downlight | Manufacturer: Green Creative | True |  |  |  |  | 6" Recessed Home > Energy Star Qualified Products > 6 Inch 12 Watt 830 Lumen ThinFit LED Recessed Downlight with White Trim 3000K Product Specifications - Quick Reference Wattage: Dimensions: 11.6 Watts 6.84" Diameter by 1.77" High Beam Angle Operating Life: 100 degrees 40,000 hours Working Voltage: Color Temp: 120 Volt 3000K Warranty: Rating: 5 Year Limited IC Rated Light Output: 830 Lumens Certifications: Energy Star, cULus, FCC The Green Creative ThinFit Series of 4 & 6 new construction LED down lights use the latest in edge lighting technology to produce a smooth uniform lighting effect. These naturally low glare LED down lights integrate seamlessly into all ceiling applications. They will install quickly in both new construction and remodel installations as they install directly into the ceiling without the need for an additional Junction box (J-box) or recessed can. The slim design allows these IC-Rated downlights to fit into any ceiling, including those with shallow plenum space. All wiring takes place inside the integrated J-box which features a pre-installed wire clamp, quick connects and an easily removable lid. Save time and materials with these easy to install LED down lights. Click here to see the Green Creative ThinFit LED Down Light Installation Instructions. There are three color temperatures available to you from Green Creative - 2700K, 3000K and 4000K. The trim diameter and height on the 8.5DLNC4DIM 4" ThinFit models are 4.71 inches in diameter by 1.75 inches in height and the 11.6DLNC6DIM 6" ThinFit models are 6.84 inches in diameter by 1.77 inches in height. Each Green Creative ThinFit LED recessed down light carries a 5 year limited warranty. Click here to see the Green Creative ThinFit LED Down Light Specification Sheet. This item is the Green Creative 11.6DLNC6DIM/830 (58029). It is the slim, low profile, 11.6 watt, 6.84" x 1.77" thin, round, LED recessed down light with a white trim. The 11.6DLNC6DIM/830 is rated for direct contact with insulation (IC Rated) and is both UL Listed and ENERGY STAR Qualified. This 6 inch LED retrofit has a beam angle of 100 degrees, generates 830 lumens of 3000K light and is designed to replace up to 75 watt halogen or incandescent lights in recessed down light applications. They operate on 120V, 60Hz input voltage and are dimmable down to about 20% when using approved dimmer switches. Click here to see the Green Creative ThinFit 6" LED Down Light Dimmer Compatibility Chart. Green Creative 6 Inch 12 Watt 830 Lumen ThinFit LED Recessed Downlight with White Trim 3000K | 3000 | 82 | 830 | 71.5517 | 40000 | 11.6 | 1 | 20.58 | 20.58 | 24.1823 | 2020Q2 | https://www.greenelectricalsupply.com/green-creative-6-inch-thinfit-led-down-light-retrofit-3000k.aspx | Green Electrical Supply | 2020 | Yes
LED Lighting | Downlight | Manufacturer: Green Creative | True |  |  |  |  | 6" Recessed Home > Energy Star Qualified Products > 6 Inch 12 Watt 850 Lumen ThinFit LED Recessed Downlight with White Trim 4000K Product Specifications - Quick Reference Wattage: Dimensions: 11.6 Watts 6.84" Diameter by 1.77" High Beam Angle Operating Life: 100 degrees 40,000 hours Working Voltage: Color Temp: 120 Volt 4000K Warranty: Rating: 5 Year Limited IC Rated Light Output: 850 Lumens Certifications: Energy Star, cULus, FCC The Green Creative ThinFit Series of 4 & 6 new construction LED down lights use the latest in edge lighting technology to produce a smooth uniform lighting effect. These naturally low glare LED down lights integrate seamlessly into all ceiling applications. They will install quickly in both new construction and remodel installations as they install directly into the ceiling without the need for an additional Junction box (J-box) or recessed can. The slim design allows these IC-Rated downlights to fit into any ceiling, including those with shallow plenum space. All wiring takes place inside the integrated J-box which features a pre-installed wire clamp, quick connects and an easily removable lid. Save time and materials with these easy to install LED down lights. Click here to see the Green Creative ThinFit LED Down Light Installation Instructions. There are three color temperatures available to you from Green Creative - 2700K, 3000K and 4000K. The trim diameter and height on the 8.5DLNC4DIM 4" ThinFit models are 4.71 inches in diameter by 1.75 inches in height and the 11.6DLNC6DIM 6" ThinFit models are 6.84 inches in diameter by 1.77 inches in height. Each Green Creative ThinFit LED recessed down light carries a 5 year limited warranty. Click here to see the Green Creative ThinFit LED Down Light Specification Sheet. This item is the Green Creative 11.6DLNC6DIM/840 (58030). It is the slim, low profile, 11.6 watt, 6.84" x 1.77" thin, round, LED recessed down light with a white trim. The 11.6DLNC6DIM/840 is rated for direct contact with insulation (IC Rated) and is both UL Listed and ENERGY STAR Qualified. This 6 inch LED retrofit has a beam angle of 100 degrees, generates 850 lumens of 4000K light and is designed to replace up to 75 watt halogen or incandescent lights in recessed down light applications. They operate on 120V, 60Hz input voltage and are dimmable down to about 20% when using approved dimmer switches. Click here to see the Green Creative ThinFit 6" LED Down Light Dimmer Compatibility Chart. Green Creative 6 Inch 12 Watt 850 Lumen ThinFit LED Recessed Downlight with White Trim 4000K | 4000 | 82 | 850 | 73.2759 | 40000 | 11.6 | 1 | 20.58 | 20.58 | 24.1823 | 2020Q2 | https://www.greenelectricalsupply.com/green-creative-6-inch-thinfit-led-down-light-retrofit-4000k.aspx | Green Electrical Supply | 2020 | Yes
LED Lighting | Downlight | Manufacturer: Halco Lighting Technologies | True |  |  |  | Medium E26 | Recessed, 4" Recessed Home > Energy Star Qualified Products > 4 Inch 10 Watt 650 Lumen 90 CRI 120V LED Recessed Down Light Retrofit 2700K - E26 Adapter Included Product Specifications - Quick Reference Lamp Wattage: Working Voltage: 10 Watts 120 Volt Dimensions: Rated Life: 5.04" W x 3.03" H 50,000 Hours Incandescent Equiv: Dimmable: 50 Watts - 650 Lumens Yes Finish Color: Base Type: White Medium E26 Connector Light Color: CRI: 2700K Warm White 90 CRI Certifications: Warranty: Energy Star, Wet Location 5 Year Limited Halco Lighting Technologies continues to expand their ProLED line of incredible LED products. These ECO downlights provide a reliable performance in a budget-friendly design. Halco's line of LED downlight retrofits come in 4 inch versions as well as 6 inch versions. The inegrated LEDs reduce energy consumption up to 85% when compared to 65 Watt incandescent light bulbs and they last 30 times longer! These ENERGY STAR certified downlight retrofits come with Medium E26 socket adapter for an easy direct replacement, saving you time and money! Click here to see the complete Halco 4 Inch ProLED Downlight Retrofit Installation Instructions. This is the Halco ProLED 99633 (DL4FR10/927/ECO/LED2), a dimmable 4" recessed 2700K Warm White LED Retrofit with a White Baffle and White Trim Ring. Halco's Retrofit LED Downlights are ultra-efficient, super-easy and very affordable. These LED downlight kits provide 650 lumens of either 2700K, 3000K, 4000K or 5000K brilliant illumination equivalent to the output of a 50 watt BR30.but requires just 10 watts of energy use. These dedicated 120 volt trims meet ENERGY STAR requirements, as well as being Wet Location Rated. The 99633 from Halco fits into many popular 4" recessed downlight fixtures. The retrofit is for use with recessed housings with an E26 socket only. This LED downlight has an incredible CRI of 90! All your colors will stand out under this light. The Halco Downlight Retrofit Series has many different application uses including: healthcare, hospitality, office, property management, residential, and retail. Click here to see the complete Halco 4 Inch ProLED Downlight Retrofit Specification Sheet. Halco Lighting Technologies 4 Inch 10 Watt 650 Lumen 90 CRI 120V LED Recessed Down Light Retrofit 2700K - E26 Adapter Included | 2700 | 90 | 650 | 65 | 50000 | 10 | 1 | 8.44 | 8.44 | 9.9173 | 2020Q2 | https://www.greenelectricalsupply.com/halco-99633-proled-4-inch-10-watt-led-downlight-650-lumen-90cri-120v-2700k.aspx | Green Electrical Supply | 2020 | Yes
LED Lighting | Downlight | Manufacturer: Halco Lighting Technologies | True |  |  |  | Medium E26 | Recessed, 4" Recessed Home > Energy Star Qualified Products > 4 Inch 10 Watt 650 Lumen 90 CRI 120V LED Recessed Down Light Retrofit 3000K - E26 Adapter Included Product Specifications - Quick Reference Lamp Wattage: Working Voltage: 10 Watts 120 Volt Dimensions: Rated Life: 5.04" W x 3.03" H 50,000 Hours Incandescent Equiv: Dimmable: 50 Watts - 650 Lumens Yes Finish Color: Base Type: White Medium E26 Connector Light Color: CRI: 3000K Warm White 90 CRI Certifications: Warranty: Energy Star, Wet Location 5 Year Limited Halco Lighting Technologies continues to expand their ProLED line of incredible LED products. These ECO downlights provide a reliable performance in a budget-friendly design. Halco's line of LED downlight retrofits come in 4 inch versions as well as 6 inch versions. The inegrated LEDs reduce energy consumption up to 85% when compared to 65 Watt incandescent light bulbs and they last 30 times longer! These ENERGY STAR certified downlight retrofits come with Medium E26 socket adapter for an easy direct replacement, saving you time and money! Click here to see the complete Halco 4 Inch ProLED Downlight Retrofit Installation Instructions. This is the Halco ProLED 99634 (DL4FR10/930/ECO/LED2), a dimmable 4" recessed 3000K Warm White LED Retrofit with a White Baffle and White Trim Ring. Halco's Retrofit LED Downlights are ultra-efficient, super-easy and very affordable. These LED downlight kits provide 650 lumens of either 2700K, 3000K, 4000K or 5000K brilliant illumination equivalent to the output of a 50 watt BR30.but requires just 10 watts of energy use. These dedicated 120 volt trims meet ENERGY STAR requirements, as well as being Wet Location Rated. The 99634 from Halco fits into many popular 4" recessed downlight fixtures. The retrofit is for use with recessed housings with an E26 socket only. This LED downlight has an incredible CRI of 90! All your colors will stand out under this light. The Halco Downlight Retrofit Series has many different application uses including: healthcare, hospitality, office, property management, residential, and retail. Click here to see the complete Halco 4 Inch ProLED Downlight Retrofit Specification Sheet. Halco Lighting Technologies 4 Inch 10 Watt 650 Lumen 90 CRI 120V LED Recessed Down Light Retrofit 3000K - E26 Adapter Included | 3000 | 90 | 650 | 65 | 50000 | 10 | 1 | 8.67 | 8.67 | 10.1876 | 2020Q2 | https://www.greenelectricalsupply.com/halco-proled-99634-dl4fr10-930-eco-led2-4-inch-10-watt-led-downlight-3000k.aspx | Green Electrical Supply | 2020 | Yes
LED Lighting | Downlight | Manufacturer: Halco Lighting Technologies | True |  |  |  | Medium E26 | Recessed, 4" Recessed Home > LED Indoor Light Fixtures > LED Downlights and Trims > 4 Inch Retrofits > Round > 4000K Cool White > 4 Inch 10 Watt 650 Lumen 90 CRI 120V LED Recessed Down Light Retrofit 4000K - E26 Adapter Included Product Specifications - Quick Reference Lamp Wattage: Working Voltage: 10 Watts 120 Volt Dimensions: Rated Life: 5.04" W x 3.03" H 50,000 Hours Incandescent Equiv: Dimmable: 50 Watts - 650 Lumens Yes Finish Color: Base Type: White Medium E26 Connector Light Color: CRI: 4000K Cool White 90 CRI Certifications: Warranty: Energy Star, Wet Location 5 Year Limited Halco Lighting Technologies continues to expand their ProLED line of incredible LED products. These ECO downlights provide a reliable performance in a budget-friendly design. Halco's line of LED downlight retrofits come in 4 inch versions as well as 6 inch versions. The inegrated LEDs reduce energy consumption up to 85% when compared to 65 Watt incandescent light bulbs and they last 30 times longer! These ENERGY STAR certified downlight retrofits come with Medium E26 socket adapter for an easy direct replacement, saving you time and money! Click here to see the complete Halco 4 Inch ProLED Downlight Retrofit Installation Instructions. This is the Halco ProLED 99635 (DL4FR10/940/ECO/LED2), a dimmable 4" recessed 4000K Cool White LED Retrofit with a White Baffle and White Trim Ring. Halco's Retrofit LED Downlights are ultra-efficient, super-easy and very affordable. These LED downlight kits provide 650 lumens of either 2700K, 3000K, 4000K or 5000K brilliant illumination equivalent to the output of a 50 watt BR30.but requires just 10 watts of energy use. These dedicated 120 volt trims meet ENERGY STAR requirements, as well as being Wet Location Rated. The 99635 from Halco fits into many popular 4" recessed downlight fixtures. The retrofit is for use with recessed housings with an E26 socket only. This LED downlight has an incredible CRI of 90! All your colors will stand out under this light. The Halco Downlight Retrofit Series has many different application uses including: healthcare, hospitality, office, property management, residential, and retail. Click here to see the complete Halco 4 Inch ProLED Downlight Retrofit Specification Sheet. Halco Lighting Technologies 4 Inch 10 Watt 650 Lumen 90 CRI 120V LED Recessed Down Light Retrofit 4000K - E26 Adapter Included | 4000 | 90 | 650 | 65 | 50000 | 10 | 1 | 8.67 | 8.67 | 10.1876 | 2020Q2 | https://www.greenelectricalsupply.com/halco-proled-99635-dl4fr10-940-eco-led2-4-inch-10-watt-led-downlight-4000k.aspx | Green Electrical Supply | 2020 | Yes
LED Lighting | Downlight | Manufacturer: Halco Lighting Technologies | True | Daylighting/Photocell, |  |  | Medium E26 | Recessed, 4" Recessed Home > LED Indoor Light Fixtures > LED Downlights and Trims > 4 Inch Retrofits > Round > 5000K Daylight > 4 Inch 10 Watt 650 Lumen 90 CRI 120V LED Recessed Down Light Retrofit 5000K - E26 Adapter Included Product Specifications - Quick Reference Lamp Wattage: Working Voltage: 10 Watts 120 Volt Dimensions: Rated Life: 5.04" W x 3.03" H 50,000 Hours Incandescent Equiv: Dimmable: 50 Watts - 650 Lumens Yes Finish Color: Base Type: White Medium E26 Connector Light Color: CRI: 5000K Daylight 90 CRI Certifications: Warranty: Energy Star, Wet Location 5 Year Limited Halco Lighting Technologies continues to expand their ProLED line of incredible LED products. These ECO downlights provide a reliable performance in a budget-friendly design. Halco's line of LED downlight retrofits come in 4 inch versions as well as 6 inch versions. The inegrated LEDs reduce energy consumption up to 85% when compared to 65 Watt incandescent light bulbs and they last 30 times longer! These ENERGY STAR certified downlight retrofits come with Medium E26 socket adapter for an easy direct replacement, saving you time and money! Click here to see the complete Halco 4 Inch ProLED Downlight Retrofit Installation Instructions. This is the Halco ProLED 99636 (DL4FR10/950/ECO/LED2), a dimmable 4" recessed 5000K Daylight LED Retrofit with a White Baffle and White Trim Ring. Halco's Retrofit LED Downlights are ultra-efficient, super-easy and very affordable. These LED downlight kits provide 650 lumens of either 2700K, 3000K, 4000K or 5000K brilliant illumination equivalent to the output of a 50 watt BR30.but requires just 10 watts of energy use. These dedicated 120 volt trims meet ENERGY STAR requirements, as well as being Wet Location Rated. The 99636 from Halco fits into many popular 4" recessed downlight fixtures. The retrofit is for use with recessed housings with an E26 socket only. This LED downlight has an incredible CRI of 90! All your colors will stand out under this light. The Halco Downlight Retrofit Series has many different application uses including: healthcare, hospitality, office, property management, residential, and retail. Click here to see the complete Halco 4 Inch ProLED Downlight Retrofit Specification Sheet. Halco Lighting Technologies 4 Inch 10 Watt 650 Lumen 90 CRI 120V LED Recessed Down Light Retrofit 5000K - E26 Adapter Included | 5000 | 90 | 650 | 65 | 50000 | 10 | 1 | 8.44 | 8.44 | 9.9173 | 2020Q2 | https://www.greenelectricalsupply.com/halco-proled-99636-dl4fr10-950-eco-led2-4-inch-10-watt-led-downlight-5000k.aspx | Green Electrical Supply | 2020 | Yes
LED Lighting | Downlight | Manufacturer: Halco Lighting Technologies | True |  |  |  | Medium E26 | Recessed, 6" Recessed Home > Energy Star Qualified Products > 6 Inch 10 Watt 650 Lumen 90 CRI 2700K LED Recessed Down Light Retrofit Kit - E26 Adapter Included Product Specifications - Quick Reference Lamp Wattage: Working Voltage: 10 Watts 120 Volt Dimensions: Rated Life: 7.36" W x 3.31" H 50,000 Hours Incandescent Equiv: Dimmable: 65 Watts - 650 Lumens Yes Finish Color: Base Type: White Medium E26 Connector Light Color: CRI: 2700K Warm White 90 CRI Certifications: Warranty: Energy Star, Wet Location 5 Year Limited Halco Lighting Technologies continues to expand their ProLED line of incredible LED products. These ECO downlights provide a reliable performance in a budget-friendly design. Halco's line of LED downlight retrofits come in 4 inch versions as well as 6 inch versions. The inegrated LEDs reduce energy consumption up to 85% when compared to 65 Watt incandescent light bulbs and they last 30 times longer! These ENERGY STAR certified downlight retrofits come with Medium E26 socket adapter for an easy direct replacement, saving you time and money! Click here to see the complete Halco 6 Inch ProLED Downlight Retrofit Installation Instructions. This is the Halco ProLED 99637 (DL6FR10/927/ECO/LED2), a dimmable 6" recessed 2700K Warm White LED Retrofit with a White Baffle and White Trim Ring. Halco's Retrofit LED Downlights are ultra-efficient, super-easy and very affordable. These LED downlight kits provide 650 lumens of either 2700K, 3000K, 4000K or 5000K brilliant illumination equivalent to the output of a 65 watt BR30 or 18 watt CFL.but requires just 10 watts of energy use. These dedicated 120 volt trims meet ENERGY STAR requirements, as well as being Wet Location Rated. The 99637 from Halco fits into many popular 6" recessed downlight fixtures. The retrofit is for use with recessed housings with an E26 socket only. This LED downlight has an incredible CRI of 90! All your colors will stand out under this light. The Halco Downlight Retrofit Series has many different application uses including: healthcare, hospitality, office, property management, residential, and retail. Click here to see the complete Halco 6 Inch ProLED Downlight Retrofit Specification Sheet. Halco Lighting Technologies 6 Inch 10 Watt 650 Lumen 90 CRI 2700K LED Recessed Down Light Retrofit Kit - E26 Adapter Included | 2700 | 90 | 650 | 65 | 50000 | 10 | 1 | 7.69 | 7.69 | 9.036 | 2020Q2 | https://www.greenelectricalsupply.com/halco-proled-99637-dl6fr10-927-eco-led2-6-inch-10-watt-led-downlight-2700k.aspx | Green Electrical Supply | 2020 | Yes
LED Lighting | Downlight | Manufacturer: Halco Lighting Technologies | True |  |  |  | Medium E26 | Recessed, 6" Recessed Home > Energy Star Qualified Products > 6 Inch 10 Watt 650 Lumen 90 CRI 3000K LED Recessed Down Light Retrofit Kit - E26 Adapter Included Product Specifications - Quick Reference Lamp Wattage: Working Voltage: 10 Watts 120 Volt Dimensions: Rated Life: 7.36" W x 3.31" H 50,000 Hours Incandescent Equiv: Dimmable: 65 Watts - 650 Lumens Yes Finish Color: Base Type: White Medium E26 Connector Light Color: CRI: 3000K Warm White 90 CRI Certifications: Warranty: Energy Star, Wet Location 5 Year Limited Halco Lighting Technologies continues to expand their ProLED line of incredible LED products. These ECO downlights provide a reliable performance in a budget-friendly design. Halco's line of LED downlight retrofits come in 4 inch versions as well as 6 inch versions. The inegrated LEDs reduce energy consumption up to 85% when compared to 65 Watt incandescent light bulbs and they last 30 times longer! These ENERGY STAR certified downlight retrofits come with Medium E26 socket adapter for an easy direct replacement, saving you time and money! Click here to see the complete Halco 6 Inch ProLED Downlight Retrofit Installation Instructions. This is the Halco ProLED 99638 (DL6FR10/930/ECO/LED2), a dimmable 6" recessed 3000K Warm White LED Retrofit with a White Baffle and White Trim Ring. Halco's Retrofit LED Downlights are ultra-efficient, super-easy and very affordable. These LED downlight kits provide 650 lumens of either 2700K, 3000K, 4000K or 5000K brilliant illumination equivalent to the output of a 65 watt BR30 or 18 watt CFL.but requires just 10 watts of energy use. These dedicated 120 volt trims meet ENERGY STAR requirements, as well as being Wet Location Rated. The 99638 from Halco fits into many popular 6" recessed downlight fixtures. The retrofit is for use with recessed housings with an E26 socket only. This LED downlight has an incredible CRI of 90! All your colors will stand out under this light. The Halco Downlight Retrofit Series has many different application uses including: healthcare, hospitality, office, property management, residential, and retail. Click here to see the complete Halco 6 Inch ProLED Downlight Retrofit Specification Sheet. Halco Lighting Technologies 6 Inch 10 Watt 650 Lumen 90 CRI 3000K LED Recessed Down Light Retrofit Kit - E26 Adapter Included | 3000 | 90 | 650 | 65 | 50000 | 10 | 1 | 7.69 | 7.69 | 9.036 | 2020Q2 | https://www.greenelectricalsupply.com/halco-proled-99638-dl6fr10-930-eco-led2-6-inch-10-watt-led-downlight-3000k.aspx | Green Electrical Supply | 2020 | Yes
LED Lighting | Downlight | Manufacturer: Halco Lighting Technologies | True |  |  |  | Medium E26 | Recessed, 6" Recessed Home > Energy Star Qualified Products > 6 Inch 10 Watt 650 Lumen 90 CRI 4000K LED Recessed Down Light Retrofit Kit - E26 Adapter Included Product Specifications - Quick Reference Lamp Wattage: Working Voltage: 10 Watts 120 Volt Dimensions: Rated Life: 7.36" W x 3.31" H 50,000 Hours Incandescent Equiv: Dimmable: 65 Watts - 650 Lumens Yes Finish Color: Base Type: White Medium E26 Connector Light Color: CRI: 4000K Cool White 90 CRI Certifications: Warranty: Energy Star, Wet Location 5 Year Limited Halco Lighting Technologies continues to expand their ProLED line of incredible LED products. These ECO downlights provide a reliable performance in a budget-friendly design. Halco's line of LED downlight retrofits come in 4 inch versions as well as 6 inch versions. The inegrated LEDs reduce energy consumption up to 85% when compared to 65 Watt incandescent light bulbs and they last 30 times longer! These ENERGY STAR certified downlight retrofits come with Medium E26 socket adapter for an easy direct replacement, saving you time and money! Click here to see the complete Halco 6 Inch ProLED Downlight Retrofit Installation Instructions. This is the Halco ProLED 99639 (DL6FR10/940/ECO/LED2), a dimmable 6" recessed 4000K Cool White LED Retrofit with a White Baffle and White Trim Ring. Halco's Retrofit LED Downlights are ultra-efficient, super-easy and very affordable. These LED downlight kits provide 650 lumens of either 2700K, 3000K, 4000K or 5000K brilliant illumination equivalent to the output of a 65 watt BR30 or 18 watt CFL.but requires just 10 watts of energy use. These dedicated 120 volt trims meet ENERGY STAR requirements, as well as being Wet Location Rated. The 99637 from Halco fits into many popular 6" recessed downlight fixtures. The retrofit is for use with recessed housings with an E26 socket only. This LED downlight has an incredible CRI of 90! All your colors will stand out under this light. The Halco Downlight Retrofit Series has many different application uses including: healthcare, hospitality, office, property management, residential, and retail. Click here to see the complete Halco 6 Inch ProLED Downlight Retrofit Specification Sheet. Halco Lighting Technologies 6 Inch 10 Watt 650 Lumen 90 CRI 4000K LED Recessed Down Light Retrofit Kit - E26 Adapter Included | 4000 | 90 | 650 | 65 | 50000 | 10 | 1 | 7.69 | 7.69 | 9.036 | 2020Q2 | https://www.greenelectricalsupply.com/halco-proled-99639-dl6fr10-940-eco-led2-6-inch-10-watt-led-downlight-4000k.aspx | Green Electrical Supply | 2020 | Yes
LED Lighting | Downlight | Manufacturer: Halco Lighting Technologies | True |  |  |  | Medium E26 | Recessed, 6" Recessed Home > Energy Star Qualified Products > 6 Inch 12 Watt 800 Lumen 90 CRI 2700K LED Recessed Down Light Retrofit Kit - E26 Adapter Included Product Specifications - Quick Reference Lamp Wattage: Working Voltage: 12 Watts 120 Volt Dimensions: Rated Life: 7.36" W x 3.31" H 50,000 Hours Incandescent Equiv: Dimmable: 75 Watts - 800 Lumens Yes Finish Color: Base Type: White Medium E26 Connector Light Color: CRI: 2700K Warm White 90 CRI Certifications: Warranty: Energy Star, Wet Location 5 Year Limited Halco Lighting Technologies continues to expand their ProLED line of incredible LED products. These ECO downlights provide a reliable performance in a budget-friendly design. Halco's line of LED downlight retrofits come in 4 inch versions as well as 6 inch versions. The inegrated LEDs reduce energy consumption up to 85% when compared to 65 Watt incandescent light bulbs and they last 30 times longer! These ENERGY STAR certified downlight retrofits come with Medium E26 socket adapter for an easy direct replacement, saving you time and money! Click here to see the complete Halco 6 Inch ProLED Downlight Retrofit Installation Instructions. This is the Halco ProLED 99641 (DL6FR12/927/ECO/LED2), a dimmable 6" recessed 2700K Warm White LED Retrofit with a White Baffle and White Trim Ring. Halco's Retrofit LED Downlights are ultra-efficient, super-easy and very affordable. These LED downlight kits provide 800 lumens of either 2700K, 3000K, 4000K or 5000K brilliant illumination equivalent to the output of a 75 watt BR30.but requires just 12 watts of energy use. These dedicated 120 volt trims meet ENERGY STAR requirements, as well as being Wet Location Rated. The 99641 from Halco fits into many popular 6" recessed downlight fixtures. The retrofit is for use with recessed housings with an E26 socket only. This LED downlight has an incredible CRI of 90! All your colors will stand out under this light. The Halco Downlight Retrofit Series has many different application uses including: healthcare, hospitality, office, property management, residential, and retail. Click here to see the complete Halco 6 Inch ProLED Downlight Retrofit Specification Sheet. Halco Lighting Technologies 6 Inch 12 Watt 800 Lumen 90 CRI 2700K LED Recessed Down Light Retrofit Kit - E26 Adapter Included | 2700 | 90 | 800 | 66.6667 | 50000 | 12 | 1 | 7.69 | 7.69 | 9.036 | 2020Q2 | https://www.greenelectricalsupply.com/halco-proled-99641-dl6fr12-927-eco-led2-6-inch-12-watt-led-downlight-2700k.aspx | Green Electrical Supply | 2020 | Yes
LED Lighting | Downlight | Manufacturer: Halco Lighting Technologies | True |  |  |  | Medium E26 | Recessed, 6" Recessed Home > Energy Star Qualified Products > 6 Inch 12 Watt 800 Lumen 90 CRI 3000K LED Recessed Down Light Retrofit Kit - E26 Adapter Included Product Specifications - Quick Reference Lamp Wattage: Working Voltage: 12 Watts 120 Volt Dimensions: Rated Life: 7.36" W x 3.31" H 50,000 Hours Incandescent Equiv: Dimmable: 75 Watts - 800 Lumens Yes Finish Color: Base Type: White Medium E26 Connector Light Color: CRI: 3000K Warm White 90 CRI Certifications: Warranty: Energy Star, Wet Location 5 Year Limited Halco Lighting Technologies continues to expand their ProLED line of incredible LED products. These ECO downlights provide a reliable performance in a budget-friendly design. Halco's line of LED downlight retrofits come in 4 inch versions as well as 6 inch versions. The inegrated LEDs reduce energy consumption up to 85% when compared to 65 Watt incandescent light bulbs and they last 30 times longer! These ENERGY STAR certified downlight retrofits come with Medium E26 socket adapter for an easy direct replacement, saving you time and money! Click here to see the complete Halco 6 Inch ProLED Downlight Retrofit Installation Instructions. This is the Halco ProLED 99642 (DL6FR12/930/ECO/LED2), a dimmable 6" recessed 3000K Warm White LED Retrofit with a White Baffle and White Trim Ring. Halco's Retrofit LED Downlights are ultra-efficient, super-easy and very affordable. These LED downlight kits provide 800 lumens of either 2700K, 3000K, 4000K or 5000K brilliant illumination equivalent to the output of a 75 watt BR30.but requires just 12 watts of energy use. These dedicated 120 volt trims meet ENERGY STAR requirements, as well as being Wet Location Rated. The 99642 from Halco fits into many popular 6" recessed downlight fixtures. The retrofit is for use with recessed housings with an E26 socket only. This LED downlight has an incredible CRI of 90! All your colors will stand out under this light. The Halco Downlight Retrofit Series has many different application uses including: healthcare, hospitality, office, property management, residential, and retail. Click here to see the complete Halco 6 Inch ProLED Downlight Retrofit Specification Sheet. Halco Lighting Technologies 6 Inch 12 Watt 800 Lumen 90 CRI 3000K LED Recessed Down Light Retrofit Kit - E26 Adapter Included | 3000 | 90 | 800 | 66.6667 | 50000 | 12 | 1 | 7.69 | 7.69 | 9.036 | 2020Q2 | https://www.greenelectricalsupply.com/halco-proled-99642-dl6fr12-930-eco-led2-6-inch-12-watt-led-downlight-3000k.aspx | Green Electrical Supply | 2020 | Yes
LED Lighting | Downlight | Manufacturer: Halco Lighting Technologies | True |  |  |  | Medium E26 | Recessed, 6" Recessed Home > Energy Star Qualified Products > 6 Inch 12 Watt 800 Lumen 90 CRI 4000K LED Recessed Down Light Retrofit Kit - E26 Adapter Included Product Specifications - Quick Reference Lamp Wattage: Working Voltage: 12 Watts 120 Volt Dimensions: Rated Life: 7.36" W x 3.31" H 50,000 Hours Incandescent Equiv: Dimmable: 75 Watts - 800 Lumens Yes Finish Color: Base Type: White Medium E26 Connector Light Color: CRI: 4000K Cool White 90 CRI Certifications: Warranty: Energy Star, Wet Location 5 Year Limited Halco Lighting Technologies continues to expand their ProLED line of incredible LED products. These ECO downlights provide a reliable performance in a budget-friendly design. Halco's line of LED downlight retrofits come in 4 inch versions as well as 6 inch versions. The inegrated LEDs reduce energy consumption up to 85% when compared to 65 Watt incandescent light bulbs and they last 30 times longer! These ENERGY STAR certified downlight retrofits come with Medium E26 socket adapter for an easy direct replacement, saving you time and money! Click here to see the complete Halco 6 Inch ProLED Downlight Retrofit Installation Instructions. This is the Halco ProLED 99643 (DL6FR12/940/ECO/LED2), a dimmable 6" recessed 4000K Cool White LED Retrofit with a White Baffle and White Trim Ring. Halco's Retrofit LED Downlights are ultra-efficient, super-easy and very affordable. These LED downlight kits provide 800 lumens of either 2700K, 3000K, 4000K or 5000K brilliant illumination equivalent to the output of a 75 watt BR30.but requires just 12 watts of energy use. These dedicated 120 volt trims meet ENERGY STAR requirements, as well as being Wet Location Rated. The 99643 from Halco fits into many popular 6" recessed downlight fixtures. The retrofit is for use with recessed housings with an E26 socket only. This LED downlight has an incredible CRI of 90! All your colors will stand out under this light. The Halco Downlight Retrofit Series has many different application uses including: healthcare, hospitality, office, property management, residential, and retail. Click here to see the complete Halco 6 Inch ProLED Downlight Retrofit Specification Sheet. Halco Lighting Technologies 6 Inch 12 Watt 800 Lumen 90 CRI 4000K LED Recessed Down Light Retrofit Kit - E26 Adapter Included | 4000 | 90 | 800 | 66.6667 | 50000 | 12 | 1 | 7.69 | 7.69 | 9.036 | 2020Q2 | https://www.greenelectricalsupply.com/halco-proled-99643-dl6fr12-940-eco-led2-6-inch-12-watt-led-downlight-4000k.aspx | Green Electrical Supply | 2020 | Yes
LED Lighting | Downlight | Manufacturer: Halco Lighting Technologies | True | Daylighting/Photocell, |  |  | Medium E26 | Recessed, 6" Recessed Home > Energy Star Qualified Products > 6 Inch 12 Watt 800 Lumen 90 CRI 5000K LED Recessed Down Light Retrofit Kit - E26 Adapter Included Product Specifications - Quick Reference Lamp Wattage: Working Voltage: 12 Watts 120 Volt Dimensions: Rated Life: 7.36" W x 3.31" H 50,000 Hours Incandescent Equiv: Dimmable: 75 Watts - 800 Lumens Yes Finish Color: Base Type: White Medium E26 Connector Light Color: CRI: 5000K Daylight 90 CRI Certifications: Warranty: Energy Star, Wet Location 5 Year Limited Halco Lighting Technologies continues to expand their ProLED line of incredible LED products. These ECO downlights provide a reliable performance in a budget-friendly design. Halco's line of LED downlight retrofits come in 4 inch versions as well as 6 inch versions. The inegrated LEDs reduce energy consumption up to 85% when compared to 65 Watt incandescent light bulbs and they last 30 times longer! These ENERGY STAR certified downlight retrofits come with Medium E26 socket adapter for an easy direct replacement, saving you time and money! Click here to see the complete Halco 6 Inch ProLED Downlight Retrofit Installation Instructions. This is the Halco ProLED 99644 (DL6FR12/950/ECO/LED2), a dimmable 6" recessed 5000K Daylight LED Retrofit with a White Baffle and White Trim Ring. Halco's Retrofit LED Downlights are ultra-efficient, super-easy and very affordable. These LED downlight kits provide 800 lumens of either 2700K, 3000K, 4000K or 5000K brilliant illumination equivalent to the output of a 75 watt BR30.but requires just 12 watts of energy use. These dedicated 120 volt trims meet ENERGY STAR requirements, as well as being Wet Location Rated. The 99644 from Halco fits into many popular 6" recessed downlight fixtures. The retrofit is for use with recessed housings with an E26 socket only. This LED downlight has an incredible CRI of 90! All your colors will stand out under this light. The Halco Downlight Retrofit Series has many different application uses including: healthcare, hospitality, office, property management, residential, and retail. Click here to see the complete Halco 6 Inch ProLED Downlight Retrofit Specification Sheet. Halco Lighting Technologies 6 Inch 12 Watt 800 Lumen 90 CRI 5000K LED Recessed Down Light Retrofit Kit - E26 Adapter Included | 5000 | 90 | 800 | 66.6667 | 50000 | 12 | 1 | 7.69 | 7.69 | 9.036 | 2020Q2 | https://www.greenelectricalsupply.com/halco-proled-99644-dl6fr12-950-eco-led2-6-inch-12-watt-led-downlight-5000k.aspx | Green Electrical Supply | 2020 | Yes
LED Lighting | Downlight | Manufacturer: Halco Lighting Technologies | True |  |  |  | Medium E26 | Recessed, 6" Recessed Home > Energy Star Qualified Products > 6 Inch 15 Watt 1100 Lumen 90 CRI 2700K LED Recessed Down Light Retrofit Kit - E26 Adapter Included Product Specifications - Quick Reference Lamp Wattage: Working Voltage: 15 Watts 120 Volt Dimensions: Rated Life: 7.36" W x 3.31" H 50,000 Hours Incandescent Equiv: Dimmable: 100 Watts - 1100 Lumens Yes Finish Color: Base Type: White Medium E26 Connector Light Color: CRI: 2700K Warm White 90 CRI Certifications: Warranty: Energy Star, Wet Location 5 Year Limited Halco Lighting Technologies continues to expand their ProLED line of incredible LED products. These ECO downlights provide a reliable performance in a budget-friendly design. Halco's line of LED downlight retrofits come in 4 inch versions as well as 6 inch versions. The inegrated LEDs reduce energy consumption up to 85% when compared to 65 Watt incandescent light bulbs and they last 30 times longer! These ENERGY STAR certified downlight retrofits come with Medium E26 socket adapter for an easy direct replacement, saving you time and money! Click here to see the complete Halco 6 Inch ProLED Downlight Retrofit Installation Instructions. This is the Halco ProLED 99645 (DL6FR15/927/ECO/LED2), a dimmable 6" recessed 2700K Warm White LED Retrofit with a White Baffle and White Trim Ring. Halco's Retrofit LED Downlights are ultra-efficient, super-easy and very affordable. These LED downlight kits provide 1100 lumens of either 2700K, 3000K, 4000K or 5000K brilliant illumination equivalent to the output of a 100 watt BR30.but requires just 15 watts of energy use. These dedicated 120 volt trims meet ENERGY STAR requirements, as well as being Wet Location Rated. The 99645 from Halco fits into many popular 6" recessed downlight fixtures. The retrofit is for use with recessed housings with an E26 socket only. This LED downlight has an incredible CRI of 90! All your colors will stand out under this light. The Halco Downlight Retrofit Series has many different application uses including: healthcare, hospitality, office, property management, residential, and retail. Click here to see the complete Halco 6 Inch ProLED Downlight Retrofit Specification Sheet. Halco Lighting Technologies 6 Inch 15 Watt 1100 Lumen 90 CRI 2700K LED Recessed Down Light Retrofit Kit - E26 Adapter Included | 2700 | 90 | 1100 | 73.3333 | 50000 | 15 | 1 | 10.15 | 10.15 | 11.9266 | 2020Q2 | https://www.greenelectricalsupply.com/halco-proled-99645-dl6fr15-927-eco-led2-6-inch-15-watt-led-downlight-2700k.aspx | Green Electrical Supply | 2020 | Yes
LED Lighting | Downlight | Manufacturer: Halco Lighting Technologies | True |  |  |  | Medium E26 | Recessed, 6" Recessed Home > Closeout Fixtures and Light Bulbs > 6 Inch 15 Watt 1100 Lumen 90 CRI 3000K LED Recessed Down Light Retrofit Kit - E26 Adapter Included Product Specifications - Quick Reference Lamp Wattage: Working Voltage: 15 Watts 120 Volt Dimensions: Rated Life: 7.36" W x 3.31" H 50,000 Hours Incandescent Equiv: Dimmable: 100 Watts - 1100 Lumens Yes Finish Color: Base Type: White Medium E26 Connector Light Color: CRI: 3000K Warm White 90 CRI Certifications: Warranty: Energy Star, Wet Location 5 Year Limited Halco Lighting Technologies continues to expand their ProLED line of incredible LED products. These ECO downlights provide a reliable performance in a budget-friendly design. Halco's line of LED downlight retrofits come in 4 inch versions as well as 6 inch versions. The inegrated LEDs reduce energy consumption up to 85% when compared to 65 Watt incandescent light bulbs and they last 30 times longer! These ENERGY STAR certified downlight retrofits come with Medium E26 socket adapter for an easy direct replacement, saving you time and money! Click here to see the complete Halco 6 Inch ProLED Downlight Retrofit Installation Instructions. This is the Halco ProLED 99646 (DL6FR15/930/ECO/LED2), a dimmable 6" recessed 3000K Warm White LED Retrofit with a White Baffle and White Trim Ring. Halco's Retrofit LED Downlights are ultra-efficient, super-easy and very affordable. These LED downlight kits provide 1100 lumens of either 2700K, 3000K, 4000K or 5000K brilliant illumination equivalent to the output of a 100 watt BR30.but requires just 15 watts of energy use. These dedicated 120 volt trims meet ENERGY STAR requirements, as well as being Wet Location Rated. The 99646 from Halco fits into many popular 6" recessed downlight fixtures. The retrofit is for use with recessed housings with an E26 socket only. This LED downlight has an incredible CRI of 90! All your colors will stand out under this light. The Halco Downlight Retrofit Series has many different application uses including: healthcare, hospitality, office, property management, residential, and retail. Click here to see the complete Halco 6 Inch ProLED Downlight Retrofit Specification Sheet. Halco Lighting Technologies 6 Inch 15 Watt 1100 Lumen 90 CRI 3000K LED Recessed Down Light Retrofit Kit - E26 Adapter Included | 3000 | 90 | 1100 | 73.3333 | 50000 | 15 | 1 | 10.15 | 10.15 | 11.9266 | 2020Q2 | https://www.greenelectricalsupply.com/halco-proled-99646-dl6fr15-930-eco-led2-6-inch-15-watt-led-downlight-3000k.aspx | Green Electrical Supply | 2020 | Yes
LED Lighting | Downlight | Manufacturer: Halco Lighting Technologies | True |  |  |  | Medium E26 | Recessed, 6" Recessed Home > Energy Star Qualified Products > 6 Inch 15 Watt 1100 Lumen 90 CRI 4000K LED Recessed Down Light Retrofit Kit - E26 Adapter Included Product Specifications - Quick Reference Lamp Wattage: Working Voltage: 15 Watts 120 Volt Dimensions: Rated Life: 7.36" W x 3.31" H 50,000 Hours Incandescent Equiv: Dimmable: 100 Watts - 1100 Lumens Yes Finish Color: Base Type: White Medium E26 Connector Light Color: CRI: 3000K Cool White 90 CRI Certifications: Warranty: Energy Star, Wet Location 5 Year Limited Halco Lighting Technologies continues to expand their ProLED line of incredible LED products. These ECO downlights provide a reliable performance in a budget-friendly design. Halco's line of LED downlight retrofits come in 4 inch versions as well as 6 inch versions. The inegrated LEDs reduce energy consumption up to 85% when compared to 65 Watt incandescent light bulbs and they last 30 times longer! These ENERGY STAR certified downlight retrofits come with Medium E26 socket adapter for an easy direct replacement, saving you time and money! Click here to see the complete Halco 6 Inch ProLED Downlight Retrofit Installation Instructions. This is the Halco ProLED 99647 (DL6FR15/940/ECO/LED2), a dimmable 6" recessed 4000K Cool White LED Retrofit with a White Baffle and White Trim Ring. Halco's Retrofit LED Downlights are ultra-efficient, super-easy and very affordable. These LED downlight kits provide 1100 lumens of either 2700K, 3000K, 4000K or 5000K brilliant illumination equivalent to the output of a 100 watt BR30.but requires just 15 watts of energy use. These dedicated 120 volt trims meet ENERGY STAR requirements, as well as being Wet Location Rated. The 99647 from Halco fits into many popular 6" recessed downlight fixtures. The retrofit is for use with recessed housings with an E26 socket only. This LED downlight has an incredible CRI of 90! All your colors will stand out under this light. The Halco Downlight Retrofit Series has many different application uses including: healthcare, hospitality, office, property management, residential, and retail. Click here to see the complete Halco 6 Inch ProLED Downlight Retrofit Specification Sheet. Halco Lighting Technologies 6 Inch 15 Watt 1100 Lumen 90 CRI 4000K LED Recessed Down Light Retrofit Kit - E26 Adapter Included | 4000 | 90 | 1100 | 73.3333 | 50000 | 15 | 1 | 10.15 | 10.15 | 11.9266 | 2020Q2 | https://www.greenelectricalsupply.com/halco-proled-99647-dl6fr15-940-eco-led2-6-inch-15-watt-led-downlight-4000k.aspx | Green Electrical Supply | 2020 | Yes
LED Lighting | Downlight | Manufacturer: Halco Lighting Technologies | True | Daylighting/Photocell, |  |  | Medium E26 | Recessed, 6" Recessed Home > Energy Star Qualified Products > 6 Inch 15 Watt 1100 Lumen 90 CRI 5000K LED Recessed Down Light Retrofit Kit - E26 Adapter Included Product Specifications - Quick Reference Lamp Wattage: Working Voltage: 15 Watts 120 Volt Dimensions: Rated Life: 7.36" W x 3.31" H 50,000 Hours Incandescent Equiv: Dimmable: 100 Watts - 1100 Lumens Yes Finish Color: Base Type: White Medium E26 Connector Light Color: CRI: 5000K Daylight 90 CRI Certifications: Warranty: Energy Star, Wet Location 5 Year Limited Halco Lighting Technologies continues to expand their ProLED line of incredible LED products. These ECO downlights provide a reliable performance in a budget-friendly design. Halco's line of LED downlight retrofits come in 4 inch versions as well as 6 inch versions. The inegrated LEDs reduce energy consumption up to 85% when compared to 65 Watt incandescent light bulbs and they last 30 times longer! These ENERGY STAR certified downlight retrofits come with Medium E26 socket adapter for an easy direct replacement, saving you time and money! Click here to see the complete Halco 6 Inch ProLED Downlight Retrofit Installation Instructions. This is the Halco ProLED 99648 (DL6FR15/950/ECO/LED2), a dimmable 6" recessed 5000K Daylight LED Retrofit with a White Baffle and White Trim Ring. Halco's Retrofit LED Downlights are ultra-efficient, super-easy and very affordable. These LED downlight kits provide 1100 lumens of either 2700K, 3000K, 4000K or 5000K brilliant illumination equivalent to the output of a 100 watt BR30.but requires just 15 watts of energy use. These dedicated 120 volt trims meet ENERGY STAR requirements, as well as being Wet Location Rated. The 99648 from Halco fits into many popular 6" recessed downlight fixtures. The retrofit is for use with recessed housings with an E26 socket only. This LED downlight has an incredible CRI of 90! All your colors will stand out under this light. The Halco Downlight Retrofit Series has many different application uses including: healthcare, hospitality, office, property management, residential, and retail. Click here to see the complete Halco 6 Inch ProLED Downlight Retrofit Specification Sheet. Halco Lighting Technologies 6 Inch 15 Watt 1100 Lumen 90 CRI 5000K LED Recessed Down Light Retrofit Kit - E26 Adapter Included | 5000 | 90 | 1100 | 73.3333 | 50000 | 15 | 1 | 10.15 | 10.15 | 11.9266 | 2020Q2 | https://www.greenelectricalsupply.com/halco-proled-99648-dl6fr15-950-eco-led2-6-inch-15-watt-led-downlight-5000k.aspx | Green Electrical Supply | 2020 | Yes
LED Lighting | Downlight | Manufacturer: Acuity - Juno Lighting | True |  |  |  |  | 4" Recessed Home > Energy Star Qualified Products > 4" GEN4 Dimmable LED 120V 4000K Product Specifications - Quick Reference Lamp Wattage: Working Voltage: 8.6 Watts 120 Volt Dimensions: Rated Life: 12 1/4" x 6 3/4" x 6" 50,000 Hours Incandescent Equivalent: 65 Watt Incandescent Dimmable: Yes - Down to 10% Light Color: CRI: 4000K Cool White 90 CRI Certifications: Warranty: Energy Star, RoHS, UL 5 Year Limited Juno Lighting Group by Acuity Brands, has an extensive line of recessed can fixtures for your residential and commercial lighting needs. This model is the Juno IC1LED G4 06LM 40K 90CRI 120 FRPC, 4" IC-Rated New Construction LED recessed can downlight. The Juno Lighting 4" LED recessed downlights are a fantastic alternative to incandescent 65 watt lighting. This model consumes around 8.6 watts while producing 600 lumens of light output. Juno Lighting's IC-Rated 600 Lumen LED recessed downlights are the ultra-efficient LED light fixtures that will offer you extra style and flair, while being great for the environment and your pocket. The Juno Generation 4 600 Lumen downlights are available in either 2700K, 3000K, 3500K, and 4000K offering the "designer-look" to perfectly complement any home decor theme. These downlights are manufactured to maximize energy efficiency by having Air-Loc sealed housings. This housing stops the infiltration and ex-filtration of air, reducing heating and cooling costs. They also contain no lead or mercury, making them RoHS compliant. This series is offered in new construction and remodel can styles and are approved for both insulated and non-insulated ceilings. Click here to see the complete Juno IC1LED G4 New Construction Specification Sheet. The Juno IC1LED G4 06LM 40K 90CRI 120 FRPC, a replacement of the IC1LEDG4-41K-1, has a 4000K cool white color temperature and has a minimum of 90 CRI that will beautifully show off the color scheme in any room. The LED array is attached to the thermally conductive inner housing to provide superior heat dissipation ensuring the LEDs rated life of 50,000 hours. This model features a 120V forward/reverse phase cut dimming driver that dims down to 5%. The dimming driver meets Energy Star dimming requirements and is compatible with most 0-10V wall box dimmers. Click here to see the complete Juno IC1LED G4 Dimmer Compatibility Sheet. Juno Lighting has made installation of the recessed cans fast and secure. The Air-Loc sealed aluminum housing is vertically adjustable to accommodate up to a 1.5" ceiling thickness. The UL and cUL listed junction box is prewired and equipped with quick connect electrical connectors. The mounting frame is expertly manufactured with 22-gauge die-formed galvanized steel and is fully assembled for ease of installation. Click here to see the complete Juno IC1LED G4 New Construction Installation Instructions. To complete the look of any room using Juno recessed cans, you can choose from Juno's vast selection of trims suited for any room and any application. Click here to explore trim options Juno Lighting 4" Recessed Downlighting Trim Kits. Acuity - Juno Lighting 4" GEN4 Dimmable LED 120V 4000K | 4000 | 90 | 600 | 69.7674 | 50000 | 8.6 | 1 | 98.16 | 98.16 | 115.3418 | 2020Q2 | https://www.greenelectricalsupply.com/juno-4-inch-600-lumen-led-recessed-down-lights-120v-4000k.aspx | Green Electrical Supply | 2020 | Yes
LED Lighting | Downlight | Manufacturer: Acuity - Juno Lighting | True |  |  |  |  | 4" Recessed Home > Energy Star Qualified Products > 4" GEN4 LED 900L 120V 4000K Product Specifications - Quick Reference Lamp Wattage: Working Voltage: 11.6 Watts 120 Volt Dimensions: Rated Life: 12 1/4" x 6 3/4" x 6" 50,000 Hours Incandescent Equivalent: 75 Watt Incandescent Dimmable: Yes - Down to 5% Light Color: CRI: 4000K Cool White 90 CRI Certifications: Warranty: Energy Star, RoHS, UL 5 Year Limited Juno Lighting Group by Acuity Brands, has an extensive line of recessed can fixtures for your residential and commercial lighting needs. This model is the Juno IC1LED G4 09LM 40K 90CRI 120 FRPC, 4" IC-Rated New Construction LED recessed can downlight. The Juno Lighting 4 inch LED recessed downlights are a fantastic alternative to incandescent 75 watt lighting. This model consumes 11.6 watts while producing 900 lumens of light output. Juno Lighting's IC-Rated 900 Lumen LED recessed downlights are the ultra-efficient LED light fixtures that will offer you extra style and flair, while being great for the environment and your pocket. The Juno Generation 4 900 Lumen downlights are available in either 2700K, 3000K, 3500K, and 4000K offering the "designer-look" to perfectly complement any home decor theme. These downlights are manufactured to maximize energy efficiency by having Air-Loc sealed housings. This housing stops the infiltration and ex-filtration of air, reducing heating and cooling costs. They also contain no lead or mercury, making them RoHS compliant. This series is offered in new construction and remodel can styles and are approved for both insulated and non-insulated ceilings. Click here to see the complete Juno IC1LED G4 New Construction Specification Sheet. The Juno IC1LED G4 09LM 40K 90CRI 120 FRPC, a replacement of the IC91LEDG4-41K-1, has a 4000K cool white color temperature and has a minimum of 90 CRI that will beautifully show off the color scheme in any room. The LED array is attached to the thermally conductive inner housing to provide superior heat dissipation ensuring the LEDs rated life of 50,000 hours. This model features a 120V forward/reverse phase cut dimming driver that dims down to 5%. The dimming driver meets Energy Star dimming requirements and is compatible with most 0-10V wall box dimmers. Click here to see the complete Juno IC1LED G4 Dimmer Compatibility Sheet. Juno Lighting has made installation of the recessed cans fast and secure. The Air-Loc sealed aluminum housing is vertically adjustable to accommodate up to a 1.5" ceiling thickness. The UL and cUL listed junction box is prewired and equipped with quick connect electrical connectors. The mounting frame is expertly manufactured with 22-gauge die-formed galvanized steel and is fully assembled for ease of installation. Click here to see the complete Juno IC1LED G4 New Construction Installation Instructions. To complete the look of any room using Juno recessed cans, you can choose from Juno's vast selection of trims suited for any room and any application. Click here to explore trim options Juno Lighting 4" Recessed Downlighting Trim Kits. Acuity - Juno Lighting 4" GEN4 LED 900L 120V 4000K | 4000 | 90 | 600 | 51.7241 | 50000 | 11.6 | 1 | 106.46 | 106.46 | 125.0946 | 2020Q2 | https://www.greenelectricalsupply.com/juno-4-inch-900-lumen-led-recessed-down-lights-120v-4000k.aspx | Green Electrical Supply | 2020 | Yes
LED Lighting | Downlight | Manufacturer: Acuity - Juno Lighting | True |  |  |  |  | 4" Recessed Home > Energy Star Qualified Products > 4" GEN4 Dim LED 120-277V 4000K Product Specifications - Quick Reference Lamp Wattage: Working Voltage: 9 Watts 120-277 Volt Dimensions: Rated Life: 12 1/4" x 6 3/4" x 6" 50,000 Hours Incandescent Equivalent: 65 Watt Incandescent Dimmable: Yes - Down to 10% Light Color: CRI: 4000K Cool White 90 CRI Certifications: Warranty: Energy Star, RoHS, UL 5 Year Limited Juno Lighting Group by Acuity Brands, has an extensive line of recessed can fixtures for your residential and commercial lighting needs. This model is the Juno IC1LED G4 06LM 40K 90CRI MVOLT ZT, 4" IC-Rated New Construction LED recessed can downlight. The Juno Lighting 4 inch LED recessed downlights are a fantastic alternative to incandescent 65 watt lighting. This model consumes around 9 watts while producing 600 lumens of light output. Juno Lighting's IC-Rated 600 Lumen LED recessed downlights are the ultra-efficient LED light fixtures that will offer you extra style and flair, while being great for the environment and your pocket. The Juno Generation 4,600 Lumen downlights are available in either 2700K, 3000K, 3500K, and 4000K offering the "designer-look" to perfectly complement any home decor theme. These downlights are manufactured to maximize energy efficiency by having Air-Loc sealed housings. This housing stops the infiltration and ex-filtration of air, reducing heating and cooling costs. They also contain no lead or mercury, making them RoHS compliant. This series is offered in new construction and remodel can styles and are approved for both insulated and non-insulated ceilings. Click here to see the complete Juno IC1LED G4 New Construction Specification Sheet. The Juno IC1LED G4 06LM 40K 90CRI MVOLT ZT, a replacement of the IC1LEDG4-41K-U, has a 4000K cool white color temperature and has a minimum of 90 CRI that will beautifully show off the color scheme in any room. The LED array is attached to the thermally conductive inner housing to provide superior heat dissipation ensuring the LEDs rated life of 50,000 hours. This model features a multi-volt 0-10V dimming driver that dims down to 10%. The dimming driver meets Energy Star dimming requirements and is compatible with most 0-10V wall box dimmers. Click here to see the complete Juno IC1LED G4 Dimmer Compatibility Sheet. Juno Lighting has made installation of the recessed cans fast and secure. The Air-Loc sealed aluminum housing is vertically adjustable to accommodate up to a 1.5" ceiling thickness. The UL and cUL listed junction box is prewired and equipped with quick connect electrical connectors. The mounting frame is expertly manufactured with 22-gauge die-formed galvanized steel and is fully assembled for ease of installation. Click here to see the complete Juno IC1LED G4 New Construction Installation Instructions. To complete the look of any room using Juno recessed cans, you can choose from Juno's vast selection of trims suited for any room and any application. Click here to explore trim options Juno Lighting 4" Recessed Downlighting Trim Kits. Acuity - Juno Lighting 4" GEN4 Dim LED 120-277V 4000K | 4000 | 90 | 600 | 66.6667 | 50000 | 9 | 1 | 114.76 | 114.76 | 134.8474 | 2020Q2 | https://www.greenelectricalsupply.com/juno-4-inch-new-construction-led-down-light-120-277v-4000k.aspx | Green Electrical Supply | 2020 | Yes
LED Lighting | Downlight | Manufacturer: Acuity - Juno Lighting | True |  |  |  |  | 4" Recessed Home > Energy Star Qualified Products > 4" GEN4 LED 900L eldoLED 2700K Product Specifications - Quick Reference Lamp Wattage: Working Voltage: 12 Watts 120-277 Volt Dimensions: Rated Life: 12 1/4" x 6 3/4" x 6" 50,000 Hours Incandescent Equivalent: 75 Watt Incandescent Dimmable: Yes - Down to 10% Light Color: CRI: 2700K Warm White 90 CRI Certifications: Warranty: Energy Star, RoHS, UL 5 Year Limited Juno Lighting Group by Acuity Brands, has an extensive line of recessed can fixtures for your residential and commercial lighting needs. This model is the Juno IC1LED G4 09LM 27K 90CRI MVOLT EZ10, 4" IC-Rated New Construction LED recessed can downlight. The Juno Lighting 4 inch LED recessed downlights are a fantastic alternative to incandescent 75 watt lighting. This model consumes around 12 watts while producing 900 lumens of light output. Juno Lighting's IC-Rated 900 Lumen LED recessed downlights are the ultra-efficient LED light fixtures that will offer you extra style and flair, while being great for the environment and your pocket. The Juno Generation 4 900 Lumen downlights are available in either 2700K, 3000K, 3500K, and 4000K offering the "designer-look" to perfectly complement any home decor theme. These downlights are manufactured to maximize energy efficiency by having Air-Loc sealed housings. This housing stops the infiltration and ex-filtration of air, reducing heating and cooling costs. They also contain no lead or mercury, making them RoHS compliant. This series is offered in new construction and remodel can styles and are approved for both insulated and non-insulated ceilings. Click here to see the complete Juno IC1LED G4 New Construction Specification Sheet. The Juno IC1LED G4 09LM 27K 90CRI MVOLT EZ10 a replacement of IC1LED G4 09LM 27K 90CRI MVOLT ZT, or IC91LEDG4-27K-U,has a 2700K warm white color temperature and has a minimum of 90 CRI that will beautifully show off the color scheme in any room. The LED array is attached to the thermally conductive inner housing to provide superior heat dissipation ensuring the LEDs rated life of 50,000 hours. This model features an eldoLED dimming driver that is able to dim the can down to 10% at 0-10V. This item is an A+ capable luminaire which has been designed and tested to provide consistent color appearance and out-of-the-box control. The dimming driver meets Energy Star dimming requirements and is compatible with most 0-10V wall box dimmers. Click here to see the complete Juno IC1LED G4 Dimmer Compatibility Sheet. Juno Lighting has made installation of the recessed cans fast and secure. The Air-Loc sealed aluminum housing is vertically adjustable to accommodate up to a 1.5" ceiling thickness. The UL and cUL listed junction box is prewired and equipped with quick connect electrical connectors. The mounting frame is expertly manufactured with 22-gauge die-formed galvanized steel and is fully assembled for ease of installation. Click here to see the complete Juno IC1LED G4 New Construction Installation Instructions. To complete the look of any room using Juno recessed cans, you can choose from Juno's vast selection of trims suited for any room and any application. Click here to explore trim options Juno Lighting 4" Recessed Downlighting Trim Kits. Acuity - Juno Lighting 4" GEN4 LED 900L eldoLED 2700K | 2700 | 90 | 900 | 75 | 50000 | 12 | 1 | 114.8 | 114.8 | 134.8944 | 2020Q2 | https://www.greenelectricalsupply.com/juno-4-inch-new-construction-led-down-light-900-lumen-eldoled-driver-2700k.aspx | Green Electrical Supply | 2020 | Yes
LED Lighting | Downlight | Manufacturer: Acuity - Juno Lighting | True |  |  |  |  | 4" Recessed Home > Energy Star Qualified Products > 4" GEN4 LED 900L eldoLED 3000K Product Specifications - Quick Reference Lamp Wattage: Working Voltage: 12 Watts 120-277 Volt Dimensions: Rated Life: 12 1/4" x 6 3/4" x 6" 50,000 Hours Incandescent Equivalent: 75 Watt Incandescent Dimmable: Yes - Down to 10% Light Color: CRI: 3000K Warm White 90 CRI Certifications: Warranty: Energy Star, RoHS, UL 5 Year Limited Juno Lighting Group by Acuity Brands, has an extensive line of recessed can fixtures for your residential and commercial lighting needs. This model is the Juno IC1LED G4 09LM 30K 90CRI MVOLT EZ10, 4" IC-Rated New Construction LED recessed can downlight. The Juno Lighting 4 inch LED recessed downlights are a fantastic alternative to incandescent 75 watt lighting. This model consumes around 12 watts while producing 900 lumens of light output. Juno Lighting's IC-Rated 900 Lumen LED recessed downlights are the ultra-efficient LED light fixtures that will offer you extra style and flair, while being great for the environment and your pocket. The Juno Generation 4 900 Lumen downlights are available in either 2700K, 3000K, 3500K, and 4000K offering the "designer-look" to perfectly complement any home decor theme. These downlights are manufactured to maximize energy efficiency by having Air-Loc sealed housings. This housing stops the infiltration and ex-filtration of air, reducing heating and cooling costs. They also contain no lead or mercury, making them RoHS compliant. This series is offered in new construction and remodel can styles and are approved for both insulated and non-insulated ceilings. Click here to see the complete Juno IC1LED G4 New Construction Specification Sheet. The Juno IC1LED G4 09LM 30K 90CRI MVOLT EZ10, a replacement of IC1LED G4 09LM 30K 90CRI MVOLT ZT, or IC91LEDG4-3K-U, has a 3000K warm white color temperature and has a minimum of 90 CRI that will beautifully show off the color scheme in any room. The LED array is attached to the thermally conductive inner housing to provide superior heat dissipation ensuring the LEDs rated life of 50,000 hours. This model features an eldoLED dimming driver that is able to dim the can down to 10% at 0-10V. This item is an A+ capable luminaire which has been designed and tested to provide consistent color appearance and out-of-the-box control. The dimming driver meets Energy Star dimming requirements and is compatible with most 0-10V wall box dimmers. Click here to see the complete Juno IC1LED G4 Dimmer Compatibility Sheet. Juno Lighting has made installation of the recessed cans fast and secure. The Air-Loc sealed aluminum housing is vertically adjustable to accommodate up to a 1.5" ceiling thickness. The UL and cUL listed junction box is prewired and equipped with quick connect electrical connectors. The mounting frame is expertly manufactured with 22-gauge die-formed galvanized steel and is fully assembled for ease of installation. Click here to see the complete Juno IC1LED G4 New Construction Installation Instructions. To complete the look of any room using Juno recessed cans, you can choose from Juno's vast selection of trims suited for any room and any application. Click here to explore trim options Juno Lighting 4" Recessed Downlighting Trim Kits. Acuity - Juno Lighting 4" GEN4 LED 900L eldoLED 3000K | 3000 | 90 | 900 | 75 | 50000 | 12 | 1 | 132.97 | 132.97 | 156.2449 | 2020Q2 | https://www.greenelectricalsupply.com/juno-4-inch-new-construction-led-down-light-900-lumen-eldoled-driver-3000k.aspx | Green Electrical Supply | 2020 | Yes
LED Lighting | Downlight | Manufacturer: Acuity - Juno Lighting | True |  |  |  |  | 4" Recessed Home > Energy Star Qualified Products > 4" GEN4 LED 900L eldoLED 3500K Product Specifications - Quick Reference Lamp Wattage: Working Voltage: 12 Watts 120-277 Volt Dimensions: Rated Life: 12 1/4" x 6 3/4" x 6" 50,000 Hours Incandescent Equivalent: 75 Watt Incandescent Dimmable: Yes - Down to 10% Light Color: CRI: 3500K Bright White 90 CRI Certifications: Warranty: Energy Star, RoHS, UL 5 Year Limited Juno Lighting Group by Acuity Brands, has an extensive line of recessed can fixtures for your residential and commercial lighting needs. This model is the Juno IC1LED G4 09LM 35K 90CRI MVOLT EZ10, 4" IC-Rated New Construction LED recessed can downlight. The Juno Lighting 4 inch LED recessed downlights are a fantastic alternative to incandescent 75 watt lighting. This model consumes around 12 watts while producing 900 lumens of light output. Juno Lighting's IC-Rated 900 Lumen LED recessed downlights are the ultra-efficient LED light fixtures that will offer you extra style and flair, while being great for the environment and your pocket. The Juno Generation 4 900 Lumen downlights are available in either 2700K, 3000K, 3500K, and 4000K offering the "designer-look" to perfectly complement any home decor theme. These downlights are manufactured to maximize energy efficiency by having Air-Loc sealed housings. This housing stops the infiltration and ex-filtration of air, reducing heating and cooling costs. They also contain no lead or mercury, making them RoHS compliant. This series is offered in new construction and remodel can styles and are approved for both insulated and non-insulated ceilings. Click here to see the complete Juno IC1LED G4 New Construction Specification Sheet. The Juno IC1LED G4 09LM 35K 90CRI MVOLT EZ10, a replacement of IC1LED G4 09LM 35K 90CRI MVOLT ZT, or IC91LEDG4-35K-U, has a 3500K bright white color temperature and has a minimum of 90 CRI that will beautifully show off the color scheme in any room. The LED array is attached to the thermally conductive inner housing to provide superior heat dissipation ensuring the LEDs rated life of 50,000 hours. This model features an eldoLED dimming driver that is able to dim the can down to 10% at 0-10V. This item is an A+ capable luminaire which has been designed and tested to provide consistent color appearance and out-of-the-box control. The dimming driver meets Energy Star dimming requirements and is compatible with most 0-10V wall box dimmers. Click here to see the complete Juno IC1LED G4 Dimmer Compatibility Sheet. Juno Lighting has made installation of the recessed cans fast and secure. The Air-Loc sealed aluminum housing is vertically adjustable to accommodate up to a 1.5" ceiling thickness. The UL and cUL listed junction box is prewired and equipped with quick connect electrical connectors. The mounting frame is expertly manufactured with 22-gauge die-formed galvanized steel and is fully assembled for ease of installation. Click here to see the complete Juno IC1LED G4 New Construction Installation Instructions. To complete the look of any room using Juno recessed cans, you can choose from Juno's vast selection of trims suited for any room and any application. Click here to explore trim options Juno Lighting 4" Recessed Downlighting Trim Kits. Acuity - Juno Lighting 4" GEN4 LED 900L eldoLED 3500K | 3500 | 90 | 900 | 75 | 50000 | 12 | 1 | 122.97 | 122.97 | 144.4945 | 2020Q2 | https://www.greenelectricalsupply.com/juno-4-inch-new-construction-led-down-light-900-lumen-eldoled-driver-3500k.aspx | Green Electrical Supply | 2020 | Yes
LED Lighting | Downlight | Manufacturer: Acuity - Juno Lighting | True |  |  |  |  | 4" Recessed Home > Energy Star Qualified Products > 4" GEN4 LED 900L eldoLED 4000K Product Specifications - Quick Reference Lamp Wattage: Working Voltage: 12 Watts 120-277 Volt Dimensions: Rated Life: 12 1/4" x 6 3/4" x 6" 50,000 Hours Incandescent Equivalent: 75 Watt Incandescent Dimmable: Yes - Down to 10% Light Color: CRI: 4000K Cool White 90 CRI Certifications: Warranty: Energy Star, RoHS, UL 5 Year Limited Juno Lighting Group by Acuity Brands, has an extensive line of recessed can fixtures for your residential and commercial lighting needs. This model is the Juno IC1LED G4 09LM 40K 90CRI MVOLT EZ10, 4" IC-Rated New Construction LED recessed can downlight. The Juno Lighting 4 inch LED recessed downlights are a fantastic alternative to incandescent 75 watt lighting. This model consumes around 12 watts while producing 900 lumens of light output. Juno Lighting's IC-Rated 900 Lumen LED recessed downlights are the ultra-efficient LED light fixtures that will offer you extra style and flair, while being great for the environment and your pocket. The Juno Generation 4 900 Lumen downlights are available in either 2700K, 3000K, 3500K, and 4000K offering the "designer-look" to perfectly complement any home decor theme. These downlights are manufactured to maximize energy efficiency by having Air-Loc sealed housings. This housing stops the infiltration and ex-filtration of air, reducing heating and cooling costs. They also contain no lead or mercury, making them RoHS compliant. This series is offered in new construction and remodel can styles and are approved for both insulated and non-insulated ceilings. Click here to see the complete Juno IC1LED G4 New Construction Specification Sheet. The Juno IC1LED G4 09LM 40K 90CRI MVOLT EZ10, a replacement of IC1LED G4 09LM 40K 90CRI MVOLT ZT, or IC91LEDG4-41K-U, has a 4000K cool white color temperature and has a minimum of 90 CRI that will beautifully show off the color scheme in any room. The LED array is attached to the thermally conductive inner housing to provide superior heat dissipation ensuring the LEDs rated life of 50,000 hours. This model features an eldoLED dimming driver that is able to dim the can down to 10% at 0-10V. This item is an A+ capable luminaire which has been designed and tested to provide consistent color appearance and out-of-the-box control. The dimming driver meets Energy Star dimming requirements and is compatible with most 0-10V wall box dimmers. Click here to see the complete Juno IC1LED G4 Dimmer Compatibility Sheet. Juno Lighting has made installation of the recessed cans fast and secure. The Air-Loc sealed aluminum housing is vertically adjustable to accommodate up to a 1.5" ceiling thickness. The UL and cUL listed junction box is prewired and equipped with quick connect electrical connectors. The mounting frame is expertly manufactured with 22-gauge die-formed galvanized steel and is fully assembled for ease of installation. Click here to see the complete Juno IC1LED G4 New Construction Installation Instructions. To complete the look of any room using Juno recessed cans, you can choose from Juno's vast selection of trims suited for any room and any application. Click here to explore trim options Juno Lighting 4" Recessed Downlighting Trim Kits. Acuity - Juno Lighting 4" GEN4 LED 900L eldoLED 4000K | 4000 | 90 | 900 | 75 | 50000 | 12 | 1 | 132.97 | 132.97 | 156.2449 | 2020Q2 | https://www.greenelectricalsupply.com/juno-4-inch-new-construction-led-down-light-900-lumen-eldoled-driver-4000k.aspx | Green Electrical Supply | 2020 | Yes
LED Lighting | Downlight | Manufacturer: Acuity - Juno Lighting | True |  |  |  |  | 4" Recessed Home > Energy Star Qualified Products > 4" GEN4 LED Remodel 120-277 40K Product Specifications - Quick Reference Lamp Wattage: Working Voltage: 9 Watts 120-277 Volt Dimensions: Rated Life: 14 1/8" x 7 3/8" x 4 3/8" 50,000 Hours Incandescent Equivalent: 65W Incandescent Dimmable: Yes (0-10V) Light Color: CRI: 4000K Cool White 90 CRI Certifications: Warranty: Energy Star, RoHS, UL 5 Year Limited Juno Lighting Group by Acuity Brands, has an extensive line of recessed can fixtures for your residential and commercial lighting needs. This model is the Juno IC1RLED G4 06LM 40K 90CRI MVOLT ZT, 4" IC-Rated Remodel LED recessed can downlight. The Juno Lighting 4 inch LED recessed downlights are a fantastic alternative to incandescent 65 watt lighting. This model consumes around 9 watts while producing 600 lumens of light output. Juno Lighting's IC-Rated 600 Lumen LED recessed downlights are the ultra-efficient LED light fixtures that will offer you extra style and flair, while being great for the environment and your pocket. The Juno Generation 4 600 Lumen downlights are available in either 2700K, 3000K, 3500K, and 4000K offering the "designer-look" to perfectly complement any home decor theme. These downlights are manufactured to maximize energy efficiency by having Air-Loc sealed housings. This housing stops the infiltration and ex-filtration of air, reducing heating and cooling costs. They also contain no lead or mercury, making them RoHS compliant. This series is offered in new construction and remodel can styles and are approved for both insulated and non-insulated ceilings. Click here to see the complete Juno IC1RLED G4 Remodel Specification Sheet. The Juno IC1RLED G4 06LM 40K 90CRI MVOLT ZT, a replacement of the IC1RLEDG4-41K-U, has a 4000K cool white color temperature and has a minimum of 90 CRI that will beautifully show off the color scheme in any room. The LED array is attached to the thermally conductive inner housing to provide superior heat dissipation ensuring the LEDs rated life of 50,000 hours. This model features a universal 0-10V dimming driver. The dimming driver meets Energy Star dimming requirements and is compatible with most 0-10V wall box dimmers. Click here to see the complete Juno IC1RLED G4 Dimmer Compatibility Sheet. Juno Lighting has made installation of the recessed cans fast and secure. The Air-Loc sealed aluminum housing is vertically adjustable to accommodate up to a 1-1/2" ceiling thickness. The UL and cUL listed junction box is prewired and equipped with quick connect electrical connectors. The mounting frame is expertly manufactured with 22-gauge die-formed galvanized steel and is fully assembled for ease of installation. Click here to see the complete Juno IC1RLED G4 Remodel Installation Instructions. To complete the look of any room using Juno recessed cans, you can choose from Juno's vast selection of trims suited for any room and any application. Click here to explore trim options Juno Lighting 4" Recessed Downlighting Trim Kits. Acuity - Juno Lighting 4" GEN4 LED Remodel 120-277 40K | 4000 | 90 | 600 | 66.6667 | 50000 | 9 | 1 | 112.52 | 112.52 | 132.2153 | 2020Q2 | https://www.greenelectricalsupply.com/juno-4-inch-remodel-led-down-light-120-277v-4000k.aspx | Green Electrical Supply | 2020 | Yes
LED Lighting | Downlight | Manufacturer: Acuity - Juno Lighting | True |  |  |  |  | 4" Recessed Home > Energy Star Qualified Products > 4" GEN4 LED Remodel 120V 4000K Product Specifications - Quick Reference Lamp Wattage: Working Voltage: 8.6 Watts 120 Volt Dimensions: Rated Life: 14 1/8" x 7 3/8" x 4 3/8" 50,000 Hours Incandescent Equivalent: 65W Incandescent Dimmable: Yes Light Color: CRI: 4000K Cool White 90 CRI Certifications: Warranty: Energy Star, RoHS, UL 5 Year Limited Juno Lighting Group by Acuity Brands, has an extensive line of recessed can fixtures for your residential and commercial lighting needs. This model is the Juno IC1RLED G4 06LM 40K 90CRI 120 FRPC, 4" IC-Rated Remodel LED recessed can downlight. The Juno Lighting 4 inch LED recessed downlights are a fantastic alternative to incandescent 65 watt lighting. This model consumes around 9 watts while producing 600 lumens of light output. Juno Lighting's IC-Rated 600 Lumen LED recessed downlights are the ultra-efficient LED light fixtures that will offer you extra style and flair, while being great for the environment and your pocket. The Juno Generation 4 600 Lumen downlights are available in either 2700K, 3000K, 3500K, and 4000K offering the "designer-look" to perfectly complement any home decor theme. These downlights are manufactured to maximize energy efficiency by having Air-Loc sealed housings. This housing stops the infiltration and ex-filtration of air, reducing heating and cooling costs. They also contain no lead or mercury, making them RoHS compliant. This series is offered in new construction and remodel can styles and are approved for both insulated and non-insulated ceilings. Click here to see the complete Juno IC1RLED G4 Remodel Specification Sheet. The Juno IC1RLED G4 06LM 40K 90CRI 120 FRPC, a replacement of the IC1RLEDG4-41K-1, has a 4000K cool white color temperature and has a minimum of 90 CRI that will beautifully show off the color scheme in any room. The LED array is attached to the thermally conductive inner housing to provide superior heat dissipation ensuring the LEDs rated life of 50,000 hours. This model features a forward/reverse phase cut dimming driver (down to 5%). The dimming driver meets Energy Star dimming requirements and is compatible with most 0-10V wall box dimmers. Click here to see the complete Juno IC1RLED G4 Dimmer Compatibility Sheet. Juno Lighting has made installation of the recessed cans fast and secure. The Air-Loc sealed aluminum housing is vertically adjustable to accommodate up to a 1-1/2" ceiling thickness. The UL and cUL listed junction box is prewired and equipped with quick connect electrical connectors. The mounting frame is expertly manufactured with 22-gauge die-formed galvanized steel and is fully assembled for ease of installation. Click here to see the complete Juno IC1RLED G4 Remodel Installation Instructions. To complete the look of any room using Juno recessed cans, you can choose from Juno's vast selection of trims suited for any room and any application. Click here to explore trim options Juno Lighting 4" Recessed Downlighting Trim Kits. Acuity - Juno Lighting 4" GEN4 LED Remodel 120V 4000K | 4000 | 90 | 600 | 69.7674 | 50000 | 8.6 | 1 | 98.15 | 98.15 | 115.33 | 2020Q2 | https://www.greenelectricalsupply.com/juno-4-inch-remodel-led-down-light-120v-4000k.aspx | Green Electrical Supply | 2020 | Yes
LED Lighting | Downlight | Manufacturer: Acuity - Juno Lighting | True |  |  |  |  | 6" Recessed Home > Energy Star Qualified Products > 6 Inch 27 Watt 2000 Lumen Commercial Downlight Retrofit with Haze Reflector 3000K Product Specifications - Quick Reference Lamp Wattage: Working Voltage: 27.3 Watts 120-277 Volt Housing Dimensions: Rated Life: 8 3/16" Dia x 4 15/16" H 50,000 Hours Delivered Lumens: 2,000 Lumens Dimmable: YES: 0-10V Only Light Color: CRI: 3000K 90 CRI Certifications: Warranty: RoHS, cULus, ENERGY STAR 5 Year Limited Juno® Commercial LED Downlight Retrofit Trim assemblies are the ideal way to upgrade existing incandescent, CFL and HID commercial down light housings to high-performance LED. The all-in-one design features an advanced LED light engine mounted directly to the spun aluminum trim with a regressed diffusing lens in either white or haze finish. Installation is fast and simple with the unique quick disconnect feature from the junction box. The Juno JCLR Series provides an array of options to retrofit traditional incandescent, compact fluorescent and HID commercial recessed downlights. These trim assemblies are available in both small and large 6" and 8" modules for updating a range of varying fixture apertures currently in use today. They replace CFL lamps totaling 42W or greater, while producing as high as 2400 lumens at just 27.5W input. With Juno commercial LED down light retrofit trims, you can upgrade virtually any 6" and 8" non-IC commercial recessed rough-in section to the latest in energy-efficient LED technology. These ENERGY STAR Qualified 6" LED ( Light Emitting Diode ) Commercial High Hat Retrofit Down Light conversion kits are a perfect choice for use in your existing 6" recessed can applications. Juno's LED retrofit cans combine low up-front cost, minimal labor, best-in-class energy efficiency and architectural-quality light to deliver an exceptional value for all your retrofit projects. Click here to see the complete Juno LED 6 Inch Commercial Recessed Down Light Retrofit Specification Sheet. This Juno JCLR6L-20-930KU-HZ or JCLR6L 20LM 30K 90CRI MVOLT ZT HZWH, 3000 Kelvin (K) warm white LED light operates on your existing 120 through 277 volt circuit and consumes just 27.3 watts. These LED retrofit lights generate 2,000 delivered lumens (or 73 Lumens Per Watt) and has a Color Rendering Index (CRI) of 90. The Juno JCLR6L-20-930KU-HZ 6" LED down light retrofit offers out-of-the-box dimming compatibility using 0-10 volt controls and is suitable for damp locations. These LED bulbs carry a 5 year limited warranty. Instant on at full brightness and mercury free - environmentally positive - generates no IR or UV - protects valuable objects - these 6 inch recessed downlight can retrofit LED fixtures are rated for 50,000 hours based on the L70 Standard. The white trim is constructed with a heavy gauge anodized aluminum and the reflector has a haze finish. This commercial grade LED retrofit trim module is supplied with optional retaining clips in case the existing frame does not have adequate springs to secure the reflector. This quality retrofit is supplied with an external driver, for easy retrofit and maintenance, and the power supply features integral thermal protection. The one-piece design is quick and easy to install into existing recessed frames. Click here to see the complete Juno LED 6 Inch Commercial Recessed Down Light Retrofit Installation Instructions or Check out the video below to see just how easily they install! Typical Applications Typical applications for the JCLR6L-20-930KU-HZ 27 watt 6" 90 CRI CFL, PL or Metal Halide LED down light retrofit kits include commercial atriums, soffits, living room, and general decorative indoor lighting in residential, office, retail, restaurant, school, hospital and hotel/motel locations. Acuity - Juno Lighting 6 Inch 27 Watt 2000 Lumen Commercial Downlight Retrofit with Haze Reflector 3000K | 3000 | 90 | 2000 | 74.0741 | 50000 | 27 | 1 | 110.82 | 110.82 | 130.2178 | 2020Q2 | https://www.greenelectricalsupply.com/juno-6-inch-2000-lumen-commercial-down-light-retrofit-haze-3000k.aspx | Green Electrical Supply | 2020 | Yes
LED Lighting | Downlight | Manufacturer: Acuity - Juno Lighting | True |  |  |  |  | 6" Recessed Home > Energy Star Qualified Products > 6 Inch 27 Watt 2000 Lumen Commercial Downlight Retrofit with Haze Reflector 3500K Product Specifications - Quick Reference Lamp Wattage: Working Voltage: 27.3 Watts 120-277 Volt Housing Dimensions: Rated Life: 8 3/16" Dia x 4 15/16" H 50,000 Hours Delivered Lumens: 2,000 Lumens Dimmable: YES: 0-10V Only Light Color: CRI: 3500K 90 CRI Certifications: Warranty: RoHS, cULus, ENERGY STAR 5 Year Limited Juno® Commercial LED Downlight Retrofit Trim assemblies are the ideal way to upgrade existing incandescent, CFL and HID commercial down light housings to high-performance LED. The all-in-one design features an advanced LED light engine mounted directly to the spun aluminum trim with a regressed diffusing lens in either white or haze finish. Installation is fast and simple with the unique quick disconnect feature from the junction box. The Juno JCLR Series provides an array of options to retrofit traditional incandescent, compact fluorescent and HID commercial recessed downlights. These trim assemblies are available in both small and large 6" and 8" modules for updating a range of varying fixture apertures currently in use today. They replace CFL lamps totaling 42W or greater, while producing as high as 2400 lumens at just 27.5W input. With Juno commercial LED down light retrofit trims, you can upgrade virtually any 6" and 8" non-IC commercial recessed rough-in section to the latest in energy-efficient LED technology. These ENERGY STAR Qualified 6" LED ( Light Emitting Diode ) Commercial High Hat Retrofit Down Light conversion kits are a perfect choice for use in your existing 6" recessed can applications. Juno's LED retrofit cans combine low up-front cost, minimal labor, best-in-class energy efficiency and architectural-quality light to deliver an exceptional value for all your retrofit projects. Click here to see the complete Juno LED 6 Inch Commercial Recessed Down Light Retrofit Specification Sheet. This Juno JCLR6L-20-935KU-HZ or JCLR6L 20LM 35K 90CRI MVOLT ZT HZWH, 3500 Kelvin (K) bright white LED light operates on your existing 120 through 277 volt circuit and consumes just 27.3 watts. These LED retrofit lights generate 2,000 delivered lumens (or 73 Lumens Per Watt) and has a Color Rendering Index (CRI) of 90. The Juno JCLR6L-20-935KU-HZ 6" LED down light retrofit offers out-of-the-box dimming compatibility using 0-10 volt controls and is suitable for damp locations. These LED bulbs carry a 5 year limited warranty. Instant on at full brightness and mercury free - environmentally positive - generates no IR or UV - protects valuable objects - these 6 inch recessed downlight can retrofit LED fixtures are rated for 50,000 hours based on the L70 Standard. The white trim is constructed with a heavy gauge anodized aluminum and the reflector has a haze finish. This commercial grade LED retrofit trim module is supplied with optional retaining clips in case the existing frame does not have adequate springs to secure the reflector. This quality retrofit is supplied with an external driver, for easy retrofit and maintenance, and the power supply features integral thermal protection. The one-piece design is quick and easy to install into existing recessed frames. Click here to see the complete Juno LED 6 Inch Commercial Recessed Down Light Retrofit Installation Instructions or Check out the video below to see just how easily they install! Typical Applications Typical applications for the JCLR6L-20-935KU-HZ 27 watt 6" 90 CRI CFL, PL or Metal Halide LED down light retrofit kits include commercial atriums, soffits, living room, and general decorative indoor lighting in residential, office, retail, restaurant, school, hospital and hotel/motel locations. Acuity - Juno Lighting 6 Inch 27 Watt 2000 Lumen Commercial Downlight Retrofit with Haze Reflector 3500K | 3500 | 90 | 2000 | 74.0741 | 50000 | 27 | 1 | 110.82 | 110.82 | 130.2178 | 2020Q2 | https://www.greenelectricalsupply.com/juno-6-inch-2000-lumen-commercial-led-down-light-retrofit-haze-3500k.aspx | Green Electrical Supply | 2020 | Yes
LED Lighting | Downlight | Manufacturer: Acuity - Juno Lighting | True |  |  |  |  | 6" Recessed Home > Energy Star Qualified Products > 6 Inch 27 Watt 2000 Lumen Commercial Downlight Retrofit with Haze Reflector 4000K Product Specifications - Quick Reference Lamp Wattage: Working Voltage: 27.3 Watts 120-277 Volt Housing Dimensions: Rated Life: 8 3/16" Dia x 4 15/16" H 50,000 Hours Delivered Lumens: 2,000 Lumens Dimmable: YES: 0-10V Only Light Color: CRI: 4000K 90 CRI Certifications: Warranty: RoHS, cULus, ENERGY STAR 5 Year Limited Juno® Commercial LED Downlight Retrofit Trim assemblies are the ideal way to upgrade existing incandescent, CFL and HID commercial down light housings to high-performance LED. The all-in-one design features an advanced LED light engine mounted directly to the spun aluminum trim with a regressed diffusing lens in either white or haze finish. Installation is fast and simple with the unique quick disconnect feature from the junction box. The Juno JCLR Series provides an array of options to retrofit traditional incandescent, compact fluorescent and HID commercial recessed downlights. These trim assemblies are available in both small and large 6" and 8" modules for updating a range of varying fixture apertures currently in use today. They replace CFL lamps totaling 42W or greater, while producing as high as 2400 lumens at just 27.5W input. With Juno commercial LED down light retrofit trims, you can upgrade virtually any 6" and 8" non-IC commercial recessed rough-in section to the latest in energy-efficient LED technology. These ENERGY STAR Qualified 6" LED ( Light Emitting Diode ) Commercial High Hat Retrofit Down Light conversion kits are a perfect choice for use in your existing 6" recessed can applications. Juno's LED retrofit cans combine low up-front cost, minimal labor, best-in-class energy efficiency and architectural-quality light to deliver an exceptional value for all your retrofit projects. Click here to see the complete Juno LED 6 Inch Commercial Recessed Down Light Retrofit Specification Sheet. This Juno JCLR6L-20-940KU-HZ or JCLR6L 20LM 40K 90CRI MVOLT ZT HZWH, 4000 Kelvin (K) cool white LED light operates on your existing 120 through 277 volt circuit and consumes just 27.3 watts. These LED retrofit lights generate 2,000 delivered lumens (or 73 Lumens Per Watt) and has a Color Rendering Index (CRI) of 90. The Juno JCLR6L-20-940KU-HZ 6" LED down light retrofit offers out-of-the-box dimming compatibility using 0-10 volt controls and is suitable for damp locations. These LED bulbs carry a 5 year limited warranty. Instant on at full brightness and mercury free - environmentally positive - generates no IR or UV - protects valuable objects - these 6 inch recessed downlight can retrofit LED fixtures are rated for 50,000 hours based on the L70 Standard. The white trim is constructed with a heavy gauge anodized aluminum and the reflector has a haze finish. This commercial grade LED retrofit trim module is supplied with optional retaining clips in case the existing frame does not have adequate springs to secure the reflector. This quality retrofit is supplied with an external driver, for easy retrofit and maintenance, and the power supply features integral thermal protection. The one-piece design is quick and easy to install into existing recessed frames. Click here to see the complete Juno LED 6 Inch Commercial Recessed Down Light Retrofit Installation Instructions or Check out the video below to see just how easily they install! Typical Applications Typical applications for the JCLR6L-20-940KU-HZ 27 watt 6" 90 CRI CFL, PL or Metal Halide LED down light retrofit kits include commercial atriums, soffits, living room, and general decorative indoor lighting in residential, office, retail, restaurant, school, hospital and hotel/motel locations. Acuity - Juno Lighting 6 Inch 27 Watt 2000 Lumen Commercial Downlight Retrofit with Haze Reflector 4000K | 4000 | 90 | 2000 | 74.0741 | 50000 | 27 | 1 | 110.82 | 110.82 | 130.2178 | 2020Q2 | https://www.greenelectricalsupply.com/juno-6-inch-2000-lumen-commercial-led-down-light-retrofit-haze-4000k.aspx | Green Electrical Supply | 2020 | Yes
LED Lighting | Downlight | Manufacturer: Acuity - Juno Lighting | True |  |  |  |  | 6" Recessed Home > Energy Star Qualified Products > 6" GEN4 LED 900L eldoLED 2700K Product Specifications - Quick Reference Lamp Wattage: Working Voltage: 12 Watts 120-277 Volt Dimensions: Rated Life: 15 3/4" x 13 1/2" x 5 1/8" 50,000 Hours Incandescent Equivalent: 75 Watt Incandescent Dimmable: Yes - Down to 10% Light Color: CRI: 2700K Warm White 90 CRI Certifications: Warranty: Energy Star, RoHS, UL 5 Year Limited Juno Lighting Group by Acuity Brands, has an extensive line of recessed can fixtures for your residential and commercial lighting needs. This model is the Juno IC22LED G4 09LM 27K 90CRI MVOLT EZ10, 6" IC-Rated New Construction LED recessed can downlight. The Juno Lighting 6 inch LED recessed downlights are a fantastic alternative to incandescent 75 watt lighting. This model consumes around 12 watts while producing 900 lumens of light output. Juno Lighting's IC-Rated 900 Lumen LED recessed downlights are the ultra-efficient LED light fixtures that will offer you extra style and flair, while being great for the environment and your pocket. The Juno Generation 4 900 Lumen downlights are available in either 2700K, 3000K, 3500K, and 4000K offering the "designer-look" to perfectly complement any home decor theme. These downlights are manufactured to maximize energy efficiency by having Air-Loc sealed housings. This housing stops the infiltration and ex-filtration of air, reducing heating and cooling costs. They also contain no lead or mercury, making them RoHS compliant. This series is offered in new construction and remodel can styles and are approved for both insulated and non-insulated ceilings. Click here to see the complete Juno IC22LED G4 New Construction Specification Sheet. The Juno IC22LED G4 09LM 27K 90CRI MVOLT EZ10 a replacement of IC22LED G4 09LM 27K 90CRI MVOLT ZT, or IC922LEDG4-27K-U, has a 2700K warm white color temperature and has a minimum of 90 CRI that will beautifully show off the color scheme in any room. The LED array is attached to the thermally conductive inner housing to provide superior heat dissipation ensuring the LEDs rated life of 50,000 hours. This model features an eldoLED dimming driver that is able to dim the can down to 10% at 0-10V. This item is an A+ capable luminaire which has been designed and tested to provide consistent color appearance and out-of-the-box control. The dimming driver meets Energy Star dimming requirements and is compatible with most 0-10V wall box dimmers. Click here to see the complete Juno IC22LED G4 Dimmer Compatibility Sheet. Juno Lighting has made installation of the recessed cans fast and secure. The Air-Loc sealed aluminum housing is vertically adjustable to accommodate up to a 2" ceiling thickness. The UL and cUL listed junction box is prewired and equipped with quick connect electrical connectors. The mounting frame is expertly manufactured with 22-gauge die-formed galvanized steel and is fully assembled for ease of installation. Click here to see the complete Juno IC22LED G4 New Construction Installation Instructions. To complete the look of any room using Juno recessed cans, you can choose from Juno's vast selection of trims suited for any room and any application. Click here to explore trim options Juno Lighting 6" Recessed Downlighting Trim Kits. Acuity - Juno Lighting 6" GEN4 LED 900L eldoLED 2700K | 2700 | 90 | 900 | 75 | 50000 | 12 | 1 | 105.83 | 105.83 | 124.3543 | 2020Q2 | https://www.greenelectricalsupply.com/juno-6-inch-900-lumen-led-down-lights-with-eldoled-driver-2700k.aspx | Green Electrical Supply | 2020 | Yes
LED Lighting | Downlight | Manufacturer: Acuity - Juno Lighting | True |  |  |  |  | 6" Recessed Home > Energy Star Qualified Products > 6" GEN4 LED 900L 120V 4000K Product Specifications - Quick Reference Lamp Wattage: Working Voltage: 11.5 Watts 120 Volt Dimensions: Rated Life: 15 3/4" x 13 1/2" x 5 1/8" 50,000 Hours Incandescent Equivalent: 75W BR30 Incandescent Dimmable: Yes - Down to 5% Light Color: CRI: 4000K Cool White 90 CRI Certifications: Warranty: Energy Star, RoHS, UL 5 Year Limited Juno Lighting Group by Acuity Brands, has an extensive line of recessed can fixtures for your residential and commercial lighting needs. This model is the Juno IC22LED G4 09LM 40K 90CRI 120 FRPC, 6" IC-Rated New Construction LED recessed can downlight. The Juno Lighting 6 inch LED recessed downlights are a fantastic alternative to incandescent 75 watt BR30 lighting. This model consumes around 11.5 watts while producing 900 lumens of light output. Juno Lighting's IC-Rated 900 Lumen LED recessed downlights are the ultra-efficient LED light fixtures that will offer you extra style and flair, while being great for the environment and your pocket. The Juno Generation 4 900 Lumen downlights are available in either 2700K, 3000K, 3500K, and 4000K offering the "designer-look" to perfectly complement any home decor theme. These downlights are manufactured to maximize energy efficiency by having Air-Loc sealed housings. This housing stops the infiltration and ex-filtration of air, reducing heating and cooling costs. They also contain no lead or mercury, making them RoHS compliant. This series is offered in new construction and remodel can styles and are approved for both insulated and non-insulated ceilings. Click here to see the complete Juno IC22LED G4 New Construction Specification Sheet. The Juno IC22LED G4 09LM 40K 90CRI 120 FRPC, a replacement of the IC922LEDG4-41K-1, has a 4000K cool white color temperature and has a minimum of 90 CRI that will beautifully show off the color scheme in any room. The LED array is attached to the thermally conductive inner housing to provide superior heat dissipation ensuring the LEDs rated life of 50,000 hours. This model features a 120V forward/reverse phase cut dimming driver that dims down to 5%. The dimming driver meets Energy Star dimming requirements and is compatible with most 0-10V wall box dimmers. Click here to see the complete Juno IC22LED G4 Dimmer Compatibility Sheet. Juno Lighting has made installation of the recessed cans fast and secure. The Air-Loc sealed aluminum housing is vertically adjustable to accommodate up to a 2" ceiling thickness. The UL and cUL listed junction box is prewired and equipped with quick connect electrical connectors. The mounting frame is expertly manufactured with 22-gauge die-formed galvanized steel and is fully assembled for ease of installation. Click here to see the complete Juno IC22LED G4 New Construction Installation Instructions. To complete the look of any room using Juno recessed cans, you can choose from Juno's vast selection of trims suited for any room and any application. Click here to explore trim options Juno Lighting 6" Recessed Downlighting Trim Kits. Acuity - Juno Lighting 6" GEN4 LED 900L 120V 4000K | 4000 | 90 | 900 | 78.2609 | 50000 | 11.5 | 1 | 98.18 | 98.18 | 115.3653 | 2020Q2 | https://www.greenelectricalsupply.com/juno-6-inch-900-lumen-led-recessed-down-lights-120v-4000k.aspx | Green Electrical Supply | 2020 | Yes
LED Lighting | Downlight | Manufacturer: Acuity - Juno Lighting | True |  |  |  |  | 6" Recessed Home > Energy Star Qualified Products > 6" GEN4 LED 900L eldoLED 3000K Product Specifications - Quick Reference Lamp Wattage: Working Voltage: 12 Watts 120-277 Volt Dimensions: Rated Life: 15 3/4" x 13 1/2" x 5 1/8" 50,000 Hours Incandescent Equivalent: 75 Watt Incandescent Dimmable: Yes - Down to 10% Light Color: CRI: 3000K Warm White 90 CRI Certifications: Warranty: Energy Star, RoHS, UL 5 Year Limited Juno Lighting Group by Acuity Brands, has an extensive line of recessed can fixtures for your residential and commercial lighting needs. This model is the Juno IC22LED G4 09LM 30K 90CRI MVOLT EZ10, 6" IC-Rated New Construction LED recessed can downlight. The Juno Lighting 6 inch LED recessed downlights are a fantastic alternative to incandescent 75 watt lighting. This model consumes around 12 watts while producing 900 lumens of light output. Juno Lighting's IC-Rated 900 Lumen LED recessed downlights are the ultra-efficient LED light fixtures that will offer you extra style and flair, while being great for the environment and your pocket. The Juno Generation 4 900 Lumen downlights are available in either 2700K, 3000K, 3500K, and 4000K offering the "designer-look" to perfectly complement any home decor theme. These downlights are manufactured to maximize energy efficiency by having Air-Loc sealed housings. This housing stops the infiltration and ex-filtration of air, reducing heating and cooling costs. They also contain no lead or mercury, making them RoHS compliant. This series is offered in new construction and remodel can styles and are approved for both insulated and non-insulated ceilings. Click here to see the complete Juno IC22LED G4 New Construction Specification Sheet. The Juno IC22LED G4 09LM 30K 90CRI MVOLT EZ10 a replacement of IC22LED G4 09LM 30K 90CRI MVOLT ZT, or IC922LEDG4-3K-U, has a 3000K warm white color temperature and has a minimum of 90 CRI that will beautifully show off the color scheme in any room. The LED array is attached to the thermally conductive inner housing to provide superior heat dissipation ensuring the LEDs rated life of 50,000 hours. This model features an eldoLED dimming driver that is able to dim the can down to 10% at 0-10V. This item is an A+ capable luminaire which has been designed and tested to provide consistent color appearance and out-of-the-box control. The dimming driver meets Energy Star dimming requirements and is compatible with most 0-10V wall box dimmers. Click here to see the complete Juno IC22LED G4 Dimmer Compatibility Sheet. Juno Lighting has made installation of the recessed cans fast and secure. The Air-Loc sealed aluminum housing is vertically adjustable to accommodate up to a 2" ceiling thickness. The UL and cUL listed junction box is prewired and equipped with quick connect electrical connectors. The mounting frame is expertly manufactured with 22-gauge die-formed galvanized steel and is fully assembled for ease of installation. Click here to see the complete Juno IC22LED G4 New Construction Installation Instructions. To complete the look of any room using Juno recessed cans, you can choose from Juno's vast selection of trims suited for any room and any application. Click here to explore trim options Juno Lighting 6" Recessed Downlighting Trim Kits. Acuity - Juno Lighting 6" GEN4 LED 900L eldoLED 3000K | 3000 | 90 | 900 | 75 | 50000 | 12 | 1 | 124.69 | 124.69 | 146.5156 | 2020Q2 | https://www.greenelectricalsupply.com/juno-6-inch-900-lumen-led-recessed-down-lights-with-eldoled-driver-3000k.aspx | Green Electrical Supply | 2020 | Yes
LED Lighting | Downlight | Manufacturer: Acuity - Juno Lighting | True |  |  |  |  | 6" Recessed Home > Energy Star Qualified Products > 6" GEN4 LED 900L eldoLED 3500K Product Specifications - Quick Reference Lamp Wattage: Working Voltage: 12 Watts 120-277 Volt Dimensions: Rated Life: 15 3/4" x 13 1/2" x 5 1/8" 50,000 Hours Incandescent Equivalent: 75 Watt Incandescent Dimmable: Yes - Down to 10% Light Color: CRI: 3500K Bright White 90 CRI Certifications: Warranty: Energy Star, RoHS, UL 5 Year Limited Juno Lighting Group by Acuity Brands, has an extensive line of recessed can fixtures for your residential and commercial lighting needs. This model is the Juno IC22LED G4 09LM 35K 90CRI MVOLT EZ10, 6" IC-Rated New Construction LED recessed can downlight. The Juno Lighting 6 inch LED recessed downlights are a fantastic alternative to incandescent 75 watt lighting. This model consumes around 12 watts while producing 900 lumens of light output. Juno Lighting's IC-Rated 900 Lumen LED recessed downlights are the ultra-efficient LED light fixtures that will offer you extra style and flair, while being great for the environment and your pocket. The Juno Generation 4 900 Lumen downlights are available in either 2700K, 3000K, 3500K, and 4000K offering the "designer-look" to perfectly complement any home decor theme. These downlights are manufactured to maximize energy efficiency by having Air-Loc sealed housings. This housing stops the infiltration and ex-filtration of air, reducing heating and cooling costs. They also contain no lead or mercury, making them RoHS compliant. This series is offered in new construction and remodel can styles and are approved for both insulated and non-insulated ceilings. Click here to see the complete Juno IC22LED G4 New Construction Specification Sheet. The Juno IC22LED G4 09LM 35K 90CRI MVOLT EZ10 a replacement of IC22LED G4 09LM 35K 90CRI MVOLT ZT, or IC922LEDG4-35K-U, has a 3500K bright white color temperature and has a minimum of 90 CRI that will beautifully show off the color scheme in any room. The LED array is attached to the thermally conductive inner housing to provide superior heat dissipation ensuring the LEDs rated life of 50,000 hours. This model features an eldoLED dimming driver that is able to dim the can down to 10% at 0-10V. This item is an A+ capable luminaire which has been designed and tested to provide consistent color appearance and out-of-the-box control. The dimming driver meets Energy Star dimming requirements and is compatible with most 0-10V wall box dimmers. Click here to see the complete Juno IC22LED G4 Dimmer Compatibility Sheet. Juno Lighting has made installation of the recessed cans fast and secure. The Air-Loc sealed aluminum housing is vertically adjustable to accommodate up to a 2" ceiling thickness. The UL and cUL listed junction box is prewired and equipped with quick connect electrical connectors. The mounting frame is expertly manufactured with 22-gauge die-formed galvanized steel and is fully assembled for ease of installation. Click here to see the complete Juno IC22LED G4 New Construction Installation Instructions. To complete the look of any room using Juno recessed cans, you can choose from Juno's vast selection of trims suited for any room and any application. Click here to explore trim options Juno Lighting 6" Recessed Downlighting Trim Kits. Acuity - Juno Lighting 6" GEN4 LED 900L eldoLED 3500K | 3500 | 90 | 900 | 75 | 50000 | 12 | 1 | 105.83 | 105.83 | 124.3543 | 2020Q2 | https://www.greenelectricalsupply.com/juno-6-inch-900-lumen-led-recessed-down-lights-with-eldoled-driver-3500k.aspx | Green Electrical Supply | 2020 | Yes
LED Lighting | Downlight | Manufacturer: Acuity - Juno Lighting | True |  |  |  |  | 6" Recessed Home > Energy Star Qualified Products > 6" GEN4 LED 900L eldoLED 4000K Product Specifications - Quick Reference Lamp Wattage: Working Voltage: 12 Watts 120-277 Volt Dimensions: Rated Life: 15 3/4" x 13 1/2" x 5 1/8" 50,000 Hours Incandescent Equivalent: 75 Watt Incandescent Dimmable: Yes - Down to 10% Light Color: CRI: 4000K Cool White 90 CRI Certifications: Warranty: Energy Star, RoHS, UL 5 Year Limited Juno Lighting Group by Acuity Brands, has an extensive line of recessed can fixtures for your residential and commercial lighting needs. This model is the Juno IC22LED G4 09LM 40K 90CRI MVOLT EZ10, 6" IC-Rated New Construction LED recessed can downlight. The Juno Lighting 6 inch LED recessed downlights are a fantastic alternative to incandescent 75 watt lighting. This model consumes around 12 watts while producing 900 lumens of light output. Juno Lighting's IC-Rated 900 Lumen LED recessed downlights are the ultra-efficient LED light fixtures that will offer you extra style and flair, while being great for the environment and your pocket. The Juno Generation 4 900 Lumen downlights are available in either 2700K, 3000K, 3500K, and 4000K offering the "designer-look" to perfectly complement any home decor theme. These downlights are manufactured to maximize energy efficiency by having Air-Loc sealed housings. This housing stops the infiltration and ex-filtration of air, reducing heating and cooling costs. They also contain no lead or mercury, making them RoHS compliant. This series is offered in new construction and remodel can styles and are approved for both insulated and non-insulated ceilings. Click here to see the complete Juno IC22LED G4 New Construction Specification Sheet. The Juno IC22LED G4 09LM 40K 90CRI MVOLT EZ10 a replacement of IC22LED G4 09LM 40K 90CRI MVOLT ZT, or IC922LEDG4-41K-U, has a 4000K cool white color temperature and has a minimum of 90 CRI that will beautifully show off the color scheme in any room. The LED array is attached to the thermally conductive inner housing to provide superior heat dissipation ensuring the LEDs rated life of 50,000 hours. This model features an eldoLED dimming driver that is able to dim the can down to 10% at 0-10V. This item is an A+ capable luminaire which has been designed and tested to provide consistent color appearance and out-of-the-box control. The dimming driver meets Energy Star dimming requirements and is compatible with most 0-10V wall box dimmers. Click here to see the complete Juno IC22LED G4 Dimmer Compatibility Sheet. Juno Lighting has made installation of the recessed cans fast and secure. The Air-Loc sealed aluminum housing is vertically adjustable to accommodate up to a 2" ceiling thickness. The UL and cUL listed junction box is prewired and equipped with quick connect electrical connectors. The mounting frame is expertly manufactured with 22-gauge die-formed galvanized steel and is fully assembled for ease of installation. Click here to see the complete Juno IC22LED G4 New Construction Installation Instructions. To complete the look of any room using Juno recessed cans, you can choose from Juno's vast selection of trims suited for any room and any application. Click here to explore trim options Juno Lighting 6" Recessed Downlighting Trim Kits. Acuity - Juno Lighting 6" GEN4 LED 900L eldoLED 4000K | 4000 | 90 | 900 | 75 | 50000 | 12 | 1 | 124.69 | 124.69 | 146.5156 | 2020Q2 | https://www.greenelectricalsupply.com/juno-6-inch-900-lumen-led-recessed-down-lights-with-eldoled-driver-4000k.aspx | Green Electrical Supply | 2020 | Yes
LED Lighting | Downlight | Manufacturer: Acuity - Juno Lighting | True |  |  |  |  | 6" Recessed Home > Energy Star Qualified Products > 6" GEN4 Remodel 900L UNV 2700K Product Specifications - Quick Reference Lamp Wattage: Working Voltage: 12 Watts 120-277 Volt Dimensions: Rated Life: 14 1/2" x 7 1/4" x 5 1/8" 50,000 Hours Incandescent Equivalent: 75 Watt Incandescent Dimmable: Yes - Down to 10% Light Color: CRI: 2700K Warm White 90 CRI Certifications: Warranty: Energy Star, RoHS, UL 5 Year Limited Juno Lighting Group by Acuity Brands, has an extensive line of recessed can fixtures for your residential and commercial lighting needs. This model is the Juno IC22RLED G4 09LM 27K 90CRI MVOLT EZ10, 6" IC-Rated Remodel LED recessed can downlight. The Juno Lighting 6 inch LED recessed downlights are a fantastic alternative to incandescent 75 watt PAR30 lighting. This model consumes around 12 watts while producing 900 lumens of light output. Juno Lighting's IC-Rated 900 Lumen LED recessed downlights are the ultra-efficient LED light fixtures that will offer you extra style and flair, while being great for the environment and your pocket. The Juno Generation 4 900 Lumen downlights are available in either 2700K, 3000K, 3500K, and 4000K offering the "designer-look" to perfectly complement any home decor theme. These downlights are manufactured to maximize energy efficiency by having Air-Loc sealed housings. This housing stops the infiltration and ex-filtration of air, reducing heating and cooling costs. They also contain no lead or mercury, making them RoHS compliant. This series is offered in new construction and remodel can styles and are approved for both insulated and non-insulated ceilings. Click here to see the complete Juno IC22LED G4 Remodel Specification Sheet. The Juno IC22RLED G4 09LM 27K 90CRI MVOLT EZ10 a replacement of IC22RLED G4 09LM 27K 90CRI MVOLT ZT, or IC922RLEDG4-27K-U, has a 2700K warm white color temperature and has a minimum of 90 CRI that will beautifully show off the color scheme in any room. The LED array is attached to the thermally conductive inner housing to provide superior heat dissipation ensuring the LEDs rated life of 50,000 hours. This model features an eldoLED dimming driver that is able to dim the can down to 10% at 0-10V. This item is an A+ capable luminaire which has been designed and tested to provide consistent color appearance and out-of-the-box control. The dimming driver meets Energy Star dimming requirements and is compatible with most 0-10V wall box dimmers. Click here to see the complete Juno IC22RLED G4 Dimmer Compatibility Sheet. Juno Lighting has made installation of the recessed cans fast and secure. The Air-Loc sealed aluminum housing is vertically adjustable to accommodate up to a 2" ceiling thickness. The UL and cUL listed junction box is prewired and equipped with quick connect electrical connectors. The mounting frame is expertly manufactured with 22-gauge die-formed galvanized steel and is fully assembled for ease of installation. Click here to see the complete Juno IC22RLED G4 Remodel Installation Instructions. To complete the look of any room using Juno recessed cans, you can choose from Juno's vast selection of trims suited for any room and any application. Click here to explore trim options Juno Lighting 6" Recessed Downlighting Trim Kits. Acuity - Juno Lighting 6" GEN4 Remodel 900L UNV 2700K | 2700 | 90 | 900 | 75 | 50000 | 12 | 1 | 105.83 | 105.83 | 124.3543 | 2020Q2 | https://www.greenelectricalsupply.com/juno-6-inch-900-lumen-remodel-led-down-lights-eldoled-driver-120-277v-2700k.aspx | Green Electrical Supply | 2020 | Yes
LED Lighting | Downlight | Manufacturer: Acuity - Juno Lighting | True |  |  |  |  | 6" Recessed Home > Energy Star Qualified Products > 6" GEN4 Remodel 900L UNV 3000K Product Specifications - Quick Reference Lamp Wattage: Working Voltage: 12 Watts 120-277 Volt Dimensions: Rated Life: 14 1/2" x 7 1/4" x 5 1/8" 50,000 Hours Incandescent Equivalent: 75 Watt Incandescent Dimmable: Yes - Down to 10% Light Color: CRI: 3000K Warm White 90 CRI Certifications: Warranty: Energy Star, RoHS, UL 5 Year Limited Juno Lighting Group by Acuity Brands, has an extensive line of recessed can fixtures for your residential and commercial lighting needs. This model is the Juno IC22RLED G4 09LM 30K 90CRI MVOLT EZ10, 6" IC-Rated Remodel LED recessed can downlight. The Juno Lighting 6 inch LED recessed downlights are a fantastic alternative to incandescent 75 watt PAR30 lighting. This model consumes around 12 watts while producing 900 lumens of light output. Juno Lighting's IC-Rated 900 Lumen LED recessed downlights are the ultra-efficient LED light fixtures that will offer you extra style and flair, while being great for the environment and your pocket. The Juno Generation 4 900 Lumen downlights are available in either 2700K, 3000K, 3500K, and 4000K offering the "designer-look" to perfectly complement any home decor theme. These downlights are manufactured to maximize energy efficiency by having Air-Loc sealed housings. This housing stops the infiltration and ex-filtration of air, reducing heating and cooling costs. They also contain no lead or mercury, making them RoHS compliant. This series is offered in new construction and remodel can styles and are approved for both insulated and non-insulated ceilings. Click here to see the complete Juno IC22LED G4 Remodel Specification Sheet. The Juno IC22RLED G4 09LM 30K 90CRI MVOLT EZ10 a replacement of IC22RLED G4 09LM 30K 90CRI MVOLT ZT, or IC922RLEDG4-3K-U, has a 3000K warm white color temperature and has a minimum of 90 CRI that will beautifully show off the color scheme in any room. The LED array is attached to the thermally conductive inner housing to provide superior heat dissipation ensuring the LEDs rated life of 50,000 hours. This model features an eldoLED dimming driver that is able to dim the can down to 10% at 0-10V. This item is an A+ capable luminaire which has been designed and tested to provide consistent color appearance and out-of-the-box control. The dimming driver meets Energy Star dimming requirements and is compatible with most 0-10V wall box dimmers. Click here to see the complete Juno IC22RLED G4 Dimmer Compatibility Sheet. Juno Lighting has made installation of the recessed cans fast and secure. The Air-Loc sealed aluminum housing is vertically adjustable to accommodate up to a 2" ceiling thickness. The UL and cUL listed junction box is prewired and equipped with quick connect electrical connectors. The mounting frame is expertly manufactured with 22-gauge die-formed galvanized steel and is fully assembled for ease of installation. Click here to see the complete Juno IC22RLED G4 Remodel Installation Instructions. To complete the look of any room using Juno recessed cans, you can choose from Juno's vast selection of trims suited for any room and any application. Click here to explore trim options Juno Lighting 6" Recessed Downlighting Trim Kits. Acuity - Juno Lighting 6" GEN4 Remodel 900L UNV 3000K | 3000 | 90 | 900 | 75 | 50000 | 12 | 1 | 105.83 | 105.83 | 124.3543 | 2020Q2 | https://www.greenelectricalsupply.com/juno-6-inch-900-lumen-remodel-led-down-lights-eldoled-driver-120-277v-3000k.aspx | Green Electrical Supply | 2020 | Yes
LED Lighting | Downlight | Manufacturer: Acuity - Juno Lighting | True |  |  |  |  | 6" Recessed Home > Energy Star Qualified Products > 6" GEN4 Remodel 900L UNV 3500K Product Specifications - Quick Reference Lamp Wattage: Working Voltage: 12 Watts 120-277 Volt Dimensions: Rated Life: 14 1/2" x 7 1/4" x 5 1/8" 50,000 Hours Incandescent Equivalent: 75 Watt Incandescent Dimmable: Yes - Down to 10% Light Color: CRI: 3500K Bright White 90 CRI Certifications: Warranty: Energy Star, RoHS, UL 5 Year Limited Juno Lighting Group by Acuity Brands, has an extensive line of recessed can fixtures for your residential and commercial lighting needs. This model is the Juno IC22RLED G4 09LM 35K 90CRI MVOLT EZ10, 6" IC-Rated Remodel LED recessed can downlight. The Juno Lighting 6 inch LED recessed downlights are a fantastic alternative to incandescent 75 watt PAR30 lighting. This model consumes around 12 watts while producing 900 lumens of light output. Juno Lighting's IC-Rated 900 Lumen LED recessed downlights are the ultra-efficient LED light fixtures that will offer you extra style and flair, while being great for the environment and your pocket. The Juno Generation 4 900 Lumen downlights are available in either 2700K, 3000K, 3500K, and 4000K offering the "designer-look" to perfectly complement any home decor theme. These downlights are manufactured to maximize energy efficiency by having Air-Loc sealed housings. This housing stops the infiltration and ex-filtration of air, reducing heating and cooling costs. They also contain no lead or mercury, making them RoHS compliant. This series is offered in new construction and remodel can styles and are approved for both insulated and non-insulated ceilings. Click here to see the complete Juno IC22LED G4 Remodel Specification Sheet. The Juno IC22RLED G4 09LM 35K 90CRI MVOLT EZ10 a replacement of IC22RLED G4 09LM 35K 90CRI MVOLT ZT, or IC922RLEDG4-35K-U, has a 3500K warm white color temperature and has a minimum of 90 CRI that will beautifully show off the color scheme in any room. The LED array is attached to the thermally conductive inner housing to provide superior heat dissipation ensuring the LEDs rated life of 50,000 hours. This model features an eldoLED dimming driver that is able to dim the can down to 10% at 0-10V. This item is an A+ capable luminaire which has been designed and tested to provide consistent color appearance and out-of-the-box control. The dimming driver meets Energy Star dimming requirements and is compatible with most 0-10V wall box dimmers. Click here to see the complete Juno IC22RLED G4 Dimmer Compatibility Sheet. Juno Lighting has made installation of the recessed cans fast and secure. The Air-Loc sealed aluminum housing is vertically adjustable to accommodate up to a 2" ceiling thickness. The UL and cUL listed junction box is prewired and equipped with quick connect electrical connectors. The mounting frame is expertly manufactured with 22-gauge die-formed galvanized steel and is fully assembled for ease of installation. Click here to see the complete Juno IC22RLED G4 Remodel Installation Instructions. To complete the look of any room using Juno recessed cans, you can choose from Juno's vast selection of trims suited for any room and any application. Click here to explore trim options Juno Lighting 6" Recessed Downlighting Trim Kits. Acuity - Juno Lighting 6" GEN4 Remodel 900L UNV 3500K | 3500 | 90 | 900 | 75 | 50000 | 12 | 1 | 105.83 | 105.83 | 124.3543 | 2020Q2 | https://www.greenelectricalsupply.com/juno-6-inch-900-lumen-remodel-led-down-lights-eldoled-driver-120-277v-3500k.aspx | Green Electrical Supply | 2020 | Yes
LED Lighting | Downlight | Manufacturer: Acuity - Juno Lighting | True |  |  |  |  | 6" Recessed Home > Energy Star Qualified Products > 6" GEN4 Remodel 900L UNV 4000K Product Specifications - Quick Reference Lamp Wattage: Working Voltage: 12 Watts 120-277 Volt Dimensions: Rated Life: 14 1/2" x 7 1/4" x 5 1/8" 50,000 Hours Incandescent Equivalent: 75 Watt Incandescent Dimmable: Yes - Down to 10% Light Color: CRI: 4000K Cool White 90 CRI Certifications: Warranty: Energy Star, RoHS, UL 5 Year Limited Juno Lighting Group by Acuity Brands, has an extensive line of recessed can fixtures for your residential and commercial lighting needs. This model is the Juno IC22RLED G4 09LM 40K 90CRI MVOLT EZ10, 6" IC-Rated Remodel LED recessed can downlight. The Juno Lighting 6 inch LED recessed downlights are a fantastic alternative to incandescent 75 watt PAR30 lighting. This model consumes around 12 watts while producing 900 lumens of light output. Juno Lighting's IC-Rated 900 Lumen LED recessed downlights are the ultra-efficient LED light fixtures that will offer you extra style and flair, while being great for the environment and your pocket. The Juno Generation 4 900 Lumen downlights are available in either 2700K, 3000K, 3500K, and 4000K offering the "designer-look" to perfectly complement any home decor theme. These downlights are manufactured to maximize energy efficiency by having Air-Loc sealed housings. This housing stops the infiltration and ex-filtration of air, reducing heating and cooling costs. They also contain no lead or mercury, making them RoHS compliant. This series is offered in new construction and remodel can styles and are approved for both insulated and non-insulated ceilings. Click here to see the complete Juno IC22LED G4 Remodel Specification Sheet. The Juno IC22RLED G4 09LM 40K 90CRI MVOLT EZ10 a replacement of IC22RLED G4 09LM 40K 90CRI MVOLT ZT, or IC922RLEDG4-41K-U, has a 4000K cool white color temperature and has a minimum of 90 CRI that will beautifully show off the color scheme in any room. The LED array is attached to the thermally conductive inner housing to provide superior heat dissipation ensuring the LEDs rated life of 50,000 hours. This model features an eldoLED dimming driver that is able to dim the can down to 10% at 0-10V. This item is an A+ capable luminaire which has been designed and tested to provide consistent color appearance and out-of-the-box control. The dimming driver meets Energy Star dimming requirements and is compatible with most 0-10V wall box dimmers. Click here to see the complete Juno IC22RLED G4 Dimmer Compatibility Sheet. Juno Lighting has made installation of the recessed cans fast and secure. The Air-Loc sealed aluminum housing is vertically adjustable to accommodate up to a 2" ceiling thickness. The UL and cUL listed junction box is prewired and equipped with quick connect electrical connectors. The mounting frame is expertly manufactured with 22-gauge die-formed galvanized steel and is fully assembled for ease of installation. Click here to see the complete Juno IC22RLED G4 Remodel Installation Instructions. To complete the look of any room using Juno recessed cans, you can choose from Juno's vast selection of trims suited for any room and any application. Click here to explore trim options Juno Lighting 6" Recessed Downlighting Trim Kits. Acuity - Juno Lighting 6" GEN4 Remodel 900L UNV 4000K | 4000 | 90 | 900 | 75 | 50000 | 12 | 1 | 105.83 | 105.83 | 124.3543 | 2020Q2 | https://www.greenelectricalsupply.com/juno-6-inch-900-lumen-remodel-led-down-lights-eldoled-driver-120-277v-4000k.aspx | Green Electrical Supply | 2020 | Yes
LED Lighting | Downlight | Manufacturer: Acuity - Juno Lighting | True |  |  |  |  | 6" Recessed Home > Energy Star Qualified Products > 6" GEN4 900L Remodel 120V 4000K Product Specifications - Quick Reference Lamp Wattage: Working Voltage: 11.5 Watts 120 Volt Dimensions: Rated Life: 14 1/2" x 7 1/4" x 5 1/8" 50,000 Hours Incandescent Equivalent: 75W BR30 Incandescent Dimmable: Yes Light Color: CRI: 4000K Cool White 90 CRI Certifications: Warranty: Energy Star, RoHS, UL 5 Year Limited Juno Lighting Group by Acuity Brands, has an extensive line of recessed can fixtures for your residential and commercial lighting needs. This model is the Juno IC22RLED G4 09LM 40K 90CRI 120 FRPC, 6" IC-Rated Remodel LED recessed can downlight. The Juno Lighting 6 inch LED recessed downlights are a fantastic alternative to incandescent 75 watt BR30 lighting. This model consumes 11.5 watts while producing 900 lumens of light output. Juno Lighting's IC-Rated 900 Lumen LED recessed downlights are the ultra-efficient LED light fixtures that will offer you extra style and flair, while being great for the environment and your pocket. The Juno Generation 4 900 Lumen downlights are available in either 2700K, 3000K, 3500K, and 4000K offering the "designer-look" to perfectly complement any home decor theme. These downlights are manufactured to maximize energy efficiency by having Air-Loc sealed housings. This housing stops the infiltration and ex-filtration of air, reducing heating and cooling costs. They also contain no lead or mercury, making them RoHS compliant. This series is offered in new construction and remodel can styles and are approved for both insulated and non-insulated ceilings. Click here to see the complete Juno IC22RLED G4 Remodel Specification Sheet. The Juno IC22RLED G4 09LM 40K 90CRI 120 FRPC, a replacement of the IC922RLEDG4-41K-1, has a 4000K cool white color temperature and has a minimum of 90 CRI that will beautifully show off the color scheme in any room. The LED array is attached to the thermally conductive inner housing to provide superior heat dissipation ensuring the LEDs rated life of 50,000 hours. This model features a forward/reverse phase cut dimming driver. The dimming driver meets Energy Star dimming requirements and is compatible with most 0-10V wall box dimmers. Click here to see the complete Juno IC22RLED G4 Dimmer Compatibility Sheet. Juno Lighting has made installation of the recessed cans fast and secure. The Air-Loc sealed aluminum housing is vertically adjustable to accommodate up to a 1-7/8" ceiling thickness. The UL and cUL listed junction box is prewired and equipped with quick connect electrical connectors. The mounting frame is expertly manufactured with 22-gauge die-formed galvanized steel and is fully assembled for ease of installation. Click here to see the complete Juno IC22RLED G4 Remodel Installation Instructions. To complete the look of any room using Juno recessed cans, you can choose from Juno's vast selection of trims suited for any room and any application. Click here to explore trim options Juno Lighting 6" Recessed Downlighting Trim Kits. Acuity - Juno Lighting 6" GEN4 900L Remodel 120V 4000K | 4000 | 90 | 900 | 78.2609 | 50000 | 11.5 | 1 | 96.21 | 96.21 | 113.0505 | 2020Q2 | https://www.greenelectricalsupply.com/juno-6-inch-900-lumen-remodel-led-recessed-down-lights-120v-4000k.aspx | Green Electrical Supply | 2020 | Yes
LED Lighting | Downlight | Manufacturer: Acuity - Juno Lighting | True |  |  |  |  | 4" Recessed Home > Energy Star Qualified Products > 6" GEN4 Dim LED 120-277V 4000K Product Specifications - Quick Reference Lamp Wattage: Working Voltage: 9 Watts 120-277 Volt Dimensions: Rated Life: 15 3/4" x 13 1/2" x 5 1/8" 50,000 Hours Incandescent Equivalent: 65W BR30 Incandescent Dimmable: Yes - Down to 10% Light Color: CRI: 4000K Cool White 90 CRI Certifications: Warranty: Energy Star, RoHS, UL 5 Year Limited Juno Lighting Group by Acuity Brands, has an extensive line of recessed can fixtures for your residential and commercial lighting needs. This model is the Juno IC22LED G4 06LM 40K 90CRI MVOLT ZT10, 6" IC-Rated New Construction LED recessed can downlight. The Juno Lighting 6 inch LED recessed downlights are a fantastic alternative to incandescent 65 watt BR30 lighting. This model consumes around 9 watts while producing 600 lumens of light output. Juno Lighting's IC-Rated 600 Lumen LED recessed downlights are the ultra-efficient LED light fixtures that will offer you extra style and flair, while being great for the environment and your pocket. The Juno Generation 4 600 Lumen downlights are available in either 2700K, 3000K, 3500K, and 4000K offering the "designer-look" to perfectly complement any home decor theme. These downlights are manufactured to maximize energy efficiency by having Air-Loc sealed housings. This housing stops the infiltration and ex-filtration of air, reducing heating and cooling costs. They also contain no lead or mercury, making them RoHS compliant. This series is offered in new construction and remodel can styles and are approved for both insulated and non-insulated ceilings. Click here to see the complete Juno IC22LED G4 New Construction Specification Sheet. The Juno IC22LED G4 06LM 40K 90CRI MVOLT ZT10, a replacement of the IC22LEDG4-41K-U, has a 4000K cool white color temperature and has a minimum of 90 CRI that will beautifully show off the color scheme in any room. The LED array is attached to the thermally conductive inner housing to provide superior heat dissipation ensuring the LEDs rated life of 50,000 hours. This model features a multi-volt 0-10V dimming driver that dims down to 10%. The dimming driver meets Energy Star dimming requirements and is compatible with most 0-10V wall box dimmers. Click here to see the complete Juno IC22LED G4 Dimmer Compatibility Sheet. Juno Lighting has made installation of the recessed cans fast and secure. The Air-Loc sealed aluminum housing is vertically adjustable to accommodate up to a 2" ceiling thickness. The UL and cUL listed junction box is prewired and equipped with quick connect electrical connectors. The mounting frame is expertly manufactured with 22-gauge die-formed galvanized steel and is fully assembled for ease of installation. Click here to see the complete Juno IC22LED G4 New Construction Installation Instructions. To complete the look of any room using Juno recessed cans, you can choose from Juno's vast selection of trims suited for any room and any application. Click here to explore trim options Juno Lighting 6" Recessed Downlighting Trim Kits. Acuity - Juno Lighting 6" GEN4 Dim LED 120-277V 4000K | 4000 | 90 | 600 | 66.6667 | 50000 | 9 | 1 | 104.36 | 104.36 | 122.627 | 2020Q2 | https://www.greenelectricalsupply.com/juno-6-inch-dimmable-new-construction-led-down-lights-120-277v-4000k.aspx | Green Electrical Supply | 2020 | Yes
LED Lighting | Downlight | Manufacturer: Acuity - Juno Lighting | True |  |  |  |  | 6" Recessed Home > Energy Star Qualified Products > 6" GEN4 Dimmable LED 120V 4000K Product Specifications - Quick Reference Lamp Wattage: Working Voltage: 8.6 Watts 120 Volt Dimensions: Rated Life: 15 3/4" x 13 1/2" x 5 1/8" 50,000 Hours Incandescent Equivalent: 65W BR30 Incandescent Dimmable: Yes - Down to 5% Light Color: CRI: 4000K Cool White 90 CRI Certifications: Warranty: Energy Star, RoHS, UL 5 Year Limited Juno Lighting Group by Acuity Brands, has an extensive line of recessed can fixtures for your residential and commercial lighting needs. This model is the Juno IC22LED G4 06LM 40K 90CRI 120 FRPC, 6" IC-Rated New Construction LED recessed can downlight. The Juno Lighting 6 inch LED recessed downlights are a fantastic alternative to incandescent 65 watt BR30 lighting. This model consumes around 9 watts while producing 600 lumens of light output. Juno Lighting's IC-Rated 600 Lumen LED recessed downlights are the ultra-efficient LED light fixtures that will offer you extra style and flair, while being great for the environment and your pocket. The Juno Generation 4 600 Lumen downlights are available in either 2700K, 3000K, 3500K, and 4000K offering the "designer-look" to perfectly complement any home decor theme. These downlights are manufactured to maximize energy efficiency by having Air-Loc sealed housings. This housing stops the infiltration and ex-filtration of air, reducing heating and cooling costs. They also contain no lead or mercury, making them RoHS compliant. This series is offered in new construction and remodel can styles and are approved for both insulated and non-insulated ceilings. Click here to see the complete Juno IC22LED G4 New Construction Specification Sheet. The Juno IC22LED G4 06LM 40K 90CRI 120 FRPC, a replacement of the IC22LEDG4-41K-1, has a 4000K cool white color temperature and has a minimum of 90 CRI that will beautifully show off the color scheme in any room. The LED array is attached to the thermally conductive inner housing to provide superior heat dissipation ensuring the LEDs rated life of 50,000 hours. This model features a multi-volt 0-10V dimming driver that dims down to 10%. The dimming driver meets Energy Star dimming requirements and is compatible with most 0-10V wall box dimmers. Click here to see the complete Juno IC22LED G4 Dimmer Compatibility Sheet. Juno Lighting has made installation of the recessed cans fast and secure. The Air-Loc sealed aluminum housing is vertically adjustable to accommodate up to a 2" ceiling thickness. The UL and cUL listed junction box is prewired and equipped with quick connect electrical connectors. The mounting frame is expertly manufactured with 22-gauge die-formed galvanized steel and is fully assembled for ease of installation. Click here to see the complete Juno IC22LED G4 New Construction Installation Instructions. To complete the look of any room using Juno recessed cans, you can choose from Juno's vast selection of trims suited for any room and any application. Click here to explore trim options Juno Lighting 6" Recessed Downlighting Trim Kits. Acuity - Juno Lighting 6" GEN4 Dimmable LED 120V 4000K | 4000 | 90 | 600 | 69.7674 | 50000 | 8.6 | 1 | 89.76 | 89.76 | 105.4715 | 2020Q2 | https://www.greenelectricalsupply.com/juno-6-inch-new-construction-dimmable-led-down-lights-120v-4000k.aspx | Green Electrical Supply | 2020 | Yes
LED Lighting | Downlight | Manufacturer: Acuity - Juno Lighting | True |  |  |  |  | 6" Recessed Home > Energy Star Qualified Products > 6" GEN4 LED Remodel 120V 4000K Product Specifications - Quick Reference Lamp Wattage: Working Voltage: 8.6 Watts 120 Volt Dimensions: Rated Life: 14 1/2" x 7 1/4" x 5 1/8" 50,000 Hours Incandescent Equivalent: 65W BR30 Incandescent Dimmable: Yes Light Color: CRI: 4000K Cool White 90 CRI Certifications: Warranty: Energy Star, RoHS, UL 5 Year Limited Juno Lighting Group by Acuity Brands, has an extensive line of recessed can fixtures for your residential and commercial lighting needs. This model is the Juno IC22RLED G4 06LM 40K 90CRI 120 FRPC, 6" IC-Rated Remodel LED recessed can downlight. The Juno Lighting 6 inch LED recessed downlights are a fantastic alternative to incandescent 65 watt BR30 lighting. This model consumes 8.6 watts while producing 600 lumens of light output. Juno Lighting's IC-Rated 600 Lumen LED recessed downlights are the ultra-efficient LED light fixtures that will offer you extra style and flair, while being great for the environment and your pocket. The Juno Generation 4 600 Lumen downlights are available in either 2700K, 3000K, 3500K, and 4000K offering the "designer-look" to perfectly complement any home decor theme. These downlights are manufactured to maximize energy efficiency by having Air-Loc sealed housings. This housing stops the infiltration and ex-filtration of air, reducing heating and cooling costs. They also contain no lead or mercury, making them RoHS compliant. This series is offered in new construction and remodel can styles and are approved for both insulated and non-insulated ceilings. Click here to see the complete Juno IC22RLED G4 Remodel Specification Sheet. The Juno IC22RLED G4 06LM 40K 90CRI 120 FRPC, a replacement of the IC22RLEDG4-41K-U, has a 4000K cool white color temperature and has a minimum of 90 CRI that will beautifully show off the color scheme in any room. The LED array is attached to the thermally conductive inner housing to provide superior heat dissipation ensuring the LEDs rated life of 50,000 hours. This model features a forward/reverse phase cut dimming driver. The dimming driver meets Energy Star dimming requirements and is compatible with most 0-10V wall box dimmers. Click here to see the complete Juno IC22RLED G4 Dimmer Compatibility Sheet. Juno Lighting has made installation of the recessed cans fast and secure. The Air-Loc sealed aluminum housing is vertically adjustable to accommodate up to a 1-7/8" ceiling thickness. The UL and cUL listed junction box is prewired and equipped with quick connect electrical connectors. The mounting frame is expertly manufactured with 22-gauge die-formed galvanized steel and is fully assembled for ease of installation. Click here to see the complete Juno IC22RLED G4 Remodel Installation Instructions. To complete the look of any room using Juno recessed cans, you can choose from Juno's vast selection of trims suited for any room and any application. Click here to explore trim options Juno Lighting 6" Recessed Downlighting Trim Kits. Acuity - Juno Lighting 6" GEN4 LED Remodel 120V 4000K | 4000 | 90 | 600 | 69.7674 | 50000 | 8.6 | 1 | 88.06 | 88.06 | 103.4739 | 2020Q2 | https://www.greenelectricalsupply.com/juno-6-inch-remodel-led-down-lights-120v-4000k.aspx | Green Electrical Supply | 2020 | Yes
LED Lighting | Downlight | Manufacturer: Acuity - Juno Lighting | True |  |  |  |  | 6" Recessed Home > Energy Star Qualified Products > 6" GEN4 LED Remodel 120-277 40K Product Specifications - Quick Reference Lamp Wattage: Working Voltage: 9 Watts 120-277 Volt Dimensions: Rated Life: 14 1/2" x 7 1/4" x 5 1/8" 50,000 Hours Incandescent Equivalent: 65W BR30 Incandescent Dimmable: Yes (0-10V) Light Color: CRI: 4000K Cool White 90 CRI Certifications: Warranty: Energy Star, RoHS, UL 5 Year Limited Juno Lighting Group by Acuity Brands, has an extensive line of recessed can fixtures for your residential and commercial lighting needs. This model is the Juno IC22RLED G4 06LM 40K 90CRI MVOLT ZT, 6" IC-Rated Remodel LED recessed can downlight. The Juno Lighting 6 inch LED recessed downlights are a fantastic alternative to incandescent 65 watt BR30 lighting. This model consumes around 9 watts while producing 600 lumens of light output. Juno Lighting's IC-Rated 600 Lumen LED recessed downlights are the ultra-efficient LED light fixtures that will offer you extra style and flair, while being great for the environment and your pocket. The Juno Generation 4 600 Lumen downlights are available in either 2700K, 3000K, 3500K, and 4000K offering the "designer-look" to perfectly complement any home decor theme. These downlights are manufactured to maximize energy efficiency by having Air-Loc sealed housings. This housing stops the infiltration and ex-filtration of air, reducing heating and cooling costs. They also contain no lead or mercury, making them RoHS compliant. This series is offered in new construction and remodel can styles and are approved for both insulated and non-insulated ceilings. Click here to see the complete Juno IC22RLED G4 Remodel Specification Sheet. The Juno IC22RLED G4 06LM 40K 90CRI MVOLT ZT, a replacement of the IC22RLEDG4-41K-U, has a 4000K cool white color temperature and has a minimum of 90 CRI that will beautifully show off the color scheme in any room. The LED array is attached to the thermally conductive inner housing to provide superior heat dissipation ensuring the LEDs rated life of 50,000 hours. This model features a universal 0-10V dimming driver. The dimming driver meets Energy Star dimming requirements and is compatible with most 0-10V wall box dimmers. Click here to see the complete Juno IC22RLED G4 Dimmer Compatibility Sheet. Juno Lighting has made installation of the recessed cans fast and secure. The Air-Loc sealed aluminum housing is vertically adjustable to accommodate up to a 1-7/8" ceiling thickness. The UL and cUL listed junction box is prewired and equipped with quick connect electrical connectors. The mounting frame is expertly manufactured with 22-gauge die-formed galvanized steel and is fully assembled for ease of installation. Click here to see the complete Juno IC22RLED G4 Remodel Installation Instructions. To complete the look of any room using Juno recessed cans, you can choose from Juno's vast selection of trims suited for any room and any application. Click here to explore trim options Juno Lighting 6" Recessed Downlighting Trim Kits. Acuity - Juno Lighting 6" GEN4 LED Remodel 120-277 40K | 4000 | 90 | 600 | 66.6667 | 50000 | 9 | 1 | 75.23 | 75.23 | 88.3982 | 2020Q2 | https://www.greenelectricalsupply.com/juno-6-inch-remodel-led-recessed-down-light-120-277-4000k.aspx | Green Electrical Supply | 2020 | Yes
LED Lighting | Downlight | Manufacturer: Acuity - Juno Lighting | True |  |  |  |  | 8" Recessed Home > Energy Star Qualified Products > 8 Inch 20 Watt 1800 Lumen 120-277V LED Commercial Retrofit with Haze Reflector 3000K Product Specifications - Quick Reference Lamp Wattage: Working Voltage: 19.9 Watts 120-277 Volt Housing Dimensions: Rated Life: 10 5/16" Dia x 5 3/8" H 50,000 Hours Delivered Lumens: 1,800 Lumens Dimmable: YES: 0-10V Only Light Color: CRI: 3000K 80 CRI Certifications: Warranty: RoHS, cULus, ENERGY STAR 5 Year Limited Juno® Commercial LED Downlight Retrofit Trim assemblies are the ideal way to upgrade existing incandescent, CFL and HID commercial down light housings to high-performance LED. The all-in-one design features an advanced LED light engine mounted directly to the spun aluminum trim with a regressed diffusing lens in either white or haze finish. Installation is fast and simple with the unique quick disconnect feature from the junction box. The Juno JCLR Series provides an array of options to retrofit traditional incandescent, compact fluorescent and HID commercial recessed downlights. These trim assemblies are available in both small and large 6" and 8" modules for updating a range of varying fixture apertures currently in use today. They replace CFL lamps totaling 42W or greater, while producing as high as 2400 lumens at just 27.5W input. With Juno commercial LED down light retrofit trims, you can upgrade virtually any 6" and 8" non-IC commercial recessed rough-in section to the latest in energy-efficient LED technology. These ENERGY STAR Qualified 8" LED ( Light Emitting Diode ) Commercial High Hat Retrofit Down Light conversion kits are a perfect choice for use in your existing 8" recessed can applications. Juno's LED retrofit cans combine low up-front cost, minimal labor, best-in-class energy efficiency and architectural-quality light to deliver an exceptional value for all your retrofit projects. Click here to see the complete Juno LED 8 Inch Commercial Recessed Down Light Retrofit Specification Sheet. This Juno JCLR8L-18-830KU-HZ or JCLR8L 18LM 30K 80CRI MVOLT ZT HZWH, 3000 Kelvin (K) warm white LED light operates on your existing 120 through 277 volt circuit and consumes just 19.9 watts. These LED retrofit lights generate 1,800 delivered lumens (or 90 Lumens Per Watt) and has a Color Rendering Index (CRI) of 80. The Juno JCLR8L-18-830KU-HZ 8" LED downlight retrofit offers out-of-the-box dimming compatibility using 0-10 volt controls and is suitable for damp locations. These LED bulbs carry a 5 year limited warranty. Instant on at full brightness and mercury free - environmentally positive - generates no IR or UV - protects valuable objects - these 8 inch recessed downlight can retrofit LED fixtures are rated for 50,000 hours based on the L70 Standard. The white trim is constructed with a heavy gauge anodized aluminum and the reflector has a haze finish. This commercial grade LED retrofit trim module is supplied with optional retaining clips in case the existing frame does not have adequate springs to secure the reflector. This quality retrofit is supplied with an external driver, for easy retrofit and maintenance, and the power supply features integral thermal protection. The one-piece design is quick and easy to install into existing recessed frames. Click here to see the complete Juno LED 8 Inch Commercial Recessed Down Light Retrofit Installation Instructions or Check out the video below to see just how easily they install! Typical Applications Typical applications for the JCLR8L-18-830KU-HZ 20 watt 8" CFL, PL or Metal Halide LED down light retrofit kits include commercial atriums, soffits, living room, and general decorative indoor lighting in residential, office, retail, restaurant, school, hospital and hotel/motel locations. Acuity - Juno Lighting 8 Inch 20 Watt 1800 Lumen 120-277V LED Commercial Retrofit with Haze Reflector 3000K | 3000 | 80 | 1800 | 90 | 50000 | 20 | 1 | 110.82 | 110.82 | 130.2178 | 2020Q2 | https://www.greenelectricalsupply.com/juno-8-inch-1800-lumen-commercial-led-down-light-retrofit-haze-3000k.aspx | Green Electrical Supply | 2020 | Yes
LED Lighting | Downlight | Manufacturer: Acuity - Juno Lighting | True |  |  |  |  | 8" Recessed Home > Energy Star Qualified Products > 8 Inch 20 Watt 1800 Lumen 120-277V LED Commercial Retrofit with Haze Reflector 3500K Product Specifications - Quick Reference Lamp Wattage: Working Voltage: 19.9 Watts 120-277 Volt Housing Dimensions: Rated Life: 10 5/16" Dia x 5 3/8" H 50,000 Hours Delivered Lumens: 1,800 Lumens Dimmable: YES: 0-10V Only Light Color: CRI: 3500K 80 CRI Certifications: Warranty: RoHS, cULus, ENERGY STAR 5 Year Limited Juno® Commercial LED Downlight Retrofit Trim assemblies are the ideal way to upgrade existing incandescent, CFL and HID commercial down light housings to high-performance LED. The all-in-one design features an advanced LED light engine mounted directly to the spun aluminum trim with a regressed diffusing lens in either white or haze finish. Installation is fast and simple with the unique quick disconnect feature from the junction box. The Juno JCLR Series provides an array of options to retrofit traditional incandescent, compact fluorescent and HID commercial recessed downlights. These trim assemblies are available in both small and large 6" and 8" modules for updating a range of varying fixture apertures currently in use today. They replace CFL lamps totaling 42W or greater, while producing as high as 2400 lumens at just 27.5W input. With Juno commercial LED down light retrofit trims, you can upgrade virtually any 6" and 8" non-IC commercial recessed rough-in section to the latest in energy-efficient LED technology. These ENERGY STAR Qualified 8" LED ( Light Emitting Diode ) Commercial High Hat Retrofit Down Light conversion kits are a perfect choice for use in your existing 8" recessed can applications. Juno's LED retrofit cans combine low up-front cost, minimal labor, best-in-class energy efficiency and architectural-quality light to deliver an exceptional value for all your retrofit projects. Click here to see the complete Juno LED 8 Inch Commercial Recessed Down Light Retrofit Specification Sheet. This Juno JCLR8L-18-835KU-HZ or JCLR8L 18LM 35K 80CRI MVOLT ZT HZWH, 3500 Kelvin (K) bright white LED light operates on your existing 120 through 277 volt circuit and consumes just 19.9 watts. These LED retrofit lights generate 1,800 delivered lumens (or 90 Lumens Per Watt) and has a Color Rendering Index (CRI) of 80. The Juno JCLR8L-18-835KU-HZ 8" LED downlight retrofit offers out-of-the-box dimming compatibility using 0-10 volt controls and is suitable for damp locations. These LED bulbs carry a 5 year limited warranty. Instant on at full brightness and mercury free - environmentally positive - generates no IR or UV - protects valuable objects - these 8 inch recessed downlight can retrofit LED fixtures are rated for 50,000 hours based on the L70 Standard. The white trim is constructed with a heavy gauge anodized aluminum and the reflector has a haze finish. This commercial grade LED retrofit trim module is supplied with optional retaining clips in case the existing frame does not have adequate springs to secure the reflector. This quality retrofit is supplied with an external driver, for easy retrofit and maintenance, and the power supply features integral thermal protection. The one-piece design is quick and easy to install into existing recessed frames. Click here to see the complete Juno LED 8 Inch Commercial Recessed Down Light Retrofit Insstallation Instructions or Check out the video below to see just how easily they install! Typical Applications Typical applications for the JCLR8L-18-835KU-HZ 20 watt 8" CFL, PL or Metal Halide LED down light retrofit kits include commercial atriums, soffits, living room, and general decorative indoor lighting in residential, office, retail, restaurant, school, hospital and hotel/motel locations. Acuity - Juno Lighting 8 Inch 20 Watt 1800 Lumen 120-277V LED Commercial Retrofit with Haze Reflector 3500K | 3500 | 80 | 1800 | 90 | 50000 | 20 | 1 | 104.3 | 104.3 | 122.5565 | 2020Q2 | https://www.greenelectricalsupply.com/juno-8-inch-1800-lumen-commercial-led-down-light-retrofit-haze-3500k.aspx | Green Electrical Supply | 2020 | Yes
LED Lighting | Downlight | Manufacturer: Acuity - Juno Lighting | True |  |  |  |  | 8" Recessed Home > Energy Star Qualified Products > 8" 1800 Lumen Retro Haze 4000K Product Specifications - Quick Reference Lamp Wattage: Working Voltage: 19.9 Watts 120-277 Volt Housing Dimensions: Rated Life: 10 5/16" Dia x 5 3/8" H 50,000 Hours Delivered Lumens: 1,800 Lumens Dimmable: YES: 0-10V Only Light Color: CRI: 4000K 80 CRI Certifications: Warranty: RoHS, cULus, ENERGY STAR 5 Year Limited Juno® Commercial LED Downlight Retrofit Trim assemblies are the ideal way to upgrade existing incandescent, CFL and HID commercial down light housings to high-performance LED. The all-in-one design features an advanced LED light engine mounted directly to the spun aluminum trim with a regressed diffusing lens in either white or haze finish. Installation is fast and simple with the unique quick disconnect feature from the junction box. The Juno JCLR Series provides an array of options to retrofit traditional incandescent, compact fluorescent and HID commercial recessed downlights. These trim assemblies are available in both small and large 6" and 8" modules for updating a range of varying fixture apertures currently in use today. They replace CFL lamps totaling 42W or greater, while producing as high as 2400 lumens at just 27.5W input. With Juno commercial LED down light retrofit trims, you can upgrade virtually any 6" and 8" non-IC commercial recessed rough-in section to the latest in energy-efficient LED technology. These ENERGY STAR Qualified 8" LED ( Light Emitting Diode ) Commercial High Hat Retrofit Down Light conversion kits are a perfect choice for use in your existing 8" recessed can applications. Juno's LED retrofit cans combine low up-front cost, minimal labor, best-in-class energy efficiency and architectural-quality light to deliver an exceptional value for all your retrofit projects. Click here to see the complete Juno LED 8 Inch Commercial Recessed Down Light Retrofit Specification Sheet. This Juno JCLR8L-18-840KU-HZ or JCLR8L 18LM 40K 80CRI MVOLT ZT HZWH, 4000 Kelvin (K) cool white LED light operates on your existing 120 through 277 volt circuit and consumes just 19.9 watts. These LED retrofit lights generate 1,800 delivered lumens (or 90 Lumens Per Watt) and has a Color Rendering Index (CRI) of 80. The Juno JCLR8L-18-840KU-HZ 8" LED downlight retrofit offers out-of-the-box dimming compatibility using 0-10 volt controls and is suitable for damp locations. These LED bulbs carry a 5 year limited warranty. Instant on at full brightness and mercury free - environmentally positive - generates no IR or UV - protects valuable objects - these 8 inch recessed downlight can retrofit LED fixtures are rated for 50,000 hours based on the L70 Standard. The white trim is constructed with a heavy gauge anodized aluminum and the reflector has a haze finish. This commercial grade LED retrofit trim module is supplied with optional retaining clips in case the existing frame does not have adequate springs to secure the reflector. This quality retrofit is supplied with an external driver, for easy retrofit and maintenance, and the power supply features integral thermal protection. The one-piece design is quick and easy to install into existing recessed frames. Click here to see the complete Juno LED 8 Inch Commercial Recessed Down Light Retrofit Installation Instructions or Check out the video below to see just how easily they install! Typical Applications Typical applications for the JCLR8L-18-840KU-HZ 20 watt 8" CFL, PL or Metal Halide LED down light retrofit kits include commercial atriums, soffits, living room, and general decorative indoor lighting in residential, office, retail, restaurant, school, hospital and hotel/motel locations. Acuity - Juno Lighting 8" 1800 Lumen Retro Haze 4000K | 4000 | 80 | 1800 | 90 | 50000 | 20 | 1 | 104.3 | 104.3 | 122.5565 | 2020Q2 | https://www.greenelectricalsupply.com/juno-8-inch-1800-lumen-commercial-led-down-light-retrofit-haze-4000k.aspx | Green Electrical Supply | 2020 | Yes
LED Lighting | Downlight | Manufacturer: Acuity - Juno Lighting | True |  |  |  |  | 8" Recessed Home > Energy Star Qualified Products > 8 Inch 27 Watt 2400 Lumen 120-277V LED Commercial Retrofit with Haze Reflector 3000K Product Specifications - Quick Reference Lamp Wattage: Working Voltage: 27 Watts 120-277 Volt Housing Dimensions: Rated Life: 10 5/16" Dia x 5 3/8" H 50,000 Hours Delivered Lumens: 2,400 Lumens Dimmable: YES: 0-10V Only Light Color: CRI: 3000K 80 CRI Certifications: Warranty: RoHS, cULus, ENERGY STAR 5 Year Limited Juno® Commercial LED Downlight Retrofit Trim assemblies are the ideal way to upgrade existing incandescent, CFL and HID commercial down light housings to high-performance LED. The all-in-one design features an advanced LED light engine mounted directly to the spun aluminum trim with a regressed diffusing lens in either white or haze finish. Installation is fast and simple with the unique quick disconnect feature from the junction box. The Juno JCLR Series provides an array of options to retrofit traditional incandescent, compact fluorescent and HID commercial recessed downlights. These trim assemblies are available in both small and large 6" and 8" modules for updating a range of varying fixture apertures currently in use today. They replace CFL lamps totaling 42W or greater, while producing as high as 2400 lumens at just 27.5W input. With Juno commercial LED down light retrofit trims, you can upgrade virtually any 6" and 8" non-IC commercial recessed rough-in section to the latest in energy-efficient LED technology. These ENERGY STAR Qualified 8" LED ( Light Emitting Diode ) Commercial High Hat Retrofit Down Light conversion kits are a perfect choice for use in your existing 8" recessed can applications. Juno's LED retrofit cans combine low up-front cost, minimal labor, best-in-class energy efficiency and architectural-quality light to deliver an exceptional value for all your retrofit projects. Click here to see the complete Juno LED 8 Inch Commercial Recessed Down Light Retrofit Specification Sheet. This Juno JCLR8L-24-830KU-HZ or JCLR8L 24LM 30K 80CRI MVOLT ZT HZWH, 3000 Kelvin (K) warm white LED light operates on your existing 120 through 277 volt circuit and consumes just 27.5 watts. These LED retrofit lights generate 2,400 delivered lumens (or 88 Lumens Per Watt) and has a Color Rendering Index (CRI) of 80. The Juno JCLR8L-24-830KU-HZ 8" LED downlight retrofit offers out-of-the-box dimming compatibility using 0-10 volt controls and is suitable for damp locations. These LED bulbs carry a 5 year limited warranty. Instant on at full brightness and mercury free - environmentally positive - generates no IR or UV - protects valuable objects - these 8 inch recessed downlight can retrofit LED fixtures are rated for 50,000 hours based on the L70 Standard. The white trim is constructed with a heavy gauge anodized aluminum and the reflector has a haze finish. This commercial grade LED retrofit trim module is supplied with optional retaining clips in case the existing frame does not have adequate springs to secure the reflector. This quality retrofit is supplied with an external driver, for easy retrofit and maintenance, and the power supply features integral thermal protection. The one-piece design is quick and easy to install into existing recessed frames. Click here to see the complete Juno LED 8 Inch Commercial Recessed Down Light Retrofit Installation Instructions or Check out the video below to see just how easily they install! Typical Applications Typical applications for the JCLR8L-24-830KU-HZ 27 watt 8" CFL, PL or Metal Halide LED down light retrofit kits include commercial atriums, soffits, living room, and general decorative indoor lighting in residential, office, retail, restaurant, school, hospital and hotel/motel locations. Acuity - Juno Lighting 8 Inch 27 Watt 2400 Lumen 120-277V LED Commercial Retrofit with Haze Reflector 3000K | 3000 | 80 | 2400 | 88.8889 | 50000 | 27 | 1 | 102.69 | 102.69 | 120.6647 | 2020Q2 | https://www.greenelectricalsupply.com/juno-8-inch-2400-lumen-commercial-led-down-light-retrofit-haze-3000k.aspx | Green Electrical Supply | 2020 | Yes
LED Lighting | Downlight | Manufacturer: Acuity - Juno Lighting | True |  |  |  |  | 8" Recessed Home > Energy Star Qualified Products > 8 Inch 27 Watt 2400 Lumen 120-277V LED Commercial Retrofit with Haze Reflector 3500K Product Specifications - Quick Reference Lamp Wattage: Working Voltage: 27 Watts 120-277 Volt Housing Dimensions: Rated Life: 10 5/16" Dia x 5 3/8" H 50,000 Hours Delivered Lumens: 2,400 Lumens Dimmable: YES: 0-10V Only Light Color: CRI: 3500K 80 CRI Certifications: Warranty: RoHS, cULus, ENERGY STAR 5 Year Limited Juno® Commercial LED Downlight Retrofit Trim assemblies are the ideal way to upgrade existing incandescent, CFL and HID commercial down light housings to high-performance LED. The all-in-one design features an advanced LED light engine mounted directly to the spun aluminum trim with a regressed diffusing lens in either white or haze finish. Installation is fast and simple with the unique quick disconnect feature from the junction box. The Juno JCLR Series provides an array of options to retrofit traditional incandescent, compact fluorescent and HID commercial recessed downlights. These trim assemblies are available in both small and large 6" and 8" modules for updating a range of varying fixture apertures currently in use today. They replace CFL lamps totaling 42W or greater, while producing as high as 2400 lumens at just 27.5W input. With Juno commercial LED down light retrofit trims, you can upgrade virtually any 6" and 8" non-IC commercial recessed rough-in section to the latest in energy-efficient LED technology. These ENERGY STAR Qualified 8" LED ( Light Emitting Diode ) Commercial High Hat Retrofit Down Light conversion kits are a perfect choice for use in your existing 8" recessed can applications. Juno's LED retrofit cans combine low up-front cost, minimal labor, best-in-class energy efficiency and architectural-quality light to deliver an exceptional value for all your retrofit projects. Click here to see the complete Juno LED 8 Inch Commercial Recessed Down Light Retrofit Specification Sheet. This Juno JCLR8L-24-835KU-HZ or JCLR8L 24LM 35K 80CRI MVOLT ZT HZWH, 3500 Kelvin (K) bright white LED light operates on your existing 120 through 277 volt circuit and consumes just 27.5 watts. These LED retrofit lights generate 2,400 delivered lumens (or 88 Lumens Per Watt) and has a Color Rendering Index (CRI) of 80. The Juno JCLR8L-24-835KU-HZ 8" LED downlight retrofit offers out-of-the-box dimming compatibility using 0-10 volt controls and is suitable for damp locations. These LED bulbs carry a 5 year limited warranty. Instant on at full brightness and mercury free - environmentally positive - generates no IR or UV - protects valuable objects - these 8 inch recessed downlight can retrofit LED fixtures are rated for 50,000 hours based on the L70 Standard. The white trim is constructed with a heavy gauge anodized aluminum and the reflector has a haze finish. This commercial grade LED retrofit trim module is supplied with optional retaining clips in case the existing frame does not have adequate springs to secure the reflector. This quality retrofit is supplied with an external driver, for easy retrofit and maintenance, and the power supply features integral thermal protection. The one-piece design is quick and easy to install into existing recessed frames. Click here to see the complete Juno LED 8 Inch Commercial Recessed Down Light Retrofit Installation Instructions or Check out the video below to see just how easily they install! Typical Applications Typical applications for the JCLR8L-24-835KU-HZ 27 watt 8" CFL, PL or Metal Halide LED down light retrofit kits include commercial atriums, soffits, living room, and general decorative indoor lighting in residential, office, retail, restaurant, school, hospital and hotel/motel locations. Acuity - Juno Lighting 8 Inch 27 Watt 2400 Lumen 120-277V LED Commercial Retrofit with Haze Reflector 3500K | 3500 | 80 | 2400 | 88.8889 | 50000 | 27 | 1 | 117.35 | 117.35 | 137.8908 | 2020Q2 | https://www.greenelectricalsupply.com/juno-8-inch-2400-lumen-commercial-led-down-light-retrofit-haze-3500k.aspx | Green Electrical Supply | 2020 | Yes
LED Lighting | Downlight | Manufacturer: Acuity - Juno Lighting | True |  |  |  |  | 8" Recessed Home > Energy Star Qualified Products > 8 Inch 20 Watt 1500 Lumen 120-277V LED Commercial Retrofit with Haze Reflector 3500K Product Specifications - Quick Reference Lamp Wattage: Working Voltage: 19.9 Watts 120-277 Volt Housing Dimensions: Rated Life: 10 5/16" Dia x 5 3/8" H 50,000 Hours Delivered Lumens: 1,500 Lumens Dimmable: YES: 0-10V Only Light Color: CRI: 3500K 90 CRI Certifications: Warranty: RoHS, cULus, ENERGY STAR 5 Year Limited Juno® Commercial LED Downlight Retrofit Trim assemblies are the ideal way to upgrade existing incandescent, CFL and HID commercial down light housings to high-performance LED. The all-in-one design features an advanced LED light engine mounted directly to the spun aluminum trim with a regressed diffusing lens in either white or haze finish. Installation is fast and simple with the unique quick disconnect feature from the junction box. The Juno JCLR Series provides an array of options to retrofit traditional incandescent, compact fluorescent and HID commercial recessed downlights. These trim assemblies are available in both small and large 6" and 8" modules for updating a range of varying fixture apertures currently in use today. They replace CFL lamps totaling 42W or greater, while producing as high as 2400 lumens at just 27.5W input. With Juno commercial LED down light retrofit trims, you can upgrade virtually any 6" and 8" non-IC commercial recessed rough-in section to the latest in energy-efficient LED technology. These ENERGY STAR Qualified 8" LED ( Light Emitting Diode ) Commercial High Hat Retrofit Down Light conversion kits are a perfect choice for use in your existing 8" recessed can applications. Juno's LED retrofit cans combine low up-front cost, minimal labor, best-in-class energy efficiency and architectural-quality light to deliver an exceptional value for all your retrofit projects. Click here to see the complete Juno LED 8 Inch Commercial Recessed Down Light Retrofit Specification Sheet. This Juno JCLR8L-15-935KU-HZ or JCLR8L 15LM 35K 90CRI MVOLT ZT HZWH, 3500 Kelvin (K) bright white LED light operates on your existing 120 through 277 volt circuit and consumes just 19.9 watts. These LED retrofit lights generate 1,500 delivered lumens (or 75 Lumens Per Watt) and has a Color Rendering Index (CRI) of 90. The Juno JCLR8L-15-935KU-HZ 8" LED down light retrofit offers out-of-the-box dimming compatibility using 0-10 volt controls and is suitable for damp locations. These LED bulbs carry a 5 year limited warranty. Instant on at full brightness and mercury free - environmentally positive - generates no IR or UV - protects valuable objects - these 8 inch recessed downlight can retrofit LED fixtures are rated for 50,000 hours based on the L70 Standard. The white trim is constructed with a heavy gauge anodized aluminum and the reflector has a haze finish. This commercial grade LED retrofit trim module is supplied with optional retaining clips in case the existing frame does not have adequate springs to secure the reflector. This quality retrofit is supplied with an external driver, for easy retrofit and maintenance, and the power supply features integral thermal protection. The one-piece design is quick and easy to install into existing recessed frames. Click here to see the complete Juno LED 8 Inch Commercial Recessed Down Light Retrofit Installation Instructions or Check out the video below to see just how easily they install! Typical Applications Typical applications for the JCLR8L-15-935KU-HZ 20 watt 8" 90 CRI CFL, PL or Metal Halide LED down light retrofit kits include commercial atriums, soffits, living room, and general decorative indoor lighting in residential, office, retail, restaurant, school, hospital and hotel/motel locations. Acuity - Juno Lighting 8 Inch 20 Watt 1500 Lumen 120-277V LED Commercial Retrofit with Haze Reflector 3500K | 3500 | 90 | 1500 | 75 | 50000 | 20 | 1 | 110.82 | 110.82 | 130.2178 | 2020Q2 | https://www.greenelectricalsupply.com/juno-8-inch-commercial-led-down-light-retrofit-haze-3500k.aspx | Green Electrical Supply | 2020 | Yes
LED Lighting | Downlight | Manufacturer: Acuity - Juno Lighting | True |  |  |  |  | 8" Recessed Home > Energy Star Qualified Products > 8 Inch 20 Watt 1500 Lumen 120-277V LED Commercial Retrofit with Haze Reflector 4000K Product Specifications - Quick Reference Lamp Wattage: Working Voltage: 19.9 Watts 120-277 Volt Housing Dimensions: Rated Life: 10 5/16" Dia x 5 3/8" H 50,000 Hours Delivered Lumens: 1,500 Lumens Dimmable: YES: 0-10V Only Light Color: CRI: 4000K 90 CRI Certifications: Warranty: RoHS, cULus, ENERGY STAR 5 Year Limited Juno® Commercial LED Downlight Retrofit Trim assemblies are the ideal way to upgrade existing incandescent, CFL and HID commercial down light housings to high-performance LED. The all-in-one design features an advanced LED light engine mounted directly to the spun aluminum trim with a regressed diffusing lens in either white or haze finish. Installation is fast and simple with the unique quick disconnect feature from the junction box. The Juno JCLR Series provides an array of options to retrofit traditional incandescent, compact fluorescent and HID commercial recessed downlights. These trim assemblies are available in both small and large 6" and 8" modules for updating a range of varying fixture apertures currently in use today. They replace CFL lamps totaling 42W or greater, while producing as high as 2400 lumens at just 27.5W input. With Juno commercial LED down light retrofit trims, you can upgrade virtually any 6" and 8" non-IC commercial recessed rough-in section to the latest in energy-efficient LED technology. These ENERGY STAR Qualified 8" LED ( Light Emitting Diode ) Commercial High Hat Retrofit Down Light conversion kits are a perfect choice for use in your existing 8" recessed can applications. Juno's LED retrofit cans combine low up-front cost, minimal labor, best-in-class energy efficiency and architectural-quality light to deliver an exceptional value for all your retrofit projects. Click here to see the complete Juno LED 8 Inch Commercial Recessed Down Light Retrofit Specification Sheet. This Juno JCLR8L-15-940KU-HZ or JCLR8L 15LM 40K 90CRI MVOLT ZT HZWH, 4000 Kelvin (K) cool white LED light operates on your existing 120 through 277 volt circuit and consumes just 19.9 watts. These LED retrofit lights generate 1,500 delivered lumens (or 75 Lumens Per Watt) and has a Color Rendering Index (CRI) of 90. The Juno JCLR8L-15-940KU-HZ 8" LED downlight retrofit offers out-of-the-box dimming compatibility using 0-10 volt controls and is suitable for damp locations. These LED bulbs carry a 5 year limited warranty. Instant on at full brightness and mercury free - environmentally positive - generates no IR or UV - protects valuable objects - these 8 inch recessed downlight can retrofit LED fixtures are rated for 50,000 hours based on the L70 Standard. The white trim is constructed with a heavy gauge anodized aluminum and the reflector has a haze finish. This commercial grade LED retrofit trim module is supplied with optional retaining clips in case the existing frame does not have adequate springs to secure the reflector. This quality retrofit is supplied with an external driver, for easy retrofit and maintenance, and the power supply features integral thermal protection. The one-piece design is quick and easy to install into existing recessed frames. Click here to see the complete Juno LED 8 Inch Commercial Recessed Down Light Retrofit Installation Instructions or Check out the video below to see just how easily they install! Typical Applications Typical applications for the JCLR8L-15-940KU-HZ 20 watt 8" 90 CRI CFL, PL or Metal Halide LED down light retrofit kits include commercial atriums, soffits, living room, and general decorative indoor lighting in residential, office, retail, restaurant, school, hospital and hotel/motel locations. Acuity - Juno Lighting 8 Inch 20 Watt 1500 Lumen 120-277V LED Commercial Retrofit with Haze Reflector 4000K | 4000 | 90 | 1500 | 75 | 50000 | 20 | 1 | 126.84 | 126.84 | 149.0419 | 2020Q2 | https://www.greenelectricalsupply.com/juno-8-inch-commercial-led-down-light-retrofit-haze-4000k.aspx | Green Electrical Supply | 2020 | Yes
LED Lighting | Downlight | Manufacturer: Acuity - Juno Lighting | True |  |  |  |  | 4" Recessed Home > Energy Star Qualified Products > 4" GEN4 LED 900L 120V 2700K Product Specifications - Quick Reference Lamp Wattage: Working Voltage: 11.6 Watts 120 Volt Dimensions: Rated Life: 12 1/4" x 6 3/4" x 6" 50,000 Hours Incandescent Equivalent: 75 Watt Incandescent Dimmable: Yes - Down to 5% Light Color: CRI: 2700K Warm White 90 CRI Certifications: Warranty: Energy Star, RoHS, UL 5 Year Limited Juno Lighting Group by Acuity Brands, has an extensive line of recessed can fixtures for your residential and commercial lighting needs. This model is the Juno IC1LED G4 09LM 27K 90CRI 120 FRPC, 4" IC-Rated New Construction LED recessed can downlight. The Juno Lighting 4 inch LED recessed downlights are a fantastic alternative to incandescent 75 watt lighting. This model consumes 11.6 watts while producing 900 lumens of light output. Juno Lighting's IC-Rated 900 Lumen LED recessed downlights are the ultra-efficient LED light fixtures that will offer you extra style and flair, while being great for the environment and your pocket. The Juno Generation 4 900 Lumen downlights are available in either 2700K, 3000K, 3500K, and 4000K offering the "designer-look" to perfectly complement any home decor theme. These downlights are manufactured to maximize energy efficiency by having Air-Loc sealed housings. This housing stops the infiltration and ex-filtration of air, reducing heating and cooling costs. They also contain no lead or mercury, making them RoHS compliant. This series is offered in new construction and remodel can styles and are approved for both insulated and non-insulated ceilings. Click here to see the complete Juno IC1LED G4 New Construction Specification Sheet. The Juno IC1LED G4 09LM 27K 90CRI 120 FRPC, a replacement of the IC91LEDG4-27K-1, has a 2700K warm white color temperature and has a minimum of 90 CRI that will beautifully show off the color scheme in any room. The LED array is attached to the thermally conductive inner housing to provide superior heat dissipation ensuring the LEDs rated life of 50,000 hours. This model features a 120V forward/reverse phase cut dimming driver that dims down to 5%. The dimming driver meets Energy Star dimming requirements and is compatible with most 0-10V wall box dimmers. Click here to see the complete Juno IC1LED G4 Dimmer Compatibility Sheet. Juno Lighting has made installation of the recessed cans fast and secure. The Air-Loc sealed aluminum housing is vertically adjustable to accommodate up to a 1.5" ceiling thickness. The UL and cUL listed junction box is prewired and equipped with quick connect electrical connectors. The mounting frame is expertly manufactured with 22-gauge die-formed galvanized steel and is fully assembled for ease of installation. Click here to see the complete Juno IC1LED G4 New Construction Installation Instructions. To complete the look of any room using Juno recessed cans, you can choose from Juno's vast selection of trims suited for any room and any application. Click here to explore trim options Juno Lighting 4" Recessed Downlighting Trim Kits. Acuity - Juno Lighting 4" GEN4 LED 900L 120V 2700K | 2700 | 90 | 900 | 77.5862 | 50000 | 11.6 | 1 | 106.46 | 106.46 | 125.0946 | 2020Q2 | https://www.greenelectricalsupply.com/juno-ic91ledg4-27k-1-4-inch-new-construction-900l-led-recessed-can-2700k.aspx | Green Electrical Supply | 2020 | Yes
LED Lighting | Downlight | Manufacturer: Acuity - Juno Lighting | True |  |  |  |  | 4" Recessed Home > Energy Star Qualified Products > 4" GEN4 LED 900L 120V 3500K Product Specifications - Quick Reference Lamp Wattage: Working Voltage: 11.6 Watts 120 Volt Dimensions: Rated Life: 12 1/4" x 6 3/4" x 6" 50,000 Hours Incandescent Equivalent: 75 Watt Incandescent Dimmable: Yes - Down to 5% Light Color: CRI: 3500K Bright White 90 CRI Certifications: Warranty: Energy Star, RoHS, UL 5 Year Limited Juno Lighting Group by Acuity Brands, has an extensive line of recessed can fixtures for your residential and commercial lighting needs. This model is the Juno IC1LED G4 09LM 35K 90CRI 120 FRPC, 4" IC-Rated New Construction LED recessed can downlight. The Juno Lighting 4 inch LED recessed downlights are a fantastic alternative to incandescent 75 watt lighting. This model consumes 11.6 watts while producing 900 lumens of light output. Juno Lighting's IC-Rated 900 Lumen LED recessed downlights are the ultra-efficient LED light fixtures that will offer you extra style and flair, while being great for the environment and your pocket. The Juno Generation 4 900 Lumen downlights are available in either 2700K, 3000K, 3500K, and 4000K offering the "designer-look" to perfectly complement any home decor theme. These downlights are manufactured to maximize energy efficiency by having Air-Loc sealed housings. This housing stops the infiltration and ex-filtration of air, reducing heating and cooling costs. They also contain no lead or mercury, making them RoHS compliant. This series is offered in new construction and remodel can styles and are approved for both insulated and non-insulated ceilings. Click here to see the complete Juno IC1LED G4 New Construction Specification Sheet. The Juno IC1LED G4 09LM 35K 90CRI 120 FRPC, a replacement of the IC91LEDG4-35K-1, has a 3500K bright white color temperature and has a minimum of 90 CRI that will beautifully show off the color scheme in any room. The LED array is attached to the thermally conductive inner housing to provide superior heat dissipation ensuring the LEDs rated life of 50,000 hours. This model features a 120V forward/reverse phase cut dimming driver that dims down to 5%. The dimming driver meets Energy Star dimming requirements and is compatible with most 0-10V wall box dimmers. Click here to see the complete Juno IC1LED G4 Dimmer Compatibility Sheet. Juno Lighting has made installation of the recessed cans fast and secure. The Air-Loc sealed aluminum housing is vertically adjustable to accommodate up to a 1.5" ceiling thickness. The UL and cUL listed junction box is prewired and equipped with quick connect electrical connectors. The mounting frame is expertly manufactured with 22-gauge die-formed galvanized steel and is fully assembled for ease of installation. Click here to see the complete Juno IC1LED G4 New Construction Installation Instructions. To complete the look of any room using Juno recessed cans, you can choose from Juno's vast selection of trims suited for any room and any application. Click here to explore trim options Juno Lighting 4" Recessed Downlighting Trim Kits. Acuity - Juno Lighting 4" GEN4 LED 900L 120V 3500K | 3500 | 90 | 900 | 77.5862 | 50000 | 11.6 | 1 | 106.46 | 106.46 | 125.0946 | 2020Q2 | https://www.greenelectricalsupply.com/juno-ic91ledg4-35k-1-4-inch-new-construction-900l-led-recessed-can-3500k.aspx | Green Electrical Supply | 2020 | Yes
LED Lighting | Downlight | Manufacturer: Acuity - Juno Lighting | True |  |  |  |  | 4" Recessed Home > Energy Star Qualified Products > 4" GEN4 LED 900L 120V 3000K Product Specifications - Quick Reference Lamp Wattage: Working Voltage: 11.6 Watts 120 Volt Dimensions: Rated Life: 12 1/4" x 6 3/4" x 6" 50,000 Hours Incandescent Equivalent: 75 Watt Incandescent Dimmable: Yes - Down to 5% Light Color: CRI: 3000K Warm White 90 CRI Certifications: Warranty: Energy Star, RoHS, UL 5 Year Limited Juno Lighting Group by Acuity Brands, has an extensive line of recessed can fixtures for your residential and commercial lighting needs. This model is the Juno IC1LED G4 09LM 30K 90CRI 120 FRPC, 4" IC-Rated New Construction LED recessed can downlight. The Juno Lighting 4 inch LED recessed downlights are a fantastic alternative to incandescent 75 watt lighting. This model consumes 11.6 watts while producing 900 lumens of light output. Juno Lighting's IC-Rated 900 Lumen LED recessed downlights are the ultra-efficient LED light fixtures that will offer you extra style and flair, while being great for the environment and your pocket. The Juno Generation 4 900 Lumen downlights are available in either 2700K, 3000K, 3500K, and 4000K offering the "designer-look" to perfectly complement any home decor theme. These downlights are manufactured to maximize energy efficiency by having Air-Loc sealed housings. This housing stops the infiltration and ex-filtration of air, reducing heating and cooling costs. They also contain no lead or mercury, making them RoHS compliant. This series is offered in new construction and remodel can styles and are approved for both insulated and non-insulated ceilings. Click here to see the complete Juno IC1LED G4 New Construction Specification Sheet. The Juno IC1LED G4 09LM 30K 90CRI 120 FRPC, a replacement of the IC91LEDG4-3K-1, has a 3000K warm white color temperature and has a minimum of 90 CRI that will beautifully show off the color scheme in any room. The LED array is attached to the thermally conductive inner housing to provide superior heat dissipation ensuring the LEDs rated life of 50,000 hours. This model features a 120V forward/reverse phase cut dimming driver that dims down to 5%. The dimming driver meets Energy Star dimming requirements and is compatible with most 0-10V wall box dimmers. Click here to see the complete Juno IC1LED G4 Dimmer Compatibility Sheet. Juno Lighting has made installation of the recessed cans fast and secure. The Air-Loc sealed aluminum housing is vertically adjustable to accommodate up to a 1.5" ceiling thickness. The UL and cUL listed junction box is prewired and equipped with quick connect electrical connectors. The mounting frame is expertly manufactured with 22-gauge die-formed galvanized steel and is fully assembled for ease of installation. Click here to see the complete Juno IC1LED G4 New Construction Installation Instructions. To complete the look of any room using Juno recessed cans, you can choose from Juno's vast selection of trims suited for any room and any application. Click here to explore trim options Juno Lighting 4" Recessed Downlighting Trim Kits. Acuity - Juno Lighting 4" GEN4 LED 900L 120V 3000K | 3000 | 90 | 900 | 77.5862 | 50000 | 11.6 | 1 | 106.46 | 106.46 | 125.0946 | 2020Q2 | https://www.greenelectricalsupply.com/juno-ic91ledg4-3k-1-4-inch-new-construction-900l-led-recessed-can-3000k.aspx | Green Electrical Supply | 2020 | Yes
LED Lighting | Downlight | Manufacturer: Acuity - Juno Lighting | True |  |  |  |  | 5" Recessed Home > Energy Star Qualified Products > 5" 900 Lumen LED Downlight 30K Product Specifications - Quick Reference Lamp Wattage: Working Voltage: 16 Watts 120-277 Volt Dimensions: Rated Life: 15 3/4" W x 4 7/8" H 50,000 Hours Incandescent Equivalent: 75 Watts (900 Lumens) Dimmable: YES 0-10V Light Color: CRI: 3000K 83 CRI Certifications: Warranty: UL 5 Year Limited This model is the Juno IC920LEDG3-3K-U, 5" IC-Rated New Construction 3000K LED recessed lights with a universal 120-277 volt 50/60 Hz driver. A fantastic alternative to incandescent 75 PAR30 lighting, Juno Lighting's IC-Rated 900 lumen LED recessed downlights are the ultra-efficient LED light fixtures that will offer you extra style and flair. Available in either 2700K, 3000K, 3500K or 4100K, the 5" Juno Generation 3 downlight will offer the "designer-look" that perfectly complements many of today's upscale residential interiors. These ultra-efficient recessed LED lights require only 16 watts of input power which delivers over 56 lumens per watt. Offered in new construction and remodel recessed can styles, they are approved for use in both insulated and non-insulated ceilings. They include push-in electrical connectors and all of the easy-installation features that Juno is famous for. Click here to see the complete Juno Lighting IC920LEDG3 LED 900 Lumen Downlight Specification Sheet.With a color temperature of 3000K (warm white) the Generation 3 LED array produces 900 lumens from just 16 watts. The LEDs are binned to exceed ENERGY STAR requirements, providing superior fixture-to-fixture color uniformity. This recessed downlight produces a 3000K LED CCT with 83 CRI (typical) at full lumen output and is rated for 50,000 hour life at which time the LEDs can be expected to produce 70% of their initial light output with no perceptible color change. The deep regression of the lens produces a low flare, efficient system that can produce over 900 lumens with select trims. A wide flood distribution is shipped as the standard optic, but, optional, field installable optic accessories are available (Sold separately). The dedicated, universal 120/277V LED driver meets ENERGY STAR dimming requirements (yes, even at 277 volt) and is compatible with most 0-10V wall box dimmers. The Juno IC920LEDG3-3K-U is NOT compatible with other dimming methods such as incandescent, magnetic low voltage, electronic low voltage (you must install the Juno dedicated 120 volt recessed cans for these dimming options), DALI or DMX. (Click here to see the complete Juno LED Downlight Dimmer Compatibility Sheet).These low-profile LED ceiling light fixtures easily fit within 2x6 ceiling joists, facilitating installation in shallow applications. They can be completely covered with insulation and the fully sealed housing seals infiltration and exfiltration of air, reducing heating and air cooling costs without the use of additional gaskets. The Juno IC920LEDG3-3K-U, 5" new construction housings are supplied with the Juno Real Nail 3® bar hanger system which permits quick housing placement anywhere within 24" on center joists or suspended ceilings. This hanger system also features captive bugle head nails that are easily removable for quick housing repositioning without changing the bar hanger or nail. For suspended ceilings, the integral T-bar notch can be used to secure the housing onto the ceiling grid - no accessory clips required. Once installed, your Juno LED recessed can light is compatible with a broad range of existing Juno 5" trims to match virtually any designed application. Click here to see the complete Juno Lighting 5" Recessed Downlighting Trim Kits.The Juno IC920LEDG3-3K-U (UPC 661209320865) is Certified to the high efficiency requirements of California T24-2008 with select trims UL listed for U.S. and Canada through-branch wiring Damp locations rated UL and cUL. Acuity - Juno Lighting 5" 900 Lumen LED Downlight 30K | 3000 | 83 | 900 | 56.25 | 50000 | 16 | 1 | 143.78 | 143.78 | 168.9471 | 2020Q2 | https://www.greenelectricalsupply.com/juno-ic920ledg3-3k-u-5-inch-new-construction-led-downlight-120-277V.aspx | Green Electrical Supply | 2020 | Yes
LED Lighting | Downlight | Manufacturer: Acuity - Juno Lighting | True |  |  |  |  | 6" Recessed Home > Energy Star Qualified Products > 6" GEN4 LED 900L 120V 2700K Product Specifications - Quick Reference Lamp Wattage: Working Voltage: 11.5 Watts 120 Volt Dimensions: Rated Life: 15 3/4" x 13 1/2" x 5 1/8" 50,000 Hours Incandescent Equivalent: 75W BR30 Incandescent Dimmable: Yes - Down to 5% Light Color: CRI: 2700K Warm White 90 CRI Certifications: Warranty: Energy Star, RoHS, UL 5 Year Limited Juno Lighting Group by Acuity Brands, has an extensive line of recessed can fixtures for your residential and commercial lighting needs. This model is the Juno IC22LED G4 09LM 27K 90CRI 120 FRPC, 6" IC-Rated New Construction LED recessed can downlight. The Juno Lighting 6 inch LED recessed downlights are a fantastic alternative to incandescent 75 watt BR30 lighting. This model consumes around 11.5 watts while producing 900 lumens of light output. Juno Lighting's IC-Rated 900 Lumen LED recessed downlights are the ultra-efficient LED light fixtures that will offer you extra style and flair, while being great for the environment and your pocket. The Juno Generation 4 900 Lumen downlights are available in either 2700K, 3000K, 3500K, and 4000K offering the "designer-look" to perfectly complement any home decor theme. These downlights are manufactured to maximize energy efficiency by having Air-Loc sealed housings. This housing stops the infiltration and ex-filtration of air, reducing heating and cooling costs. They also contain no lead or mercury, making them RoHS compliant. This series is offered in new construction and remodel can styles and are approved for both insulated and non-insulated ceilings. Click here to see the complete Juno IC22LED G4 New Construction Specification Sheet. The Juno IC22LED G4 09LM 27K 90CRI 120 FRPC, a replacement of the IC292LEDG4-27K-1, has a 2700K warm white color temperature and has a minimum of 90 CRI that will beautifully show off the color scheme in any room. The LED array is attached to the thermally conductive inner housing to provide superior heat dissipation ensuring the LEDs rated life of 50,000 hours. This model features a 120V forward/reverse phase cut dimming driver that dims down to 5%. The dimming driver meets Energy Star dimming requirements and is compatible with most 0-10V wall box dimmers. Click here to see the complete Juno IC22LED G4 Dimmer Compatibility Sheet. Juno Lighting has made installation of the recessed cans fast and secure. The Air-Loc sealed aluminum housing is vertically adjustable to accommodate up to a 2" ceiling thickness. The UL and cUL listed junction box is prewired and equipped with quick connect electrical connectors. The mounting frame is expertly manufactured with 22-gauge die-formed galvanized steel and is fully assembled for ease of installation. Click here to see the complete Juno IC22LED G4 New Construction Installation Instructions. To complete the look of any room using Juno recessed cans, you can choose from Juno's vast selection of trims suited for any room and any application. Click here to explore trim options Juno Lighting 6" Recessed Downlighting Trim Kits. Acuity - Juno Lighting 6" GEN4 LED 900L 120V 2700K | 2700 | 90 | 900 | 78.2609 | 50000 | 11.5 | 1 | 98.18 | 98.18 | 115.3653 | 2020Q2 | https://www.greenelectricalsupply.com/juno-ic922ledg4-27k-1-6-inch-gen4-900-lumen-led-downlight-120v-2700k.aspx | Green Electrical Supply | 2020 | Yes
LED Lighting | Downlight | Manufacturer: Acuity - Juno Lighting | True |  |  |  |  | 6" Recessed Home > Energy Star Qualified Products > 6" GEN4 LED 900L 120V 3500K Product Specifications - Quick Reference Lamp Wattage: Working Voltage: 11.5 Watts 120 Volt Dimensions: Rated Life: 15 3/4" x 13 1/2" x 5 1/8" 50,000 Hours Incandescent Equivalent: 75W BR30 Incandescent Dimmable: Yes - Down to 5% Light Color: CRI: 3500K Bright White 90 CRI Certifications: Warranty: Energy Star, RoHS, UL 5 Year Limited Juno Lighting Group by Acuity Brands, has an extensive line of recessed can fixtures for your residential and commercial lighting needs. This model is the Juno IC22LED G4 09LM 35K 90CRI 120 FRPC, 6" IC-Rated New Construction LED recessed can downlight. The Juno Lighting 6 inch LED recessed downlights are a fantastic alternative to incandescent 75 watt BR30 lighting. This model consumes around 11.5 watts while producing 900 lumens of light output. Juno Lighting's IC-Rated 900 Lumen LED recessed downlights are the ultra-efficient LED light fixtures that will offer you extra style and flair, while being great for the environment and your pocket. The Juno Generation 4 900 Lumen downlights are available in either 2700K, 3000K, 3500K, and 4000K offering the "designer-look" to perfectly complement any home decor theme. These downlights are manufactured to maximize energy efficiency by having Air-Loc sealed housings. This housing stops the infiltration and ex-filtration of air, reducing heating and cooling costs. They also contain no lead or mercury, making them RoHS compliant. This series is offered in new construction and remodel can styles and are approved for both insulated and non-insulated ceilings. Click here to see the complete Juno IC22LED G4 New Construction Specification Sheet. The Juno IC22LED G4 09LM 35K 90CRI 120 FRPC, a replacement of the IC292LEDG4-35K-1, has a 3500K bright white color temperature and has a minimum of 90 CRI that will beautifully show off the color scheme in any room. The LED array is attached to the thermally conductive inner housing to provide superior heat dissipation ensuring the LEDs rated life of 50,000 hours. This model features a 120V forward/reverse phase cut dimming driver that dims down to 5%. The dimming driver meets Energy Star dimming requirements and is compatible with most 0-10V wall box dimmers. Click here to see the complete Juno IC22LED G4 Dimmer Compatibility Sheet. Juno Lighting has made installation of the recessed cans fast and secure. The Air-Loc sealed aluminum housing is vertically adjustable to accommodate up to a 2" ceiling thickness. The UL and cUL listed junction box is prewired and equipped with quick connect electrical connectors. The mounting frame is expertly manufactured with 22-gauge die-formed galvanized steel and is fully assembled for ease of installation. Click here to see the complete Juno IC22LED G4 New Construction Installation Instructions. To complete the look of any room using Juno recessed cans, you can choose from Juno's vast selection of trims suited for any room and any application. Click here to explore trim options Juno Lighting 6" Recessed Downlighting Trim Kits. Acuity - Juno Lighting 6" GEN4 LED 900L 120V 3500K | 3500 | 90 | 900 | 78.2609 | 50000 | 11.5 | 1 | 98.18 | 98.18 | 115.3653 | 2020Q2 | https://www.greenelectricalsupply.com/juno-ic922ledg4-35k-1-6-inch-gen4-900-lumen-led-down-light-120v-3500k.aspx | Green Electrical Supply | 2020 | Yes
LED Lighting | Downlight | Manufacturer: Acuity - Juno Lighting | True |  |  |  |  | 6" Recessed Home > Energy Star Qualified Products > 6" GEN4 LED 900L 120V 3000K Product Specifications - Quick Reference Lamp Wattage: Working Voltage: 11.5 Watts 120 Volt Dimensions: Rated Life: 15 3/4" x 13 1/2" x 5 1/8" 50,000 Hours Incandescent Equivalent: 75W BR30 Incandescent Dimmable: Yes - Down to 5% Light Color: CRI: 3000K Warm White 90 CRI Certifications: Warranty: Energy Star, RoHS, UL 5 Year Limited Juno Lighting Group by Acuity Brands, has an extensive line of recessed can fixtures for your residential and commercial lighting needs. This model is the Juno IC22LED G4 09LM 30K 90CRI 120 FRPC, 6" IC-Rated New Construction LED recessed can downlight. The Juno Lighting 6 inch LED recessed downlights are a fantastic alternative to incandescent 75 watt BR30 lighting. This model consumes around 11.5 watts while producing 900 lumens of light output. Juno Lighting's IC-Rated 900 Lumen LED recessed downlights are the ultra-efficient LED light fixtures that will offer you extra style and flair, while being great for the environment and your pocket. The Juno Generation 4 900 Lumen downlights are available in either 2700K, 3000K, 3500K, and 4000K offering the "designer-look" to perfectly complement any home decor theme. These downlights are manufactured to maximize energy efficiency by having Air-Loc sealed housings. This housing stops the infiltration and ex-filtration of air, reducing heating and cooling costs. They also contain no lead or mercury, making them RoHS compliant. This series is offered in new construction and remodel can styles and are approved for both insulated and non-insulated ceilings. Click here to see the complete Juno IC22LED G4 New Construction Specification Sheet. The Juno IC22LED G4 09LM 30K 90CRI 120 FRPC, a replacement of the IC292LEDG4-3K-1, has a 3000K warm white color temperature and has a minimum of 90 CRI that will beautifully show off the color scheme in any room. The LED array is attached to the thermally conductive inner housing to provide superior heat dissipation ensuring the LEDs rated life of 50,000 hours. This model features a 120V forward/reverse phase cut dimming driver that dims down to 5%. The dimming driver meets Energy Star dimming requirements and is compatible with most 0-10V wall box dimmers. Click here to see the complete Juno IC22LED G4 Dimmer Compatibility Sheet. Juno Lighting has made installation of the recessed cans fast and secure. The Air-Loc sealed aluminum housing is vertically adjustable to accommodate up to a 2" ceiling thickness. The UL and cUL listed junction box is prewired and equipped with quick connect electrical connectors. The mounting frame is expertly manufactured with 22-gauge die-formed galvanized steel and is fully assembled for ease of installation. Click here to see the complete Juno IC22LED G4 New Construction Installation Instructions. To complete the look of any room using Juno recessed cans, you can choose from Juno's vast selection of trims suited for any room and any application. Click here to explore trim options Juno Lighting 6" Recessed Downlighting Trim Kits. Acuity - Juno Lighting 6" GEN4 LED 900L 120V 3000K | 3000 | 90 | 900 | 78.2609 | 50000 | 11.5 | 1 | 98.18 | 98.18 | 115.3653 | 2020Q2 | https://www.greenelectricalsupply.com/juno-ic922ledg4-3k-1-6-inch-gen4-900-lumen-led-downlight-120v-3000k.aspx | Green Electrical Supply | 2020 | Yes
LED Lighting | Downlight | Manufacturer: Acuity - Juno Lighting | True |  |  |  |  | 6" Recessed Home > Energy Star Qualified Products > 6" GEN4 LED 900 Lumen UNV 4100K Product Specifications - Quick Reference Lamp Wattage: Working Voltage: 16.7 Watts 120-277 Volt Dimensions: Rated Life: 15 3/4" W x 5 1/8" H 50,000 Hours Incandescent Equivalent: 75 Watts (900 Lumens) Dimmable: YES 0-10V Light Color: CRI: 4100K 83 CRI Certifications: Warranty: UL 5 Year Limited This model is the Juno IC922LEDG4-41K-U (Replacement for the Juno IC922LEDG3-41K-U, or IC22LED G4 09LM 40K 90CRI MVOLT ZT10), 6 inch IC-Rated New Construction 4100K LED recessed lights with a universal 120-277 volt 50/60 Hz driver. A fantastic alternative to incandescent 75 PAR30 lighting, Juno Lighting's IC-Rated 900 lumen LED recessed downlights are the ultra-efficient LED light fixtures that will offer you extra style and flair. Available in either 2700K, 3000K, 3500K or 4100K, the 6" Juno Generation 3 downlight will offer the "designer-look" that perfectly complements many of today's upscale residential interiors. These ultra-efficient recessed LED lights require only 16 watts of input power which delivers over 56 lumens per watt. Offered in new construction and remodel recessed can styles, they are approved for use in both insulated and non-insulated ceilings. They include push-in electrical connectors and all of the easy-installation features that Juno is famous for. Click here to see the complete Juno Lighting IC922LEDG4 LED 900 Lumen Downlight Specification Sheet. With a color temperature of 4100K (cool white) the Gen4 LED array produces 900 lumens from just 16.7 watts. The LEDs are binned to exceed ENERGY STAR requirements, providing superior fixture-to-fixture color uniformity. This recessed downlight produces a 4100K LED CCT with 83 CRI (typical) at full lumen output and is rated for 50,000 hour life at which time the LEDs can be expected to produce 70% of their initial light output with no perceptible color change. The deep regression of the lens produces a low flare, efficient system that can produce over 900 lumens with select trims. A wide flood distribution is shipped as the standard optic, but, optional, field installable optic accessories are available (Sold separately). The universal voltage 120-277V LED driver meets ENERGY STAR dimming requirements (yes, even at 277 volt) and is compatible with most 0-10V wall box dimmers. The Juno IC922LEDG4-41K-U is NOT compatible with other dimming methods such as incandescent, magnetic low voltage, electronic low voltage (you must install the Juno dedicated 120 volt recessed cans for these dimming options), DALI or DMX. (Click here to see the complete Juno LED Downlight Dimmer Compatibility Sheet).These low-profile LED ceiling light fixtures easily fit within 2x6 ceiling joists, facilitating installation in shallow applications. They can be completely covered with insulation and the fully sealed housing seals infiltration and exfiltration of air, reducing heating and air cooling costs without the use of additional gaskets. The Juno IC922LEDG4-41K-U, 6" new construction housings are supplied with the Juno Real Nail 3® bar hanger system which permits quick housing placement anywhere within 24" on center joists or suspended ceilings. This hanger system also features captive bugle head nails that are easily removable for quick housing repositioning without changing the bar hanger or nail. For suspended ceilings, the integral T-bar notch can be used to secure the housing onto the ceiling grid - no accessory clips required. Once installed, your Juno LED recessed can light is compatible with a broad range of existing Juno 6" trims to match virtually any designed application. Click here to see the complete Juno Lighting 6" Recessed Downlighting Trim Kits.The Juno IC922LEDG4-41K-U (UPC 661209388605) is Certified to the high efficiency requirements of California T24-2008 with select trims UL listed for U.S. and Canada through-branch wiring Damp locations rated, UL and cUL. Acuity - Juno Lighting 6" GEN4 LED 900 Lumen UNV 4100K | 4100 | 90 | 900 | 53.8922 | 50000 | 16.7 | 1 | 112.52 | 112.52 | 132.2153 | 2020Q2 | https://www.greenelectricalsupply.com/juno-ic922ledg4-41k-u-6-inch-gen4-900-lumen-led-downlight-120-277v-4100k.aspx | Green Electrical Supply | 2020 | Yes
LED Lighting | Downlight | Manufacturer: Acuity - Juno Lighting | True |  |  |  |  | 6" Recessed Home > Energy Star Qualified Products > 6" GEN4 900L Remodel 120V 2700K Product Specifications - Quick Reference Lamp Wattage: Working Voltage: 11.5 Watts 120 Volt Dimensions: Rated Life: 14 1/2" x 7 1/4" x 5 1/8" 50,000 Hours Incandescent Equivalent: 75W BR30 Incandescent Dimmable: Yes Light Color: CRI: 2700K Warm White 90 CRI Certifications: Warranty: Energy Star, RoHS, UL 5 Year Limited Juno Lighting Group by Acuity Brands, has an extensive line of recessed can fixtures for your residential and commercial lighting needs. This model is the Juno IC22RLED G4 09LM 27K 90CRI 120 FRPC, 6" IC-Rated Remodel LED recessed can downlight. The Juno Lighting 6 inch LED recessed downlights are a fantastic alternative to incandescent 75 watt BR30 lighting. This model consumes 11.5 watts while producing 900 lumens of light output. Juno Lighting's IC-Rated 900 Lumen LED recessed downlights are the ultra-efficient LED light fixtures that will offer you extra style and flair, while being great for the environment and your pocket. The Juno Generation 4 900 Lumen downlights are available in either 2700K, 3000K, 3500K, and 4000K offering the "designer-look" to perfectly complement any home decor theme. These downlights are manufactured to maximize energy efficiency by having Air-Loc sealed housings. This housing stops the infiltration and ex-filtration of air, reducing heating and cooling costs. They also contain no lead or mercury, making them RoHS compliant. This series is offered in new construction and remodel can styles and are approved for both insulated and non-insulated ceilings. Click here to see the complete Juno IC22RLED G4 Remodel Specification Sheet. The Juno IC22RLED G4 09LM 27K 90CRI 120 FRPC, a replacement of the IC922RLEDG4-27K-U, has a 2700K warm white color temperature and has a minimum of 90 CRI that will beautifully show off the color scheme in any room. The LED array is attached to the thermally conductive inner housing to provide superior heat dissipation ensuring the LEDs rated life of 50,000 hours. This model features a forward/reverse phase cut dimming driver. The dimming driver meets Energy Star dimming requirements and is compatible with most 0-10V wall box dimmers. Click here to see the complete Juno IC22RLED G4 Dimmer Compatibility Sheet. Juno Lighting has made installation of the recessed cans fast and secure. The Air-Loc sealed aluminum housing is vertically adjustable to accommodate up to a 1-7/8" ceiling thickness. The UL and cUL listed junction box is prewired and equipped with quick connect electrical connectors. The mounting frame is expertly manufactured with 22-gauge die-formed galvanized steel and is fully assembled for ease of installation. Click here to see the complete Juno IC22RLED G4 Remodel Installation Instructions. To complete the look of any room using Juno recessed cans, you can choose from Juno's vast selection of trims suited for any room and any application. Click here to explore trim options Juno Lighting 6" Recessed Downlighting Trim Kits. Acuity - Juno Lighting 6" GEN4 900L Remodel 120V 2700K | 2700 | 90 | 900 | 78.2609 | 50000 | 11.5 | 1 | 98.97 | 98.97 | 116.2936 | 2020Q2 | https://www.greenelectricalsupply.com/juno-ic922rledg4-27k-1-6-inch-gen4-900-lumen-remodel-can-120v-2700k.aspx | Green Electrical Supply | 2020 | Yes
LED Lighting | Downlight | Manufacturer: Acuity - Juno Lighting | True |  |  |  |  | 6" Recessed Home > Energy Star Qualified Products > 6" GEN4 900L Remodel 120V 3500K Product Specifications - Quick Reference Lamp Wattage: Working Voltage: 11.5 Watts 120 Volt Dimensions: Rated Life: 14 1/2" x 7 1/4" x 5 1/8" 50,000 Hours Incandescent Equivalent: 75W BR30 Incandescent Dimmable: Yes Light Color: CRI: 3500K Bright White 90 CRI Certifications: Warranty: Energy Star, RoHS, UL 5 Year Limited Juno Lighting Group by Acuity Brands, has an extensive line of recessed can fixtures for your residential and commercial lighting needs. This model is the Juno IC22RLED G4 09LM 35K 90CRI 120 FRPC, 6" IC-Rated Remodel LED recessed can downlight. The Juno Lighting 6 inch LED recessed downlights are a fantastic alternative to incandescent 75 watt BR30 lighting. This model consumes 11.5 watts while producing 900 lumens of light output. Juno Lighting's IC-Rated 900 Lumen LED recessed downlights are the ultra-efficient LED light fixtures that will offer you extra style and flair, while being great for the environment and your pocket. The Juno Generation 4 900 Lumen downlights are available in either 2700K, 3000K, 3500K, and 4000K offering the "designer-look" to perfectly complement any home decor theme. These downlights are manufactured to maximize energy efficiency by having Air-Loc sealed housings. This housing stops the infiltration and ex-filtration of air, reducing heating and cooling costs. They also contain no lead or mercury, making them RoHS compliant. This series is offered in new construction and remodel can styles and are approved for both insulated and non-insulated ceilings. Click here to see the complete Juno IC22RLED G4 Remodel Specification Sheet. The Juno IC22RLED G4 09LM 35K 90CRI 120 FRPC, a replacement of the IC922RLEDG4-35K-U, has a 3500K bright white color temperature and has a minimum of 90 CRI that will beautifully show off the color scheme in any room. The LED array is attached to the thermally conductive inner housing to provide superior heat dissipation ensuring the LEDs rated life of 50,000 hours. This model features a forward/reverse phase cut dimming driver. The dimming driver meets Energy Star dimming requirements and is compatible with most 0-10V wall box dimmers. Click here to see the complete Juno IC22RLED G4 Dimmer Compatibility Sheet. Juno Lighting has made installation of the recessed cans fast and secure. The Air-Loc sealed aluminum housing is vertically adjustable to accommodate up to a 1-7/8" ceiling thickness. The UL and cUL listed junction box is prewired and equipped with quick connect electrical connectors. The mounting frame is expertly manufactured with 22-gauge die-formed galvanized steel and is fully assembled for ease of installation. Click here to see the complete Juno IC22RLED G4 Remodel Installation Instructions. To complete the look of any room using Juno recessed cans, you can choose from Juno's vast selection of trims suited for any room and any application. Click here to explore trim options Juno Lighting 6" Recessed Downlighting Trim Kits. Acuity - Juno Lighting 6" GEN4 900L Remodel 120V 3500K | 3500 | 90 | 900 | 78.2609 | 50000 | 11.5 | 1 | 96.21 | 96.21 | 113.0505 | 2020Q2 | https://www.greenelectricalsupply.com/juno-ic922rledg4-35k-1-6-inch-gen4-900-lumen-remodel-downlight-120v-3500k.aspx | Green Electrical Supply | 2020 | Yes
LED Lighting | Downlight | Manufacturer: Acuity - Juno Lighting | True |  |  |  |  | 6" Recessed Home > Energy Star Qualified Products > 6" GEN4 900L Remodel 120V 3000K Product Specifications - Quick Reference Lamp Wattage: Working Voltage: 11.5 Watts 120 Volt Dimensions: Rated Life: 14 1/2" x 7 1/4" x 5 1/8" 50,000 Hours Incandescent Equivalent: 75W BR30 Incandescent Dimmable: Yes Light Color: CRI: 3000K Warm White 90 CRI Certifications: Warranty: Energy Star, RoHS, UL 5 Year Limited Juno Lighting Group by Acuity Brands, has an extensive line of recessed can fixtures for your residential and commercial lighting needs. This model is the Juno IC22RLED G4 09LM 30K 90CRI 120 FRPC, 6" IC-Rated Remodel LED recessed can downlight. The Juno Lighting 6 inch LED recessed downlights are a fantastic alternative to incandescent 75 watt BR30 lighting. This model consumes 11.5 watts while producing 900 lumens of light output. Juno Lighting's IC-Rated 900 Lumen LED recessed downlights are the ultra-efficient LED light fixtures that will offer you extra style and flair, while being great for the environment and your pocket. The Juno Generation 4 900 Lumen downlights are available in either 2700K, 3000K, 3500K, and 4000K offering the "designer-look" to perfectly complement any home decor theme. These downlights are manufactured to maximize energy efficiency by having Air-Loc sealed housings. This housing stops the infiltration and ex-filtration of air, reducing heating and cooling costs. They also contain no lead or mercury, making them RoHS compliant. This series is offered in new construction and remodel can styles and are approved for both insulated and non-insulated ceilings. Click here to see the complete Juno IC22RLED G4 Remodel Specification Sheet. The Juno IC22RLED G4 09LM 30K 90CRI 120 FRPC, a replacement of the IC922RLEDG4-3K-U, has a 3000K warm white color temperature and has a minimum of 90 CRI that will beautifully show off the color scheme in any room. The LED array is attached to the thermally conductive inner housing to provide superior heat dissipation ensuring the LEDs rated life of 50,000 hours. This model features a forward/reverse phase cut dimming driver. The dimming driver meets Energy Star dimming requirements and is compatible with most 0-10V wall box dimmers. Click here to see the complete Juno IC22RLED G4 Dimmer Compatibility Sheet. Juno Lighting has made installation of the recessed cans fast and secure. The Air-Loc sealed aluminum housing is vertically adjustable to accommodate up to a 1-7/8" ceiling thickness. The UL and cUL listed junction box is prewired and equipped with quick connect electrical connectors. The mounting frame is expertly manufactured with 22-gauge die-formed galvanized steel and is fully assembled for ease of installation. Click here to see the complete Juno IC22RLED G4 Remodel Installation Instructions. To complete the look of any room using Juno recessed cans, you can choose from Juno's vast selection of trims suited for any room and any application. Click here to explore trim options Juno Lighting 6" Recessed Downlighting Trim Kits. Acuity - Juno Lighting 6" GEN4 900L Remodel 120V 3000K | 3000 | 90 | 900 | 78.2609 | 50000 | 11.5 | 1 | 98.97 | 98.97 | 116.2936 | 2020Q2 | https://www.greenelectricalsupply.com/juno-ic922rledg4-3k-1-6-inch-gen4-900-lumen-remodel-can-120v-3000k.aspx | Green Electrical Supply | 2020 | Yes
LED Lighting | Downlight | Manufacturer: Acuity - Juno Lighting | True |  |  |  |  | 8" Recessed Home > Energy Star Qualified Products > 8 Inch 27 Watt 2400 Lumen 120-277V LED Commercial Retrofit with Haze Reflector 4000K Product Specifications - Quick Reference Lamp Wattage: Working Voltage: 27 Watts 120-277 Volt Housing Dimensions: Rated Life: 10 5/16" Dia x 5 3/8" H 50,000 Hours Delivered Lumens: 2,400 Lumens Dimmable: YES: 0-10V Only Light Color: CRI: 4000K 80 CRI Certifications: Warranty: RoHS, cULus, ENERGY STAR 5 Year Limited Juno® Commercial LED Downlight Retrofit Trim assemblies are the ideal way to upgrade existing incandescent, CFL and HID commercial down light housings to high-performance LED. The all-in-one design features an advanced LED light engine mounted directly to the spun aluminum trim with a regressed diffusing lens in either white or haze finish. Installation is fast and simple with the unique quick disconnect feature from the junction box. The Juno JCLR Series provides an array of options to retrofit traditional incandescent, compact fluorescent and HID commercial recessed downlights. These trim assemblies are available in both small and large 6" and 8" modules for updating a range of varying fixture apertures currently in use today. They replace CFL lamps totaling 42W or greater, while producing as high as 2400 lumens at just 27.5W input. With Juno commercial LED down light retrofit trims, you can upgrade virtually any 6" and 8" non-IC commercial recessed rough-in section to the latest in energy-efficient LED technology. These ENERGY STAR Qualified 8" LED ( Light Emitting Diode ) Commercial High Hat Retrofit Down Light conversion kits are a perfect choice for use in your existing 8" recessed can applications. Juno's LED retrofit cans combine low up-front cost, minimal labor, best-in-class energy efficiency and architectural-quality light to deliver an exceptional value for all your retrofit projects. Click here to see the complete Juno LED 8 Inch Commercial Recessed Down Light Retrofit Specification Sheet. This Juno JCLR8L-24-840KU-HZ or JCLR8L 24LM 40K 80CRI MVOLT ZT HZWH, 4000 Kelvin (K) cool white LED light operates on your existing 120 through 277 volt circuit and consumes just 27.5 watts. These LED retrofit lights generate 2,400 delivered lumens (or 88 Lumens Per Watt) and has a Color Rendering Index (CRI) of 80. The Juno JCLR8L-24-840KU-HZ 8" LED downlight retrofit offers out-of-the-box dimming compatibility using 0-10 volt controls and is suitable for damp locations. These LED bulbs carry a 5 year limited warranty. Instant on at full brightness and mercury free - environmentally positive - generates no IR or UV - protects valuable objects - these 8 inch recessed downlight can retrofit LED fixtures are rated for 50,000 hours based on the L70 Standard. The white trim is constructed with a heavy gauge anodized aluminum and the reflector has a haze finish. This commercial grade LED retrofit trim module is supplied with optional retaining clips in case the existing frame does not have adequate springs to secure the reflector. This quality retrofit is supplied with an external driver, for easy retrofit and maintenance, and the power supply features integral thermal protection. The one-piece design is quick and easy to install into existing recessed frames. Click here to see the complete Juno LED 8 Inch Commercial Recessed Down Light Retrofit Installation Instructions or Check out the video below to see just how easily they install! Typical Applications Typical applications for the JCLR8L-24-840KU-HZ 27 watt 8" CFL, PL or Metal Halide LED down light retrofit kits include commercial atriums, soffits, living room, and general decorative indoor lighting in residential, office, retail, restaurant, school, hospital and hotel/motel locations. Acuity - Juno Lighting 8 Inch 27 Watt 2400 Lumen 120-277V LED Commercial Retrofit with Haze Reflector 4000K | 4000 | 80 | 2400 | 88.8889 | 50000 | 27 | 1 | 117.35 | 117.35 | 137.8908 | 2020Q2 | https://www.greenelectricalsupply.com/juno-jclr8l-24-840ku-hz-8-inch-led-down-light-retrofit-haze-4000k.aspx | Green Electrical Supply | 2020 | Yes
LED Lighting | Downlight | Manufacturer: Acuity - Juno Lighting | True |  |  |  |  | 4" Recessed Home > Energy Star Qualified Products > 4" GEN4 Dimmable LED 120V 2700K Product Specifications - Quick Reference Lamp Wattage: Working Voltage: 8.6 Watts 120 Volt Dimensions: Rated Life: 12 1/4" x 6 3/4" x 6" 50,000 Hours Incandescent Equivalent: 65 Watt Incandescent Dimmable: Yes - Down to 10% Light Color: CRI: 2700K Warm White 90 CRI Certifications: Warranty: Energy Star, RoHS, UL 5 Year Limited Juno Lighting Group by Acuity Brands, has an extensive line of recessed can fixtures for your residential and commercial lighting needs. This model is the Juno IC1LED G4 06LM 27K 90CRI 120 FRPC, 4" IC-Rated New Construction LED recessed can downlight. The Juno Lighting 4" LED recessed downlights are a fantastic alternative to incandescent 65 watt lighting. This model consumes around 8.6 watts while producing 600 lumens of light output. Juno Lighting's IC-Rated 600 Lumen LED recessed downlights are the ultra-efficient LED light fixtures that will offer you extra style and flair, while being great for the environment and your pocket. The Juno Generation 4 600 Lumen downlights are available in either 2700K, 3000K, 3500K, and 4000K offering the "designer-look" to perfectly complement any home decor theme. These downlights are manufactured to maximize energy efficiency by having Air-Loc sealed housings. This housing stops the infiltration and ex-filtration of air, reducing heating and cooling costs. They also contain no lead or mercury, making them RoHS compliant. This series is offered in new construction and remodel can styles and are approved for both insulated and non-insulated ceilings. Click here to see the complete Juno IC1LED G4 New Construction Specification Sheet. The Juno IC1LED G4 06LM 27K 90CRI 120 FRPC, a replacement of the IC1LEDG4-27K-1, has a 2700K warm white color temperature and has a minimum of 90 CRI that will beautifully show off the color scheme in any room. The LED array is attached to the thermally conductive inner housing to provide superior heat dissipation ensuring the LEDs rated life of 50,000 hours. This model features a 120V forward/reverse phase cut dimming driver that dims down to 5%. The dimming driver meets Energy Star dimming requirements and is compatible with most 0-10V wall box dimmers. Click here to see the complete Juno IC1LED G4 Dimmer Compatibility Sheet. Juno Lighting has made installation of the recessed cans fast and secure. The Air-Loc sealed aluminum housing is vertically adjustable to accommodate up to a 1.5" ceiling thickness. The UL and cUL listed junction box is prewired and equipped with quick connect electrical connectors. The mounting frame is expertly manufactured with 22-gauge die-formed galvanized steel and is fully assembled for ease of installation. Click here to see the complete Juno IC1LED G4 New Construction Installation Instructions. To complete the look of any room using Juno recessed cans, you can choose from Juno's vast selection of trims suited for any room and any application. Click here to explore trim options Juno Lighting 4" Recessed Downlighting Trim Kits. Acuity - Juno Lighting 4" GEN4 Dimmable LED 120V 2700K | 2700 | 90 | 600 | 66.6667 | 50000 | 9 | 1 | 98.15 | 98.15 | 115.33 | 2020Q2 | https://www.greenelectricalsupply.com/juno-lighting-ic1ledg4-27k-1-4-inch-new-construction-led-recessed-can-2700k.aspx | Green Electrical Supply | 2020 | Yes
LED Lighting | Downlight | Manufacturer: Acuity - Juno Lighting | True |  |  |  |  | 4" Recessed Home > Energy Star Qualified Products > 4" GEN4 Dim LED 120-277V 2700K Product Specifications - Quick Reference Lamp Wattage: Working Voltage: 9 Watts 120-277 Volt Dimensions: Rated Life: 12 1/4" x 6 3/4" x 6" 50,000 Hours Incandescent Equivalent: 65 Watt Incandescent Dimmable: Yes - Down to 10% Light Color: CRI: 2700K Warm White 90 CRI Certifications: Warranty: Energy Star, RoHS, UL 5 Year Limited Juno Lighting Group by Acuity Brands, has an extensive line of recessed can fixtures for your residential and commercial lighting needs. This model is the Juno IC1LED G4 06LM 27K 90CRI MVOLT ZT, 4" IC-Rated New Construction LED recessed can downlight. The Juno Lighting 4 inch LED recessed downlights are a fantastic alternative to incandescent 65 watt lighting. This model consumes around 9 watts while producing 600 lumens of light output. Juno Lighting's IC-Rated 600 Lumen LED recessed downlights are the ultra-efficient LED light fixtures that will offer you extra style and flair, while being great for the environment and your pocket. The Juno Generation 4 600 Lumen downlights are available in either 2700K, 3000K, 3500K, and 4000K offering the "designer-look" to perfectly complement any home decor theme. These downlights are manufactured to maximize energy efficiency by having Air-Loc sealed housings. This housing stops the infiltration and ex-filtration of air, reducing heating and cooling costs. They also contain no lead or mercury, making them RoHS compliant. This series is offered in new construction and remodel can styles and are approved for both insulated and non-insulated ceilings. Click here to see the complete Juno IC1LED G4 New Construction Specification Sheet. The Juno IC1LED G4 06LM 27K 90CRI MVOLT ZT, a replacement of the IC1LEDG4-27K-U, has a 2700K warm white color temperature and has a minimum of 90 CRI that will beautifully show off the color scheme in any room. The LED array is attached to the thermally conductive inner housing to provide superior heat dissipation ensuring the LEDs rated life of 50,000 hours. This model features a multi-volt 0-10V dimming driver that dims down to 10%. The dimming driver meets Energy Star dimming requirements and is compatible with most 0-10V wall box dimmers. Click here to see the complete Juno IC1LED G4 Dimmer Compatibility Sheet. Juno Lighting has made installation of the recessed cans fast and secure. The Air-Loc sealed aluminum housing is vertically adjustable to accommodate up to a 1.5" ceiling thickness. The UL and cUL listed junction box is prewired and equipped with quick connect electrical connectors. The mounting frame is expertly manufactured with 22-gauge die-formed galvanized steel and is fully assembled for ease of installation. Click here to see the complete Juno IC1LED G4 New Construction Installation Instructions. To complete the look of any room using Juno recessed cans, you can choose from Juno's vast selection of trims suited for any room and any application. Click here to explore trim options Juno Lighting 4" Recessed Downlighting Trim Kits. Acuity - Juno Lighting 4" GEN4 Dim LED 120-277V 2700K | 2700 | 90 | 600 | 66.6667 | 50000 | 9 | 1 | 114.76 | 114.76 | 134.8474 | 2020Q2 | https://www.greenelectricalsupply.com/juno-lighting-ic1ledg4-27k-u-4-inch-new-construction-led-recessed-can.aspx | Green Electrical Supply | 2020 | Yes
LED Lighting | Downlight | Manufacturer: Acuity - Juno Lighting | True |  |  |  |  | 4" Recessed Home > Energy Star Qualified Products > 4" GEN4 Dimmable LED 120V 3500K Product Specifications - Quick Reference Lamp Wattage: Working Voltage: 8.6 Watts 120 Volt Dimensions: Rated Life: 12 1/4" x 6 3/4" x 6" 50,000 Hours Incandescent Equivalent: 65 Watt Incandescent Dimmable: Yes - Down to 10% Light Color: CRI: 3500K Bright White 90 CRI Certifications: Warranty: Energy Star, RoHS, UL 5 Year Limited Juno Lighting Group by Acuity Brands, has an extensive line of recessed can fixtures for your residential and commercial lighting needs. This model is the Juno IC1LED G4 06LM 35K 90CRI 120 FRPC, 4" IC-Rated New Construction LED recessed can downlight. The Juno Lighting 4" LED recessed downlights are a fantastic alternative to incandescent 65 watt lighting. This model consumes around 8.6 watts while producing 600 lumens of light output. Juno Lighting's IC-Rated 600 Lumen LED recessed downlights are the ultra-efficient LED light fixtures that will offer you extra style and flair, while being great for the environment and your pocket. The Juno Generation 4 600 Lumen downlights are available in either 2700K, 3000K, 3500K, and 4000K offering the "designer-look" to perfectly complement any home decor theme. These downlights are manufactured to maximize energy efficiency by having Air-Loc sealed housings. This housing stops the infiltration and ex-filtration of air, reducing heating and cooling costs. They also contain no lead or mercury, making them RoHS compliant. This series is offered in new construction and remodel can styles and are approved for both insulated and non-insulated ceilings. Click here to see the complete Juno IC1LED G4 New Construction Specification Sheet. The Juno IC1LED G4 06LM 35K 90CRI 120 FRPC, a replacement of the IC1LEDG4-35K-1, has a 3500K bright white color temperature and has a minimum of 90 CRI that will beautifully show off the color scheme in any room. The LED array is attached to the thermally conductive inner housing to provide superior heat dissipation ensuring the LEDs rated life of 50,000 hours. This model features a 120V forward/reverse phase cut dimming driver that dims down to 5%. The dimming driver meets Energy Star dimming requirements and is compatible with most 0-10V wall box dimmers. Click here to see the complete Juno IC1LED G4 Dimmer Compatibility Sheet. Juno Lighting has made installation of the recessed cans fast and secure. The Air-Loc sealed aluminum housing is vertically adjustable to accommodate up to a 1.5" ceiling thickness. The UL and cUL listed junction box is prewired and equipped with quick connect electrical connectors. The mounting frame is expertly manufactured with 22-gauge die-formed galvanized steel and is fully assembled for ease of installation. Click here to see the complete Juno IC1LED G4 New Construction Installation Instructions. To complete the look of any room using Juno recessed cans, you can choose from Juno's vast selection of trims suited for any room and any application. Click here to explore trim options Juno Lighting 4" Recessed Downlighting Trim Kits. Acuity - Juno Lighting 4" GEN4 Dimmable LED 120V 3500K | 3500 | 90 | 600 | 66.6667 | 50000 | 9 | 1 | 98.15 | 98.15 | 115.33 | 2020Q2 | https://www.greenelectricalsupply.com/juno-lighting-ic1ledg4-35k-1-4-inch-new-construction-led-recessed-can-3500k.aspx | Green Electrical Supply | 2020 | Yes
LED Lighting | Downlight | Manufacturer: Acuity - Juno Lighting | True |  |  |  |  | 4" Recessed Home > Energy Star Qualified Products > 4" GEN4 Dim LED 120-277V 3500K Product Specifications - Quick Reference Lamp Wattage: Working Voltage: 9 Watts 120-277 Volt Dimensions: Rated Life: 12 1/4" x 6 3/4" x 6" 50,000 Hours Incandescent Equivalent: 65 Watt Incandescent Dimmable: Yes - Down to 10% Light Color: CRI: 3500K Bright White 90 CRI Certifications: Warranty: Energy Star, RoHS, UL 5 Year Limited Juno Lighting Group by Acuity Brands, has an extensive line of recessed can fixtures for your residential and commercial lighting needs. This model is the Juno IC1LED G4 06LM 35K 90CRI MVOLT ZT, 4" IC-Rated New Construction LED recessed can downlight. The Juno Lighting 4 inch LED recessed downlights are a fantastic alternative to incandescent 65 watt lighting. This model consumes around 9 watts while producing 600 lumens of light output. Juno Lighting's IC-Rated 600 Lumen LED recessed downlights are the ultra-efficient LED light fixtures that will offer you extra style and flair, while being great for the environment and your pocket. The Juno Generation 4 600 Lumen downlights are available in either 2700K, 3000K, 3500K, and 4000K offering the "designer-look" to perfectly complement any home decor theme. These downlights are manufactured to maximize energy efficiency by having Air-Loc sealed housings. This housing stops the infiltration and ex-filtration of air, reducing heating and cooling costs. They also contain no lead or mercury, making them RoHS compliant. This series is offered in new construction and remodel can styles and are approved for both insulated and non-insulated ceilings. Click here to see the complete Juno IC1LED G4 New Construction Specification Sheet. The Juno IC1LED G4 06LM 35K 90CRI MVOLT ZT, a replacement of the IC1LEDG4-35K-U, has a 3500K bright white color temperature and has a minimum of 90 CRI that will beautifully show off the color scheme in any room. The LED array is attached to the thermally conductive inner housing to provide superior heat dissipation ensuring the LEDs rated life of 50,000 hours. This model features a multi-volt 0-10V dimming driver that dims down to 10%. The dimming driver meets Energy Star dimming requirements and is compatible with most 0-10V wall box dimmers. Click here to see the complete Juno IC1LED G4 Dimmer Compatibility Sheet. Juno Lighting has made installation of the recessed cans fast and secure. The Air-Loc sealed aluminum housing is vertically adjustable to accommodate up to a 1.5" ceiling thickness. The UL and cUL listed junction box is prewired and equipped with quick connect electrical connectors. The mounting frame is expertly manufactured with 22-gauge die-formed galvanized steel and is fully assembled for ease of installation. Click here to see the complete Juno IC1LED G4 New Construction Installation Instructions. To complete the look of any room using Juno recessed cans, you can choose from Juno's vast selection of trims suited for any room and any application. Click here to explore trim options Juno Lighting 4" Recessed Downlighting Trim Kits. Acuity - Juno Lighting 4" GEN4 Dim LED 120-277V 3500K | 3500 | 90 | 600 | 66.6667 | 50000 | 9 | 1 | 80.33 | 80.33 | 94.3909 | 2020Q2 | https://www.greenelectricalsupply.com/juno-lighting-ic1ledg4-35k-u-4-inch-new-construction-led-recessed-can-3500k.aspx | Green Electrical Supply | 2020 | Yes
LED Lighting | Downlight | Manufacturer: Acuity - Juno Lighting | True |  |  |  |  | 4" Recessed Home > Energy Star Qualified Products > 4" GEN4 Dimmable LED 120V 3000K Product Specifications - Quick Reference Lamp Wattage: Working Voltage: 8.6 Watts 120 Volt Dimensions: Rated Life: 12 1/4" x 6 3/4" x 6" 50,000 Hours Incandescent Equivalent: 65 Watt Incandescent Dimmable: Yes - Down to 10% Light Color: CRI: 3000K Warm White 90 CRI Certifications: Warranty: Energy Star, RoHS, UL 5 Year Limited Juno Lighting Group by Acuity Brands, has an extensive line of recessed can fixtures for your residential and commercial lighting needs. This model is the Juno IC1LED G4 06LM 30K 90CRI 120 FRPC, 4" IC-Rated New Construction LED recessed can downlight. The Juno Lighting 4" LED recessed downlights are a fantastic alternative to incandescent 65 watt lighting. This model consumes around 8.6 watts while producing 600 lumens of light output. Juno Lighting's IC-Rated 600 Lumen LED recessed downlights are the ultra-efficient LED light fixtures that will offer you extra style and flair, while being great for the environment and your pocket. The Juno Generation 4 600 Lumen downlights are available in either 2700K, 3000K, 3500K, and 4000K offering the "designer-look" to perfectly complement any home decor theme. These downlights are manufactured to maximize energy efficiency by having Air-Loc sealed housings. This housing stops the infiltration and ex-filtration of air, reducing heating and cooling costs. They also contain no lead or mercury, making them RoHS compliant. This series is offered in new construction and remodel can styles and are approved for both insulated and non-insulated ceilings. Click here to see the complete Juno IC1LED G4 New Construction Specification Sheet. The Juno IC1LED G4 06LM 30K 90CRI 120 FRPC, a replacement of the IC1LEDG4-3K-1, has a 3000K warm white color temperature and has a minimum of 90 CRI that will beautifully show off the color scheme in any room. The LED array is attached to the thermally conductive inner housing to provide superior heat dissipation ensuring the LEDs rated life of 50,000 hours. This model features a 120V forward/reverse phase cut dimming driver that dims down to 5%. The dimming driver meets Energy Star dimming requirements and is compatible with most 0-10V wall box dimmers. Click here to see the complete Juno IC1LED G4 Dimmer Compatibility Sheet. Juno Lighting has made installation of the recessed cans fast and secure. The Air-Loc sealed aluminum housing is vertically adjustable to accommodate up to a 1.5" ceiling thickness. The UL and cUL listed junction box is prewired and equipped with quick connect electrical connectors. The mounting frame is expertly manufactured with 22-gauge die-formed galvanized steel and is fully assembled for ease of installation. Click here to see the complete Juno IC1LED G4 New Construction Installation Instructions. To complete the look of any room using Juno recessed cans, you can choose from Juno's vast selection of trims suited for any room and any application. Click here to explore trim options Juno Lighting 4" Recessed Downlighting Trim Kits. Acuity - Juno Lighting 4" GEN4 Dimmable LED 120V 3000K | 3000 | 90 | 600 | 66.6667 | 50000 | 9 | 1 | 98.15 | 98.15 | 115.33 | 2020Q2 | https://www.greenelectricalsupply.com/juno-lighting-ic1ledg4-3k-1-4-inch-new-construction-led-recessed-can-3000k.aspx | Green Electrical Supply | 2020 | Yes
LED Lighting | Downlight | Manufacturer: Acuity - Juno Lighting | True |  |  |  |  | 4" Recessed Home > Energy Star Qualified Products > 4" GEN4 Dimmable LED 120V 4100K Product Specifications - Quick Reference Lamp Wattage: Working Voltage: 9 Watts 120 Volt Dimensions: Rated Life: 12 1/4" x 6 3/4" 50,000 Hours Incandescent Equivalent: PAR20 (600 Lumens) Dimmable: YES Light Color: CRI: 4100K 90 CRI Certifications: Warranty: ENERGY STAR, UL 5 Year Limited This model is the Juno IC1LEDG4-41K-1 or IC1LED G4 06LM 40K 90CRI 120 FRPC (the G4 in the part number stands for Generation 4 - This GEN4 can replaces the GEN3 part number IC1LEDG3-41K-1). It is a 4" IC-Rated New Construction 4100K LED recessed light with a dedicated 120 volt 50/60 Hz driver. A fantastic alternative to incandescent lighting, Juno Lighting's IC-Rated 600 lumen LED recessed downlights are the ultra-efficient LED light fixtures that will offer you extra style and flair. Available in either 2700K, 3000K, 3500K or 4100K, the 4" Juno Generation 4 downlight will offer the "designer-look" that perfectly complements many of today's upscale residential interiors. These ultra-efficient recessed LED lights require only 9 watts of input power which delivers over 66 lumens per watt. Offered in new construction and remodel recessed can styles, they are approved for use in both insulated and non-insulated ceilings. They include push-in electrical connectors and all of the easy-installation features that Juno is famous for. Click here to see the Juno Lighting Generation 4 LED Downlight Product Brochure. This model is the Juno IC1LEDG4-41K-1, 4" IC-Rated New Construction LED recessed lights with a dedicated 120 volt 50/60 Hz driver. With a color temperature of 4100K (cool white) the Generation 4 LED array produces 600 lumens from just 9 watts. The LEDs are binned to exceed ENERGY STAR requirements, providing superior fixture-to-fixture color uniformity. This recessed downlight produces a 4100K LED CCT with 90 CRI (minimum) at full lumen output and is rated for 50,000 hour life at which time the LEDs can be expected to produce 70% of their initial light output with no perceptible color change. The lens conceals the LED light source, yielding an aesthetic similar to deeply regressed PAR20 lamps. Click here to see the complete Juno Lighting IC1LEDG4 LED Downlight Specification Sheet.The dedicated 120V LED driver meets ENERGY STAR dimming requirements and is compatible with incandescent, magnetic low voltage and electronic low voltage wall box dimmers. The Juno IC1LEDG4-41K-1 is NOT compatible with other dimming methods such as 0-10V (you must install the Juno universal 120/277V volt recessed cans for 0-10V dimming options), DALI or DMX. Click here to see the complete Juno LED Downlight Dimmer Compatibility Sheet).These low-profile LED ceiling light fixtures easily fit within 2x6 ceiling joists, facilitating installation in shallow applications. They can be completely covered with insulation and the fully sealed housing seals infiltration and exfiltration of air, reducing heating and air cooling costs without the use of additional gaskets. The Juno IC1LEDG4-41K-1, 4" new construction housings are supplied with the Juno Real Nail 3® bar hanger system which permits quick housing placement anywhere within 24" on center joists or suspended ceilings. This hanger system also features captive bugle head nails that are easily removable for quick housing repositioning without changing the bar hanger or nail. For suspended ceilings, the integral T-bar notch can be used to secure the housing onto the ceiling grid - no accessory clips required. Once installed, your Juno LED recessed can light is compatible with a broad range of existing Juno 4" trims to match virtually any designed application. Click here to see the complete Juno Lighting 4" Recessed Downlighting Trim Kits.The Juno IC1LEDG4-41K-1 (UPC 661209387493) is ENERGY STAR® Qualified to luminaires V1.1 requirements when used with select trims Certified to the high efficiency requirements of California T24-2008 with select trims UL listed for Canada through-branch wiring Damp locations rated UL and cUL. Acuity - Juno Lighting 4" GEN4 Dimmable LED 120V 4100K | 4100 | 90 | 600 | 66.6667 | 50000 | 9 | 1 | 88.78 | 88.78 | 104.3199 | 2020Q2 | https://www.greenelectricalsupply.com/juno-lighting-ic1ledg4-41k-1-4-inch-new-construction-led-recessed-can-4100k.aspx | Green Electrical Supply | 2020 | Yes
LED Lighting | Downlight | Manufacturer: Acuity - Juno Lighting | True |  |  |  |  | 4" Recessed Home > Energy Star Qualified Products > 4" WarmDim Gen4 LED Downlight Product Specifications - Quick Reference Lamp Wattage: Working Voltage: 10 Watts 120 Volt Dimensions: Rated Life: 12 1/4" wide x 6" high 50,000 Hours Incandescent Equivalent: PAR20 (600 Lumens) Dimmable: YES Light Color: CRI: 3000K 90 CRI Certifications: Warranty: ENERGY STAR, UL 5 Year Limited Juno Generation 4 LED Recessed Downlights with the exclusive WarmDim feature brings atmosphere and romance to LED home lighting. Juno WarmDim downlights incorporate a proprietary, micro-processor controlled light engine that warms the LED color temperature while dimming to capture all the warmth and ambiance previously achieved only with incandescent dimming. From residential dining rooms to hospitality guest rooms, now you can match the mood to every occasion while still experiencing the operating efficiencies of LED lighting. Its a Juno first a Juno exclusive for recessed downlights. This model is the Juno IC1LWDG4-3K-1/IC1LED WD G4N 06LM 30K 90CRI 120 FRPC (the G4 in the part number stands for Generation 4 - This GEN4 can replaces the GEN3 part number IC1LWDG3-3K-1). It is a 4" IC-Rated New Construction LED recessed light with a dedicated 120 volt 50/60 Hz driver. Like all the recessed LED lights in the Juno Generation 4 family, the WarmDim version raises the bar for LED efficiency, producing over 600 lumens of high-quality light while using just 10 watts. They are offered in new construction and remodel recessed can styles and are approved for use in both insulated and non-insulated ceilings. They include push-in electrical connectors and all the easy-installation features you have come to expect from Juno. Click here to see the complete Juno Lighting IC1LWDG4 WarmDim LED Downlight Specification Sheet. Proprietary WarmDim technology features micro-processor controlled dimming that replicates the warmth of incandescent dimming. Generation 3 LED array produces 600 lumens from just 14 watts. LEDs are binned to exceed ENERGY STAR® requirements, providing superior fixture-to-fixture color uniformity. Offered in 3000K LED CCT with 90 CRI minimum throughout the dimming range. The LED light engine is integrated into a one piece, high-purity aluminum, thermally conductive housing that provides uninterrupted heat transfer. This efficient thermal management system assures that at the end of their 50,000-hour service life, the LEDs can be expected to produce 70% of their initial light output with no perceptible color change. The dedicated 120V LED driver supports WarmDim dimming using readily available incandescent, magnetic low-voltage, and electronic low-voltage wall box dimmers. They are NOT compatible with other dimming methods such as 0-10V, DALI or DMX. Click here to see the complete Juno Gen4 LED Downlight Dimmer Compatibility Sheet. These low-profile LED ceiling light fixtures easily fit within 2 x 6 ceiling joists, facilitating installation in shallow applications. New construction housings are supplied with the Juno Real Nail 3® bar hanger system. For suspended ceilings, the integral T-bar notch can be used to secure the housing onto the ceiling grid no accessory clips required.The reflector and high-transmission diffusing lens are computer optimized for each aperture size, producing an optic system that provides uniform light distribution and reduced glare. The lens conceals the LED light source, yielding an aesthetic similar to deeply regressed PAR lamps. The Juno WarmDim LED recessed housings are compatible with a broad selection of existing Juno 4" open and lensed trims. Click here to see the complete Juno Lighting 4" Recessed Downlighting Trim Kits.The Juno IC1LWDG4-3K-1/IC1LED WD G4N 06LM 30K 90CRI 120 FRPC (UPC 661209387592) is ENERGY STAR® Qualified to luminaires V1.1 requirements when used with select trims Certified to the high efficiency requirements of California T24-2008 with select trims UL listed for U.S. and Canada through-branch wiring Damp locations, rated UL and cUL. Acuity - Juno Lighting 4" WarmDim Gen4 LED Downlight | 3000 | 90 | 600 | 60 | 50000 | 10 | 1 | 139.69 | 139.69 | 164.1411 | 2020Q2 | https://www.greenelectricalsupply.com/juno-lighting-ic1lwdg4-3k-1-warmdim-new-construction-led-downlight-3000k.aspx | Green Electrical Supply | 2020 | Yes
LED Lighting | Downlight | Manufacturer: Acuity - Juno Lighting | True |  |  |  |  | 4" Recessed Home > Energy Star Qualified Products > 4" GEN4 LED Remodel 120V 2700K Product Specifications - Quick Reference Lamp Wattage: Working Voltage: 8.6 Watts 120 Volt Dimensions: Rated Life: 14 1/8" x 7 3/8" x 4 3/8" 50,000 Hours Incandescent Equivalent: 65W Incandescent Dimmable: Yes Light Color: CRI: 2700K Warm White 90 CRI Certifications: Warranty: Energy Star, RoHS, UL 5 Year Limited Juno Lighting Group by Acuity Brands, has an extensive line of recessed can fixtures for your residential and commercial lighting needs. This model is the Juno IC1RLED G4 06LM 27K 90CRI 120 FRPC, 4" IC-Rated Remodel LED recessed can downlight. The Juno Lighting 4 inch LED recessed downlights are a fantastic alternative to incandescent 65 watt lighting. This model consumes around 9 watts while producing 600 lumens of light output. Juno Lighting's IC-Rated 600 Lumen LED recessed downlights are the ultra-efficient LED light fixtures that will offer you extra style and flair, while being great for the environment and your pocket. The Juno Generation 4 600 Lumen downlights are available in either 2700K, 3000K, 3500K, and 4000K offering the "designer-look" to perfectly complement any home decor theme. These downlights are manufactured to maximize energy efficiency by having Air-Loc sealed housings. This housing stops the infiltration and ex-filtration of air, reducing heating and cooling costs. They also contain no lead or mercury, making them RoHS compliant. This series is offered in new construction and remodel can styles and are approved for both insulated and non-insulated ceilings. Click here to see the complete Juno IC1RLED G4 Remodel Specification Sheet. The Juno IC1RLED G4 06LM 27K 90CRI 120 FRPC, a replacement of the IC1RLEDG4-27K-1, has a 2700K warm white color temperature and has a minimum of 90 CRI that will beautifully show off the color scheme in any room. The LED array is attached to the thermally conductive inner housing to provide superior heat dissipation ensuring the LEDs rated life of 50,000 hours. This model features a forward/reverse phase cut dimming driver (down to 5%). The dimming driver meets Energy Star dimming requirements and is compatible with most 0-10V wall box dimmers. Click here to see the complete Juno IC1RLED G4 Dimmer Compatibility Sheet. Juno Lighting has made installation of the recessed cans fast and secure. The Air-Loc sealed aluminum housing is vertically adjustable to accommodate up to a 1-1/2" ceiling thickness. The UL and cUL listed junction box is prewired and equipped with quick connect electrical connectors. The mounting frame is expertly manufactured with 22-gauge die-formed galvanized steel and is fully assembled for ease of installation. Click here to see the complete Juno IC1RLED G4 Remodel Installation Instructions. To complete the look of any room using Juno recessed cans, you can choose from Juno's vast selection of trims suited for any room and any application. Click here to explore trim options Juno Lighting 4" Recessed Downlighting Trim Kits. Acuity - Juno Lighting 4" GEN4 LED Remodel 120V 2700K | 2700 | 90 | 600 | 69.7674 | 50000 | 8.6 | 1 | 98.15 | 98.15 | 115.33 | 2020Q2 | https://www.greenelectricalsupply.com/juno-lighting-ic1rledg4-27k-1-120v-4-inch-remodel-led-recessed-can-2700k.aspx | Green Electrical Supply | 2020 | Yes
LED Lighting | Downlight | Manufacturer: Acuity - Juno Lighting | True |  |  |  |  | 4" Recessed Home > Energy Star Qualified Products > 4" GEN4 LED Remodel 120V 3500K Product Specifications - Quick Reference Lamp Wattage: Working Voltage: 8.6 Watts 120 Volt Dimensions: Rated Life: 14 1/8" x 7 3/8" x 4 3/8" 50,000 Hours Incandescent Equivalent: 65W Incandescent Dimmable: Yes Light Color: CRI: 3500K Bright White 90 CRI Certifications: Warranty: Energy Star, RoHS, UL 5 Year Limited Juno Lighting Group by Acuity Brands, has an extensive line of recessed can fixtures for your residential and commercial lighting needs. This model is the Juno IC1RLED G4 06LM 35K 90CRI 120 FRPC, 4" IC-Rated Remodel LED recessed can downlight. The Juno Lighting 4 inch LED recessed downlights are a fantastic alternative to incandescent 65 watt lighting. This model consumes around 9 watts while producing 600 lumens of light output. Juno Lighting's IC-Rated 600 Lumen LED recessed downlights are the ultra-efficient LED light fixtures that will offer you extra style and flair, while being great for the environment and your pocket. The Juno Generation 4 600 Lumen downlights are available in either 2700K, 3000K, 3500K, and 4000K offering the "designer-look" to perfectly complement any home decor theme. These downlights are manufactured to maximize energy efficiency by having Air-Loc sealed housings. This housing stops the infiltration and ex-filtration of air, reducing heating and cooling costs. They also contain no lead or mercury, making them RoHS compliant. This series is offered in new construction and remodel can styles and are approved for both insulated and non-insulated ceilings. Click here to see the complete Juno IC1RLED G4 Remodel Specification Sheet. The Juno IC1RLED G4 06LM 35K 90CRI 120 FRPC, a replacement of the IC1RLEDG4-35K-1, has a 3500K bright white color temperature and has a minimum of 90 CRI that will beautifully show off the color scheme in any room. The LED array is attached to the thermally conductive inner housing to provide superior heat dissipation ensuring the LEDs rated life of 50,000 hours. This model features a forward/reverse phase cut dimming driver (down to 5%). The dimming driver meets Energy Star dimming requirements and is compatible with most 0-10V wall box dimmers. Click here to see the complete Juno IC1RLED G4 Dimmer Compatibility Sheet. Juno Lighting has made installation of the recessed cans fast and secure. The Air-Loc sealed aluminum housing is vertically adjustable to accommodate up to a 1-1/2" ceiling thickness. The UL and cUL listed junction box is prewired and equipped with quick connect electrical connectors. The mounting frame is expertly manufactured with 22-gauge die-formed galvanized steel and is fully assembled for ease of installation. Click here to see the complete Juno IC1RLED G4 Remodel Installation Instructions. To complete the look of any room using Juno recessed cans, you can choose from Juno's vast selection of trims suited for any room and any application. Click here to explore trim options Juno Lighting 4" Recessed Downlighting Trim Kits. Acuity - Juno Lighting 4" GEN4 LED Remodel 120V 3500K | 3500 | 90 | 600 | 69.7674 | 50000 | 8.6 | 1 | 98.15 | 98.15 | 115.33 | 2020Q2 | https://www.greenelectricalsupply.com/juno-lighting-ic1rledg4-35k-1-120v-4-inch-remodel-led-recessed-can-3500k.aspx | Green Electrical Supply | 2020 | Yes
LED Lighting | Downlight | Manufacturer: Acuity - Juno Lighting | True |  |  |  |  | 4" Recessed Home > Energy Star Qualified Products > 4" GEN4 LED Remodel 120-277 35K Product Specifications - Quick Reference Lamp Wattage: Working Voltage: 9 Watts 120-277 Volt Dimensions: Rated Life: 14 1/8" x 7 3/8" x 4 3/8" 50,000 Hours Incandescent Equivalent: 65W Incandescent Dimmable: Yes (0-10V) Light Color: CRI: 3500K Bright White 90 CRI Certifications: Warranty: Energy Star, RoHS, UL 5 Year Limited Juno Lighting Group by Acuity Brands, has an extensive line of recessed can fixtures for your residential and commercial lighting needs. This model is the Juno IC1RLED G4 06LM 35K 90CRI MVOLT ZT, 4" IC-Rated Remodel LED recessed can downlight. The Juno Lighting 4 inch LED recessed downlights are a fantastic alternative to incandescent 65 watt lighting. This model consumes around 9 watts while producing 600 lumens of light output. Juno Lighting's IC-Rated 600 Lumen LED recessed downlights are the ultra-efficient LED light fixtures that will offer you extra style and flair, while being great for the environment and your pocket. The Juno Generation 4 600 Lumen downlights are available in either 2700K, 3000K, 3500K, and 4000K offering the "designer-look" to perfectly complement any home decor theme. These downlights are manufactured to maximize energy efficiency by having Air-Loc sealed housings. This housing stops the infiltration and ex-filtration of air, reducing heating and cooling costs. They also contain no lead or mercury, making them RoHS compliant. This series is offered in new construction and remodel can styles and are approved for both insulated and non-insulated ceilings. Click here to see the complete Juno IC1RLED G4 Remodel Specification Sheet. The Juno IC1RLED G4 06LM 35K 90CRI MVOLT ZT, a replacement of the IC1RLEDG4-35K-U, has a 3500K cool white color temperature and has a minimum of 90 CRI that will beautifully show off the color scheme in any room. The LED array is attached to the thermally conductive inner housing to provide superior heat dissipation ensuring the LEDs rated life of 50,000 hours. This model features a universal 0-10V dimming driver. The dimming driver meets Energy Star dimming requirements and is compatible with most 0-10V wall box dimmers. Click here to see the complete Juno IC1RLED G4 Dimmer Compatibility Sheet. Juno Lighting has made installation of the recessed cans fast and secure. The Air-Loc sealed aluminum housing is vertically adjustable to accommodate up to a 1-1/2" ceiling thickness. The UL and cUL listed junction box is prewired and equipped with quick connect electrical connectors. The mounting frame is expertly manufactured with 22-gauge die-formed galvanized steel and is fully assembled for ease of installation. Click here to see the complete Juno IC1RLED G4 Remodel Installation Instructions. To complete the look of any room using Juno recessed cans, you can choose from Juno's vast selection of trims suited for any room and any application. Click here to explore trim options Juno Lighting 4" Recessed Downlighting Trim Kits. Acuity - Juno Lighting 4" GEN4 LED Remodel 120-277 35K | 3500 | 90 | 600 | 66.6667 | 50000 | 9 | 1 | 80.33 | 80.33 | 94.3909 | 2020Q2 | https://www.greenelectricalsupply.com/juno-lighting-ic1rledg4-35k-u-4-inch-remodel-led-recessed-can-3500k.aspx | Green Electrical Supply | 2020 | Yes
LED Lighting | Downlight | Manufacturer: Acuity - Juno Lighting | True |  |  |  |  | 4" Recessed Home > Energy Star Qualified Products > 4" GEN4 LED Remodel 120V 3000K Product Specifications - Quick Reference Lamp Wattage: Working Voltage: 8.6 Watts 120 Volt Dimensions: Rated Life: 14 1/8" x 7 3/8" x 4 3/8" 50,000 Hours Incandescent Equivalent: 65W Incandescent Dimmable: Yes Light Color: CRI: 3000K Warm White 90 CRI Certifications: Warranty: Energy Star, RoHS, UL 5 Year Limited Juno Lighting Group by Acuity Brands, has an extensive line of recessed can fixtures for your residential and commercial lighting needs. This model is the Juno IC1RLED G4 06LM 30K 90CRI 120 FRPC, 4" IC-Rated Remodel LED recessed can downlight. The Juno Lighting 4 inch LED recessed downlights are a fantastic alternative to incandescent 65 watt lighting. This model consumes around 9 watts while producing 600 lumens of light output. Juno Lighting's IC-Rated 600 Lumen LED recessed downlights are the ultra-efficient LED light fixtures that will offer you extra style and flair, while being great for the environment and your pocket. The Juno Generation 4 600 Lumen downlights are available in either 2700K, 3000K, 3500K, and 4000K offering the "designer-look" to perfectly complement any home decor theme. These downlights are manufactured to maximize energy efficiency by having Air-Loc sealed housings. This housing stops the infiltration and ex-filtration of air, reducing heating and cooling costs. They also contain no lead or mercury, making them RoHS compliant. This series is offered in new construction and remodel can styles and are approved for both insulated and non-insulated ceilings. Click here to see the complete Juno IC1RLED G4 Remodel Specification Sheet. The Juno IC1RLED G4 06LM 30K 90CRI 120 FRPC, a replacement of the IC1RLEDG4-3K-1, has a 3000K warm white color temperature and has a minimum of 90 CRI that will beautifully show off the color scheme in any room. The LED array is attached to the thermally conductive inner housing to provide superior heat dissipation ensuring the LEDs rated life of 50,000 hours. This model features a forward/reverse phase cut dimming driver (down to 5%). The dimming driver meets Energy Star dimming requirements and is compatible with most 0-10V wall box dimmers. Click here to see the complete Juno IC1RLED G4 Dimmer Compatibility Sheet. Juno Lighting has made installation of the recessed cans fast and secure. The Air-Loc sealed aluminum housing is vertically adjustable to accommodate up to a 1-1/2" ceiling thickness. The UL and cUL listed junction box is prewired and equipped with quick connect electrical connectors. The mounting frame is expertly manufactured with 22-gauge die-formed galvanized steel and is fully assembled for ease of installation. Click here to see the complete Juno IC1RLED G4 Remodel Installation Instructions. To complete the look of any room using Juno recessed cans, you can choose from Juno's vast selection of trims suited for any room and any application. Click here to explore trim options Juno Lighting 4" Recessed Downlighting Trim Kits. Acuity - Juno Lighting 4" GEN4 LED Remodel 120V 3000K | 3000 | 90 | 600 | 69.7674 | 50000 | 8.6 | 1 | 98.15 | 98.15 | 115.33 | 2020Q2 | https://www.greenelectricalsupply.com/juno-lighting-ic1rledg4-3k-1-120v-4-inch-remodel-led-recessed-can-3000k.aspx | Green Electrical Supply | 2020 | Yes
LED Lighting | Downlight | Manufacturer: Acuity - Juno Lighting | True |  |  |  |  | 5" Recessed Home > Energy Star Qualified Products > 5" GEN4 Dimmable LED 120V 2700K Product Specifications - Quick Reference Lamp Wattage: Working Voltage: 11.7 Watts 120 Volt Dimensions: Rated Life: 15 3/4" W x 4 7/8" H 50,000 Hours Incandescent Equivalent: 65 Watts (600 Lumens) Dimmable: YES Light Color: CRI: 2700K 90 CRI Certifications: Warranty: ENERGY STAR, UL 5 Year Limited This model is the Juno IC20LEDG4-27K-1 or IC20LED G4 06LM 27K 90CRI 120 FRPC (the G4 in the part number stands for Generation 4 - This GEN4 can replaces the GEN3 part number IC20LEDG3-27K-1). It is a 5" IC-Rated New Construction 2700K LED recessed light with a dedicated 120 volt 50/60 Hz driver. A fantastic alternative to incandescent 65 BR30 lighting, Juno Lighting's IC-Rated 600 lumen LED recessed downlights are the ultra-efficient LED light fixtures that will offer you extra style and flair. Available in either 2700K, 3000K, 3500K or 4100K, the 5 inch Juno Generation 4 downlight will offer the "designer-look" that perfectly complements many of today's upscale residential interiors. These ultra-efficient recessed LED lights require only 11.7 watts of 120V input power which delivers over 51 lumens per watt. Offered in new construction and remodel recessed can styles, they are approved for use in both insulated and non-insulated ceilings. They include push-in electrical connectors and all of the easy-installation features that Juno is famous for. Click here to see the Juno Lighting Generation 4 LED Downlight Product Brochure. With a color temperature of 2700K (warm white) the Generation 4 LED array produces 600 lumens from just 11.7 watts. The LEDs are binned to exceed ENERGY STAR requirements, providing superior fixture-to-fixture color uniformity. This recessed downlight produces a 2700K LED CCT with 90 CRI (minimum) at full lumen output and is rated for 50,000 hour life at which time the LEDs can be expected to produce 70% of their initial light output with no perceptible color change. The deep regression of the lens produces a low flare, efficient system that can produce over 600 lumens with select trims. A wide flood distribution is shipped as the standard optic, but, optional, field installable optic accessories are available (Sold separately). Click here to see the complete Juno Lighting IC20LEDG4 LED Downlight Specification Sheet. The dedicated 120V LED driver meets ENERGY STAR dimming requirements and is compatible with dimming methods such as incandescent, magnetic low voltage and electronic low voltage wall box dimmers. The Juno IC20LEDG4-27K-1 is NOT compatible with other dimming methods such as 0-10V (you must install the Juno universal 120-277V volt recessed cans for these dimming options), DALI or DMX. (Click here to see the complete Juno LED Downlight Dimmer Compatibility Sheet).These low-profile LED ceiling light fixtures easily fit within 2x6 ceiling joists, facilitating installation in shallow applications. They can be completely covered with insulation and the fully sealed housing seals infiltration and exfiltration of air, reducing heating and air cooling costs without the use of additional gaskets. The Juno IC20LEDG4-27K-1, 5" new construction housings are supplied with the Juno Real Nail 3® bar hanger system which permits quick housing placement anywhere within 24" on center joists or suspended ceilings. This hanger system also features captive bugle head nails that are easily removable for quick housing repositioning without changing the bar hanger or nail. For suspended ceilings, the integral T-bar notch can be used to secure the housing onto the ceiling grid - no accessory clips required. Once installed, your Juno LED recessed can light is compatible with a broad range of existing Juno 5" trims to match virtually any designed application. Click here to see the complete Juno Lighting 5" Recessed Downlighting Trim Kits.The Juno IC20LEDG4-27K-1 (UPC 661209387808) is ENERGY STAR® Qualified to luminaires V1.1 requirements when used with select trims Certified to the high efficiency requirements of California T24-2008 with select trims UL listed for U.S. and Canada through-branch wiring Damp locations rated UL and cUL. Acuity - Juno Lighting 5" GEN4 Dimmable LED 120V 2700K | 2700 | 90 | 600 | 51.2821 | 50000 | 11.7 | 1 | 90.69 | 90.69 | 106.5643 | 2020Q2 | https://www.greenelectricalsupply.com/juno-lighting-ic20ledg4-27k-1-5-inch-new-construction-led-downlight-2700k.aspx | Green Electrical Supply | 2020 | Yes
LED Lighting | Downlight | Manufacturer: Acuity - Juno Lighting | True |  |  |  |  | 5" Recessed Home > Energy Star Qualified Products > 5" GEN4 Dimmable LED 120V 3500K Product Specifications - Quick Reference Lamp Wattage: Working Voltage: 11.7 Watts 120 Volt Dimensions: Rated Life: 15 3/4" W x 4 7/8" H 50,000 Hours Incandescent Equivalent: 65 Watts (600 Lumens) Dimmable: YES Light Color: CRI: 3500K 90 CRI Certifications: Warranty: ENERGY STAR, UL 5 Year Limited This model is the Juno IC20LEDG4-35K-1 or IC20LED G4 06LM 35K 90CRI 120 FRPC (the G4 in the part number stands for Generation 4 - This GEN4 can replaces the GEN3 part number IC20LEDG3-35K-1). It is a 5" IC-Rated New Construction 3500K LED recessed light with a dedicated 120 volt 50/60 Hz driver. A fantastic alternative to incandescent 65 BR30 lighting, Juno Lighting's IC-Rated 600 lumen LED recessed downlights are the ultra-efficient LED light fixtures that will offer you extra style and flair. Available in either 2700K, 3000K, 3500K or 4100K, the 5" Juno Generation 4 downlight will offer the "designer-look" that perfectly complements many of today's upscale residential interiors. These ultra-efficient recessed LED lights require only 11.7 watts of 120V input power which delivers over 51 lumens per watt. Offered in new construction and remodel recessed can styles, they are approved for use in both insulated and non-insulated ceilings. They include push-in electrical connectors and all of the easy-installation features that Juno is famous for. Click here to see the Juno Lighting Generation 4 LED Downlight Product Brochure. With a color temperature of 3500K (bright white) the Generation 4 LED array produces 600 lumens from just 11.7 watts. The LEDs are binned to exceed ENERGY STAR requirements, providing superior fixture-to-fixture color uniformity. This recessed downlight produces a 3500K LED CCT with 90 CRI (minimum) at full lumen output and is rated for 50,000 hour life at which time the LEDs can be expected to produce 70% of their initial light output with no perceptible color change. The deep regression of the lens produces a low flare, efficient system that can produce over 600 lumens with select trims. A wide flood distribution is shipped as the standard optic, but, optional, field installable optic accessories are available (Sold separately). Click here to see the complete Juno Lighting IC20LEDG4 LED Downlight Specification Sheet. The dedicated 120V LED driver meets ENERGY STAR dimming requirements and is compatible with dimming methods such as incandescent, magnetic low voltage and electronic low voltage wall box dimmers. The Juno IC20LEDG4-35K-1 is NOT compatible with other dimming methods such as 0-10V (you must install the Juno universal 120-277V volt recessed cans for these dimming options), DALI or DMX. (Click here to see the complete Juno LED Downlight Dimmer Compatibility Sheet).These low-profile LED ceiling light fixtures easily fit within 2x6 ceiling joists, facilitating installation in shallow applications. They can be completely covered with insulation and the fully sealed housing seals infiltration and exfiltration of air, reducing heating and air cooling costs without the use of additional gaskets. The Juno IC20LEDG4-35K-1, 5" new construction housings are supplied with the Juno Real Nail 3® bar hanger system which permits quick housing placement anywhere within 24" on center joists or suspended ceilings. This hanger system also features captive bugle head nails that are easily removable for quick housing repositioning without changing the bar hanger or nail. For suspended ceilings, the integral T-bar notch can be used to secure the housing onto the ceiling grid - no accessory clips required. Once installed, your Juno LED recessed can light is compatible with a broad range of existing Juno 5" trims to match virtually any designed application. Click here to see the complete Juno Lighting 5" Recessed Downlighting Trim Kits.The Juno IC20LEDG4-35K-1 (UPC 661209387905) is ENERGY STAR® Qualified to luminaires V1.1 requirements when used with select trims Certified to the high efficiency requirements of California T24-2008 with select trims UL listed for U.S. and Canada through-branch wiring Damp locations rated UL and cUL. Acuity - Juno Lighting 5" GEN4 Dimmable LED 120V 3500K | 3500 | 90 | 600 | 51.2821 | 50000 | 11.7 | 1 | 90.69 | 90.69 | 106.5643 | 2020Q2 | https://www.greenelectricalsupply.com/juno-lighting-ic20ledg4-35k-1-5-inch-new-construction-led-downlight-3500k.aspx | Green Electrical Supply | 2020 | Yes
LED Lighting | Downlight | Manufacturer: Acuity - Juno Lighting | True |  |  |  |  | 5" Recessed Home > Energy Star Qualified Products > 5" GEN4 Dimmable LED 120V 3000K Product Specifications - Quick Reference Lamp Wattage: Working Voltage: 11.7 Watts 120 Volt Dimensions: Rated Life: 15 3/4" W x 4 7/8" H 50,000 Hours Incandescent Equivalent: 65 Watts (600 Lumens) Dimmable: YES Light Color: CRI: 3000K 90 CRI Certifications: Warranty: ENERGY STAR, UL 5 Year Limited This model is the Juno IC20LEDG4-3K-1 or IC20LED G4 06LM 30K 90CRI 120 FRPC (the G4 in the part number stands for Generation 4 - This GEN4 can replaces the GEN3 part number IC20LEDG3-3K-1). It is a 5" IC-Rated New Construction 3000K LED recessed light with a dedicated 120 volt 50/60 Hz driver. A fantastic alternative to incandescent 65 BR30 lighting, Juno Lighting's IC-Rated 600 lumen LED recessed downlights are the ultra-efficient LED light fixtures that will offer you extra style and flair. Available in either 2700K, 3000K, 3500K or 4100K, the 5" Juno Generation 4 downlight will offer the "designer-look" that perfectly complements many of today's upscale residential interiors. These ultra-efficient recessed LED lights require only 11.7 watts of 120V input power which delivers over 51 lumens per watt. Offered in new construction and remodel recessed can styles, they are approved for use in both insulated and non-insulated ceilings. They include push-in electrical connectors and all of the easy-installation features that Juno is famous for. Click here to see the Juno Lighting Generation 4 LED Downlight Product Brochure. With a color temperature of 3000K (warm white) the Generation 4 LED array produces 600 lumens from just 11.7 watts. The LEDs are binned to exceed ENERGY STAR requirements, providing superior fixture-to-fixture color uniformity. This recessed downlight produces a 3000K LED CCT with 90 CRI (minimum) at full lumen output and is rated for 50,000 hour life at which time the LEDs can be expected to produce 70% of their initial light output with no perceptible color change. The deep regression of the lens produces a low flare, efficient system that can produce over 600 lumens with select trims. A wide flood distribution is shipped as the standard optic, but, optional, field installable optic accessories are available (Sold separately). Click here to see the complete Juno Lighting IC20LEDG4 LED Downlight Specification Sheet. The dedicated 120V LED driver meets ENERGY STAR dimming requirements and is compatible with dimming methods such as incandescent, magnetic low voltage and electronic low voltage wall box dimmers. The Juno IC20LEDG4-3K-1 is NOT compatible with other dimming methods such as 0-10V (you must install the Juno universal 120-277V volt recessed cans for these dimming options), DALI or DMX. (Click here to see the complete Juno LED Downlight Dimmer Compatibility Sheet).These low-profile LED ceiling light fixtures easily fit within 2x6 ceiling joists, facilitating installation in shallow applications. They can be completely covered with insulation and the fully sealed housing seals infiltration and exfiltration of air, reducing heating and air cooling costs without the use of additional gaskets. The Juno IC20LEDG4-3K-1, 5" new construction housings are supplied with the Juno Real Nail 3® bar hanger system which permits quick housing placement anywhere within 24" on center joists or suspended ceilings. This hanger system also features captive bugle head nails that are easily removable for quick housing repositioning without changing the bar hanger or nail. For suspended ceilings, the integral T-bar notch can be used to secure the housing onto the ceiling grid - no accessory clips required. Once installed, your Juno LED recessed can light is compatible with a broad range of existing Juno 5" trims to match virtually any designed application. Click here to see the complete Juno Lighting 5" Recessed Downlighting Trim Kits.The Juno IC20LEDG4-3K-1 (UPC 661209387943) is ENERGY STAR® Qualified to luminaires V1.1 requirements when used with select trims Certified to the high efficiency requirements of California T24-2008 with select trims UL listed for U.S. and Canada through-branch wiring Damp locations rated UL and cUL. Acuity - Juno Lighting 5" GEN4 Dimmable LED 120V 3000K | 3000 | 90 | 600 | 51.2821 | 50000 | 11.7 | 1 | 90.69 | 90.69 | 106.5643 | 2020Q2 | https://www.greenelectricalsupply.com/juno-lighting-ic20ledg4-3k-1-5-inch-new-construction-led-downlight-3000k.aspx | Green Electrical Supply | 2020 | Yes
LED Lighting | Downlight | Manufacturer: Acuity - Juno Lighting | True |  |  |  |  | 5" Recessed Home > Energy Star Qualified Products > 5" GEN4 Dimmable LED 120V 4100K Product Specifications - Quick Reference Lamp Wattage: Working Voltage: 11.7 Watts 120 Volt Dimensions: Rated Life: 15 3/4" W x 4 7/8" H 50,000 Hours Incandescent Equivalent: 65 Watts (600 Lumens) Dimmable: YES Light Color: CRI: 4100K 90 CRI Certifications: Warranty: ENERGY STAR, UL 5 Year Limited This model is the Juno IC20LEDG4-41K-1 or IC20LED G4 06LM 40K 90CRI 120 FRPC (the G4 in the part number stands for Generation 4 - This GEN4 can replaces the GEN3 part number IC20LEDG3-41K-1). It is a 5" IC-Rated New Construction 4100K LED recessed light with a dedicated 120 volt 50/60 Hz driver. A fantastic alternative to incandescent 65 BR30 lighting, Juno Lighting's IC-Rated 600 lumen LED recessed downlights are the ultra-efficient LED light fixtures that will offer you extra style and flair. Available in either 2700K, 3000K, 3500K or 4100K, the 5" Juno Generation 4 downlight will offer the "designer-look" that perfectly complements many of today's upscale residential interiors. These ultra-efficient recessed LED lights require only 11.7 watts of 120V input power which delivers over 51 lumens per watt. Offered in new construction and remodel recessed can styles, they are approved for use in both insulated and non-insulated ceilings. They include push-in electrical connectors and all of the easy-installation features that Juno is famous for. Click here to see the Juno Lighting Generation 4 LED Downlight Product Brochure. With a color temperature of 4100K (cool white) the Generation 4 LED array produces 600 lumens from just 11.7 watts. The LEDs are binned to exceed ENERGY STAR requirements, providing superior fixture-to-fixture color uniformity. This recessed downlight produces a 4100K LED CCT with 90 CRI (minimum) at full lumen output and is rated for 50,000 hour life at which time the LEDs can be expected to produce 70% of their initial light output with no perceptible color change. The deep regression of the lens produces a low flare, efficient system that can produce over 600 lumens with select trims. A wide flood distribution is shipped as the standard optic, but, optional, field installable optic accessories are available (Sold separately). Juno Lighting IC20LEDG4 LED Downlight Specification Sheet. The dedicated 120V LED driver meets ENERGY STAR dimming requirements and is compatible with dimming methods such as incandescent, magnetic low voltage and electronic low voltage wall box dimmers. The Juno IC20LEDG4-41K-1 is NOT compatible with other dimming methods such as 0-10V (you must install the Juno universal 120-277V volt recessed cans for these dimming options), DALI or DMX. (Click here to see the complete Juno LED Downlight Dimmer Compatibility Sheet).These low-profile LED ceiling light fixtures easily fit within 2x6 ceiling joists, facilitating installation in shallow applications. They can be completely covered with insulation and the fully sealed housing seals infiltration and exfiltration of air, reducing heating and air cooling costs without the use of additional gaskets. The Juno IC20LEDG4-41K-1, 5" new construction housings are supplied with the Juno Real Nail 3® bar hanger system which permits quick housing placement anywhere within 24" on center joists or suspended ceilings. This hanger system also features captive bugle head nails that are easily removable for quick housing repositioning without changing the bar hanger or nail. For suspended ceilings, the integral T-bar notch can be used to secure the housing onto the ceiling grid - no accessory clips required. Once installed, your Juno LED recessed can light is compatible with a broad range of existing Juno 5" trims to match virtually any designed application. Click here to see the complete Juno Lighting 5" Recessed Downlighting Trim Kits.The Juno IC20LEDG4-41K-1 (UPC 661209387974) is ENERGY STAR® Qualified to luminaires V1.1 requirements when used with select trims Certified to the high efficiency requirements of California T24-2008 with select trims UL listed for U.S. and Canada through-branch wiring Damp locations rated UL and cUL. Acuity - Juno Lighting 5" GEN4 Dimmable LED 120V 4100K | 4100 | 90 | 600 | 51.2821 | 50000 | 11.7 | 1 | 88.06 | 88.06 | 103.4739 | 2020Q2 | https://www.greenelectricalsupply.com/juno-lighting-ic20ledg4-41k-1-5-inch-new-construction-led-downlight-4100k.aspx | Green Electrical Supply | 2020 | Yes
LED Lighting | Downlight | Manufacturer: Acuity - Juno Lighting | True |  |  |  |  | 5" Recessed Home > Energy Star Qualified Products > 5" Dim LED Remodel Can 120V 30K Product Specifications - Quick Reference Lamp Wattage: Working Voltage: 10.5 Watts 120 Volt Dimensions: Rated Life: 13 1/2" x 4 7/8" 50,000 Hours Incandescent Equivalent: 65 Watts (600 Lumens) Dimmable: YES Light Color: CRI: 3000K 83 CRI Certifications: Warranty: ENERGY STAR, UL 5 Year Limited This model is the Juno IC20RLEDG3-3K-1, 5" IC-Rated Remodel 3000K LED recessed lights with a dedicated 120 volt 50/60 Hz driver. A fantastic alternative to incandescent 65 BR30 lighting, Juno Lighting's IC-Rated 600 lumen LED recessed downlights are the ultra-efficient LED light fixtures that will offer you extra style and flair. Available in either 2700K, 3000K, 3500K or 4100K, the 5" Juno Generation 3 downlight will offer the "designer-look" that perfectly complements many of today's upscale residential interiors. These ultra-efficient recessed LED lights require only 10.5 watts of input power which delivers over 57 lumens per watt. Offered in new construction and remodel recessed can styles, they are approved for use in both insulated and non-insulated ceilings. They include push-in electrical connectors and all of the easy-installation features that Juno is famous for. Click here to see the complete Juno Lighting IC20RLEDG3 LED 5" Remodel Downlight Specification Sheet.With a color temperature of 3000K (warm white) the Generation 3 LED array produces 600 lumens from just 10.5 watts. The LEDs are binned to exceed ENERGY STAR requirements, providing superior fixture-to-fixture color uniformity. This recessed downlight produces a 3000K LED CCT with 83 CRI (typical) at full lumen output and is rated for 50,000 hour life at which time the LEDs can be expected to produce 70% of their initial light output with no perceptible color change. The deep regression of the lens produces a low flare, efficient system that can produce over 600 lumens with select trims. A wide flood distribution is shipped as the standard optic, but, optional, field installable optic accessories are available (Sold separately). The dedicated 120V LED driver meets ENERGY STAR dimming requirements and is compatible with dimming methods such as incandescent, magnetic low voltage and electronic low voltage wall box dimmers. The Juno IC20RLEDG3-3K-1 is NOT compatible with other dimming methods such as 0-10V (you must install the Juno universal 120-277 volt recessed cans for this dimming option), DALI or DMX. (Click here to see the complete Juno LED Downlight Dimmer Compatibility Sheet).These low-profile LED ceiling light fixtures easily fit within 2x6 ceiling joists, facilitating installation in shallow applications. This IC (Insulation Contact) remodel housing is for remodel applications where the back side of the ceiling is not accessible. It installs through an opening in the ceiling from below and is secured in place by factory installed remodel springs. This LED remodel can is suitable for installations where the can is completely covered with insulation. The reflector and high-transmission diffusing lens are computer optimized for each aperture size, producing an optic system that provides uniform light distribution and reduced glare. The lens conceals the LED light source. Once installed, your Juno LED recessed can light is compatible with a broad range of existing Juno 5" trims to match virtually any designed application. Click here to see the complete Juno Lighting 5" Recessed Downlighting Trim Kits.The Juno IC20RLEDG3-3K-1 (UPC 661209320988) is ENERGY STAR® Qualified to luminaires V1.1 requirements when used with select trims Certified to the high efficiency requirements of California T24-2008 with select trims UL listed for U.S. and Canada Damp locations , UL and cUL. Acuity - Juno Lighting 5" Dim LED Remodel Can 120V 30K | 3000 | 83 | 600 | 57.1429 | 50000 | 10.5 | 1 | 105.88 | 105.88 | 124.4131 | 2020Q2 | https://www.greenelectricalsupply.com/juno-lighting-ic20rledg3-3k-1-120v-5-inch-remodel-led-downlight-3000k.aspx | Green Electrical Supply | 2020 | Yes
LED Lighting | Downlight | Manufacturer: Acuity - Juno Lighting | True |  |  |  |  | 5" Recessed Home > Energy Star Qualified Products > 5" GEN4 LED Remodel 120V 2700K Product Specifications - Quick Reference Lamp Wattage: Working Voltage: 11.7 Watts 120 Volt Dimensions: Rated Life: 13 1/2" x 4 7/8" 50,000 Hours Incandescent Equivalent: 65 Watts (600 Lumens) Dimmable: YES Light Color: CRI: 2700K 90 CRI Certifications: Warranty: ENERGY STAR, UL 5 Year Limited This model is the Juno IC20RLEDG4-27K-1 or IC20RLED G4 06LM 27K 90CRI 120 FRPC (the G4 in the part number stands for Generation 4 - This GEN4 can replaces the GEN3 part number IC20RLEDG3-27K-1). It is a 5" IC-Rated Remodel 2700K LED recessed light with a dedicated 120 volt 50/60 Hz driver. A fantastic alternative to incandescent 65 BR30 lighting, Juno Lighting's IC-Rated 600 lumen LED recessed downlights are the ultra-efficient LED light fixtures that will offer you extra style and flair. Available in either 2700K, 3000K, 3500K or 4100K, the 5" Juno Generation 4 downlight will offer the "designer-look" that perfectly complements many of today's upscale residential interiors. These ultra-efficient recessed LED lights require only 11.7 watts of input power which delivers over 51 lumens per watt. Offered in new construction and remodel recessed can styles, they are approved for use in both insulated and non-insulated ceilings. They include push-in electrical connectors and all of the easy-installation features that Juno is famous for. Click here to see the Juno Lighting Generation 4 LED Downlight Product Brochure. With a color temperature of 2700K (warm white) the Generation 4 LED array produces 600 lumens from just 11.7 watts. The LEDs are binned to exceed ENERGY STAR requirements, providing superior fixture-to-fixture color uniformity. This recessed downlight produces a 2700K LED CCT with 90 CRI (minimum) at full lumen output and is rated for 50,000 hour life at which time the LEDs can be expected to produce 70% of their initial light output with no perceptible color change. The deep regression of the lens produces a low flare, efficient system that can produce over 600 lumens with select trims. A wide flood distribution is shipped as the standard optic, but, optional, field installable optic accessories are available (Sold separately). Click here to see the complete Juno Lighting IC20RLEDG4 LED 5" Remodel Downlight Specification Sheet. The dedicated 120V LED driver meets ENERGY STAR dimming requirements and is compatible with dimming methods such as incandescent, magnetic low voltage and electronic low voltage wall box dimmers. The Juno IC20RLEDG4-27K-1 is NOT compatible with other dimming methods such as 0-10V (you must install the Juno universal 120-277 volt recessed cans for this dimming option), DALI or DMX. (Click here to see the complete Juno LED Downlight Dimmer Compatibility Sheet).These low-profile LED ceiling light fixtures easily fit within 2x6 ceiling joists, facilitating installation in shallow applications. This IC (Insulation Contact) remodel housing is for remodel applications where the back side of the ceiling is not accessible. It installs through an opening in the ceiling from below and is secured in place by factory installed remodel springs. This LED remodel can is suitable for installations where the can is completely covered with insulation. The reflector and high-transmission diffusing lens are computer optimized for each aperture size, producing an optic system that provides uniform light distribution and reduced glare. The lens conceals the LED light source. Once installed, your Juno LED recessed can light is compatible with a broad range of existing Juno 5" trims to match virtually any designed application. Click here to see the complete Juno Lighting 5" Recessed Downlighting Trim Kits.The Juno IC20RLEDG427K-1 (UPC 661209388018) is ENERGY STAR® Qualified to luminaires V1.1 requirements when used with select trims Certified to the high efficiency requirements of California T24-2008 with select trims UL listed for U.S. and Canada Damp locations, UL and cUL. Acuity - Juno Lighting 5" GEN4 LED Remodel 120V 2700K | 2700 | 90 | 600 | 51.2821 | 50000 | 11.7 | 1 | 90.69 | 90.69 | 106.5643 | 2020Q2 | https://www.greenelectricalsupply.com/juno-lighting-ic20rledg4-27k-1-120v-5-inch-remodel-led-downlight-2700k.aspx | Green Electrical Supply | 2020 | Yes
LED Lighting | Downlight | Manufacturer: Acuity - Juno Lighting | True |  |  |  |  | 5" Recessed Home > Energy Star Qualified Products > 5" GEN4 LED Remodel 120V 3000K Product Specifications - Quick Reference Lamp Wattage: Working Voltage: 11.7 Watts 120 Volt Dimensions: Rated Life: 13 1/2" x 4 7/8" 50,000 Hours Incandescent Equivalent: 65 Watts (600 Lumens) Dimmable: YES Light Color: CRI: 3000K 90 CRI Certifications: Warranty: ENERGY STAR, UL 5 Year Limited This model is the Juno IC20RLEDG4-3K-1 or IC20RLED G4 06LM 30K 90CRI 120 FRPC (the G4 in the part number stands for Generation 4 - This GEN4 can replaces the GEN3 part number IC20RLEDG3-3K-1). It is a 5" IC-Rated Remodel 3000K LED recessed light with a dedicated 120 volt 50/60 Hz driver. A fantastic alternative to incandescent 65 BR30 lighting, Juno Lighting's IC-Rated 600 lumen LED recessed downlights are the ultra-efficient LED light fixtures that will offer you extra style and flair. Available in either 2700K, 3000K, 3500K or 4100K, the 5" Juno Generation 4 downlight will offer the "designer-look" that perfectly complements many of today's upscale residential interiors. These ultra-efficient recessed LED lights require only 11.7 watts of input power which delivers over 51 lumens per watt. Offered in new construction and remodel recessed can styles, they are approved for use in both insulated and non-insulated ceilings. They include push-in electrical connectors and all of the easy-installation features that Juno is famous for. Click here to see the Juno Lighting Generation 4 LED Downlight Product Brochure. With a color temperature of 3000K (warm white) the Generation 4 LED array produces 600 lumens from just 11.7 watts. The LEDs are binned to exceed ENERGY STAR requirements, providing superior fixture-to-fixture color uniformity. This recessed downlight produces a 3000K LED CCT with 90 CRI (minimum) at full lumen output and is rated for 50,000 hour life at which time the LEDs can be expected to produce 70% of their initial light output with no perceptible color change. The deep regression of the lens produces a low flare, efficient system that can produce over 600 lumens with select trims. A wide flood distribution is shipped as the standard optic, but, optional, field installable optic accessories are available (Sold separately). Click here to see the complete Juno Lighting IC20RLEDG4 LED 5" Remodel Downlight Specification Sheet. The dedicated 120V LED driver meets ENERGY STAR dimming requirements and is compatible with dimming methods such as incandescent, magnetic low voltage and electronic low voltage wall box dimmers. The Juno IC20RLEDG4-3K-1 is NOT compatible with other dimming methods such as 0-10V (you must install the Juno universal 120-277 volt recessed cans for this dimming option), DALI or DMX. (Click here to see the complete Juno LED Downlight Dimmer Compatibility Sheet).These low-profile LED ceiling light fixtures easily fit within 2x6 ceiling joists, facilitating installation in shallow applications. This IC (Insulation Contact) remodel housing is for remodel applications where the back side of the ceiling is not accessible. It installs through an opening in the ceiling from below and is secured in place by factory installed remodel springs. This LED remodel can is suitable for installations where the can is completely covered with insulation. The reflector and high-transmission diffusing lens are computer optimized for each aperture size, producing an optic system that provides uniform light distribution and reduced glare. The lens conceals the LED light source. Once installed, your Juno LED recessed can light is compatible with a broad range of existing Juno 5" trims to match virtually any designed application. Click here to see the complete Juno Lighting 5" Recessed Downlighting Trim Kits.The Juno IC20RLEDG4-3K-1 (UPC 661209388063) is ENERGY STAR® Qualified to luminaires V1.1 requirements when used with select trims Certified to the high efficiency requirements of California T24-2008 with select trims UL listed for U.S. and Canada Damp locations ,UL and cUL. Acuity - Juno Lighting 5" GEN4 LED Remodel 120V 3000K | 3000 | 90 | 600 | 51.2821 | 50000 | 11.7 | 1 | 90.69 | 90.69 | 106.5643 | 2020Q2 | https://www.greenelectricalsupply.com/juno-lighting-ic20rledg4-3k-1-120v-5-inch-remodel-led-downlight-3000k-2.aspx | Green Electrical Supply | 2020 | Yes
LED Lighting | Downlight | Manufacturer: Acuity - Juno Lighting | True |  |  |  |  | 5" Recessed Home > Energy Star Qualified Products > 5" GEN4 LED Remodel 120V 4100K Product Specifications - Quick Reference Lamp Wattage: Working Voltage: 11.7 Watts 120 Volt Dimensions: Rated Life: 13 1/2" x 4 7/8" 50,000 Hours Incandescent Equivalent: 65 Watts (600 Lumens) Dimmable: YES Light Color: CRI: 4100K 90 CRI Certifications: Warranty: ENERGY STAR, UL 5 Year Limited This model is the Juno IC20RLEDG4-41K-1 or IC20RLED G4 06LM 40K 90CRI 120 FRPC (the G4 in the part number stands for Generation 4 - This GEN4 can replaces the GEN3 part number IC20RLEDG3-41K-1). It is a 5" IC-Rated Remodel 4100K LED recessed light with a dedicated 120 volt 50/60 Hz driver. A fantastic alternative to incandescent 65 BR30 lighting, Juno Lighting's IC-Rated 600 lumen LED recessed downlights are the ultra-efficient LED light fixtures that will offer you extra style and flair. Available in either 2700K, 3000K, 3500K or 4100K, the 5" Juno Generation 4 downlight will offer the "designer-look" that perfectly complements many of today's upscale residential interiors. These ultra-efficient recessed LED lights require only 11.7 watts of input power which delivers over 51 lumens per watt. Offered in new construction and remodel recessed can styles, they are approved for use in both insulated and non-insulated ceilings. They include push-in electrical connectors and all of the easy-installation features that Juno is famous for. Click here to see the Juno Lighting Generation 4 LED Downlight Product Brochure. With a color temperature of 4100K (cool white) the Generation 4 LED array produces 600 lumens from just 11.7 watts. The LEDs are binned to exceed ENERGY STAR requirements, providing superior fixture-to-fixture color uniformity. This recessed downlight produces a 4100K LED CCT with 90 CRI (minimum) at full lumen output and is rated for 50,000 hour life at which time the LEDs can be expected to produce 70% of their initial light output with no perceptible color change. The deep regression of the lens produces a low flare, efficient system that can produce over 600 lumens with select trims. A wide flood distribution is shipped as the standard optic, but, optional, field installable optic accessories are available (Sold separately). Click here to see the complete Juno Lighting IC20RLEDG4 LED 5" Remodel Downlight Specification Sheet. The dedicated 120V LED driver meets ENERGY STAR dimming requirements and is compatible with dimming methods such as incandescent, magnetic low voltage and electronic low voltage wall box dimmers. The Juno IC20RLEDG4-41K-1 is NOT compatible with other dimming methods such as 0-10V (you must install the Juno universal 120-277 volt recessed cans for this dimming option), DALI or DMX. (Click here to see the complete Juno LED Downlight Dimmer Compatibility Sheet).These low-profile LED ceiling light fixtures easily fit within 2x6 ceiling joists, facilitating installation in shallow applications. This IC (Insulation Contact) remodel housing is for remodel applications where the back side of the ceiling is not accessible. It installs through an opening in the ceiling from below and is secured in place by factory installed remodel springs. This LED remodel can is suitable for installations where the can is completely covered with insulation. The reflector and high-transmission diffusing lens are computer optimized for each aperture size, producing an optic system that provides uniform light distribution and reduced glare. The lens conceals the LED light source. Once installed, your Juno LED recessed can light is compatible with a broad range of existing Juno 5" trims to match virtually any designed application. Click here to see the complete Juno Lighting 5" Recessed Downlighting Trim Kits.The Juno IC20RLEDG4-41K-1 (UPC 661209388100) is ENERGY STAR® Qualified to luminaires V1.1 requirements when used with select trims Certified to the high efficiency requirements of California T24-2008 with select trims UL listed for U.S. and Canada Damp locations, UL and cUL. Acuity - Juno Lighting 5" GEN4 LED Remodel 120V 4100K | 4100 | 90 | 600 | 51.2821 | 50000 | 11.7 | 1 | 88.06 | 88.06 | 103.4739 | 2020Q2 | https://www.greenelectricalsupply.com/juno-lighting-ic20rledg4-41k-1-120v-5-inch-remodel-led-downlight-4100k.aspx | Green Electrical Supply | 2020 | Yes
LED Lighting | Downlight | Manufacturer: Acuity - Juno Lighting | True |  |  |  |  | 6" Recessed Home > Energy Star Qualified Products > 6" Dimmable LED Downlight 4100K Product Specifications - Quick Reference Lamp Wattage: Working Voltage: 12 Watts 120-277 Volt Dimensions: Rated Life: 15 3/4" x 5 1/8" 50,000 Hours Incandescent Equivalent: 65 Watts (600 Lumens) Dimmable: YES 0-10V Light Color: CRI: 4100K 83 CRI Certifications: Warranty: ENERGY STAR, UL 5 Year Limited This model is the Juno IC22LEDG3-41K-U (the G3 in the part number stands for Generation 3 - This GEN3 can has been replaced with the GEN4 part number IC22LEDG4-41K-U). It is a 6" IC-Rated New Construction 4100K LED recessed light with a universal 120-277 volt 50/60 Hz driver. A fantastic alternative to incandescent 65 BR30 lighting, Juno Lighting's IC-Rated 600 lumen LED recessed downlights are the ultra-efficient LED light fixtures that will offer you extra style and flair. Available in either 2700K, 3000K, 3500K or 4100K, the 6" Juno Generation 3 downlight will offer the "designer-look" that perfectly complements many of today's upscale residential interiors. These ultra-efficient recessed LED lights require only 12 watts of input power which delivers over 50 lumens per watt. Offered in new construction and remodel recessed can styles, they are approved for use in both insulated and non-insulated ceilings. They include push-in electrical connectors and all of the easy-installation features that Juno is famous for. Click here to see the complete Juno Lighting IC22LEDG3 LED Downlight Specification Sheet. With a color temperature of 4100K (cool white) the Generation 3 LED array produces 600 lumens from just 12 watts. The LEDs are binned to exceed ENERGY STAR requirements, providing superior fixture-to-fixture color uniformity. This recessed downlight produces a 4100K LED CCT with 83 CRI (typical) at full lumen output and is rated for 50,000 hour life at which time the LEDs can be expected to produce 70% of their initial light output with no perceptible color change. The deep regression of the lens produces a low flare, efficient system that can produce over 600 lumens with select trims. A wide flood distribution is shipped as the standard optic, but, optional, field installable optic accessories are available (Sold separately). The dedicated, universal 120/277V LED driver meets ENERGY STAR dimming requirements (yes, even at 277 volt) and is compatible with most 0-10V wall box dimmers. The Juno IC22LEDG3-41K-U is NOT compatible with other dimming methods such as incandescent, magnetic low voltage, electronic low voltage (you must install the Juno dedicated 120 volt recessed cans for these dimming options), DALI or DMX. (Click here to see the complete Juno LED Downlight Dimmer Compatibility Sheet).These low-profile LED ceiling light fixtures easily fit within 2x6 ceiling joists, facilitating installation in shallow applications. They can be completely covered with insulation and the fully sealed housing seals infiltration and exfiltration of air, reducing heating and air cooling costs without the use of additional gaskets. The Juno IC22LEDG3-41K-U, 6" new construction housings are supplied with the Juno Real Nail 3® bar hanger system which permits quick housing placement anywhere within 24" on center joists or suspended ceilings. This hanger system also features captive bugle head nails that are easily removable for quick housing repositioning without changing the bar hanger or nail. For suspended ceilings, the integral T-bar notch can be used to secure the housing onto the ceiling grid - no accessory clips required. Once installed, your Juno LED recessed can light is compatible with a broad range of existing Juno 6" trims to match virtually any designed application. Click here to see the complete Juno Lighting 6" Recessed Downlighting Trim Kits.The Juno IC22LEDG3-41K-U (UPC 661209320766) is ENERGY STAR® Qualified to luminaires V1.1 requirements when used with select trims Certified to the high efficiency requirements of California T24-2008 with select trims UL listed for U.S. and Canada through-branch wiring Damp locations rated, UL and cUL. Acuity - Juno Lighting 6" Dimmable LED Downlight 4100K | 4100 | 83 | 600 | 50 | 50000 | 12 | 1 | 99.88 | 99.88 | 117.3629 | 2020Q2 | https://www.greenelectricalsupply.com/juno-lighting-ic22ledg3-41k-u-6-inch-new-construction-led-downlight-4100k.aspx | Green Electrical Supply | 2020 | Yes
LED Lighting | Downlight | Manufacturer: Acuity - Juno Lighting | True |  |  |  |  | 6" Recessed Home > Energy Star Qualified Products > 6" GEN4 Dimmable LED 120V 2700K Product Specifications - Quick Reference Lamp Wattage: Working Voltage: 8.6 Watts 120 Volt Dimensions: Rated Life: 15 3/4" x 13 1/2" x 5 1/8" 50,000 Hours Incandescent Equivalent: 65W BR30 Incandescent Dimmable: Yes - Down to 5% Light Color: CRI: 2700K Warm White 90 CRI Certifications: Warranty: Energy Star, RoHS, UL 5 Year Limited Juno Lighting Group by Acuity Brands, has an extensive line of recessed can fixtures for your residential and commercial lighting needs. This model is the Juno IC22LED G4 06LM 27K 90CRI MVOLT ZT, 6" IC-Rated New Construction LED recessed can downlight. The Juno Lighting 6 inch LED recessed downlights are a fantastic alternative to incandescent 65 watt BR30 lighting. This model consumes around 9 watts while producing 600 lumens of light output. Juno Lighting's IC-Rated 600 Lumen LED recessed downlights are the ultra-efficient LED light fixtures that will offer you extra style and flair, while being great for the environment and your pocket. The Juno Generation 4 600 Lumen downlights are available in either 2700K, 3000K, 3500K, and 4000K offering the "designer-look" to perfectly complement any home decor theme. These downlights are manufactured to maximize energy efficiency by having Air-Loc sealed housings. This housing stops the infiltration and ex-filtration of air, reducing heating and cooling costs. They also contain no lead or mercury, making them RoHS compliant. This series is offered in new construction and remodel can styles and are approved for both insulated and non-insulated ceilings. Click here to see the complete Juno IC22LED G4 New Construction Specification Sheet. The Juno IC22LED G4 06LM 27K 90CRI MVOLT ZT, a replacement of the IC22LEDG4-27K-U, has a 2700K warm white color temperature and has a minimum of 90 CRI that will beautifully show off the color scheme in any room. The LED array is attached to the thermally conductive inner housing to provide superior heat dissipation ensuring the LEDs rated life of 50,000 hours. This model features a multi-volt 0-10V dimming driver that dims down to 10%. The dimming driver meets Energy Star dimming requirements and is compatible with most 0-10V wall box dimmers. Click here to see the complete Juno IC22LED G4 Dimmer Compatibility Sheet. Juno Lighting has made installation of the recessed cans fast and secure. The Air-Loc sealed aluminum housing is vertically adjustable to accommodate up to a 2" ceiling thickness. The UL and cUL listed junction box is prewired and equipped with quick connect electrical connectors. The mounting frame is expertly manufactured with 22-gauge die-formed galvanized steel and is fully assembled for ease of installation. Click here to see the complete Juno IC22LED G4 New Construction Installation Instructions. To complete the look of any room using Juno recessed cans, you can choose from Juno's vast selection of trims suited for any room and any application. Click here to explore trim options Juno Lighting 6" Recessed Downlighting Trim Kits. Acuity - Juno Lighting 6" GEN4 Dimmable LED 120V 2700K | 2700 | 90 | 600 | 69.7674 | 50000 | 8.6 | 1 | 89.76 | 89.76 | 105.4715 | 2020Q2 | https://www.greenelectricalsupply.com/juno-lighting-ic22ledg4-27k-1-6-inch-new-construction-led-downlight-2700k.aspx | Green Electrical Supply | 2020 | Yes
LED Lighting | Downlight | Manufacturer: Acuity - Juno Lighting | True |  |  |  |  | 6" Recessed Home > Energy Star Qualified Products > 6" GEN4 Dim LED 120-277V 2700K Product Specifications - Quick Reference Lamp Wattage: Working Voltage: 9 Watts 120-277 Volt Dimensions: Rated Life: 15 3/4" x 13 1/2" x 5 1/8" 50,000 Hours Incandescent Equivalent: 65W BR30 Incandescent Dimmable: Yes - Down to 10% Light Color: CRI: 2700K Warm White 90 CRI Certifications: Warranty: Energy Star, RoHS, UL 5 Year Limited Juno Lighting Group by Acuity Brands, has an extensive line of recessed can fixtures for your residential and commercial lighting needs. This model is the Juno IC22LED G4 06LM 27K 90CRI MVOLT ZT10, 6" IC-Rated New Construction LED recessed can downlight. The Juno Lighting 6 inch LED recessed downlights are a fantastic alternative to incandescent 65 watt BR30 lighting. This model consumes around 9 watts while producing 600 lumens of light output. Juno Lighting's IC-Rated 600 Lumen LED recessed downlights are the ultra-efficient LED light fixtures that will offer you extra style and flair, while being great for the environment and your pocket. The Juno Generation 4 600 Lumen downlights are available in either 2700K, 3000K, 3500K, and 4000K offering the "designer-look" to perfectly complement any home decor theme. These downlights are manufactured to maximize energy efficiency by having Air-Loc sealed housings. This housing stops the infiltration and ex-filtration of air, reducing heating and cooling costs. They also contain no lead or mercury, making them RoHS compliant. This series is offered in new construction and remodel can styles and are approved for both insulated and non-insulated ceilings. Click here to see the complete Juno IC22LED G4 New Construction Specification Sheet. The Juno IC22LED G4 06LM 27K 90CRI MVOLT ZT10, a replacement of the IC22LEDG4-27K-U, has a 2700K warm white color temperature and has a minimum of 90 CRI that will beautifully show off the color scheme in any room. The LED array is attached to the thermally conductive inner housing to provide superior heat dissipation ensuring the LEDs rated life of 50,000 hours. This model features a multi-volt 0-10V dimming driver that dims down to 10%. The dimming driver meets Energy Star dimming requirements and is compatible with most 0-10V wall box dimmers. Click here to see the complete Juno IC22LED G4 Dimmer Compatibility Sheet. Juno Lighting has made installation of the recessed cans fast and secure. The Air-Loc sealed aluminum housing is vertically adjustable to accommodate up to a 2" ceiling thickness. The UL and cUL listed junction box is prewired and equipped with quick connect electrical connectors. The mounting frame is expertly manufactured with 22-gauge die-formed galvanized steel and is fully assembled for ease of installation. Click here to see the complete Juno IC22LED G4 New Construction Installation Instructions. To complete the look of any room using Juno recessed cans, you can choose from Juno's vast selection of trims suited for any room and any application. Click here to explore trim options Juno Lighting 6" Recessed Downlighting Trim Kits. Acuity - Juno Lighting 6" GEN4 Dim LED 120-277V 2700K | 2700 | 90 | 600 | 66.6667 | 50000 | 9 | 1 | 104.36 | 104.36 | 122.627 | 2020Q2 | https://www.greenelectricalsupply.com/juno-lighting-ic22ledg4-27k-u-6-inch-new-construction-led-downlight-2700k.aspx | Green Electrical Supply | 2020 | Yes
LED Lighting | Downlight | Manufacturer: Acuity - Juno Lighting | True |  |  |  |  | 6" Recessed Home > Energy Star Qualified Products > 6" GEN4 Dimmable LED 120V 3500K Product Specifications - Quick Reference Lamp Wattage: Working Voltage: 8.6 Watts 120 Volt Dimensions: Rated Life: 15 3/4" x 13 1/2" x 5 1/8" 50,000 Hours Incandescent Equivalent: 65W BR30 Incandescent Dimmable: Yes - Down to 5% Light Color: CRI: 3500K Bright White 90 CRI Certifications: Warranty: Energy Star, RoHS, UL 5 Year Limited Juno Lighting Group by Acuity Brands, has an extensive line of recessed can fixtures for your residential and commercial lighting needs. This model is the Juno IC22LED G4 06LM 35K 90CRI MVOLT ZT, 6" IC-Rated New Construction LED recessed can downlight. The Juno Lighting 6 inch LED recessed downlights are a fantastic alternative to incandescent 65 watt BR30 lighting. This model consumes around 9 watts while producing 600 lumens of light output. Juno Lighting's IC-Rated 600 Lumen LED recessed downlights are the ultra-efficient LED light fixtures that will offer you extra style and flair, while being great for the environment and your pocket. The Juno Generation 4 600 Lumen downlights are available in either 2700K, 3000K, 3500K, and 4000K offering the "designer-look" to perfectly complement any home decor theme. These downlights are manufactured to maximize energy efficiency by having Air-Loc sealed housings. This housing stops the infiltration and ex-filtration of air, reducing heating and cooling costs. They also contain no lead or mercury, making them RoHS compliant. This series is offered in new construction and remodel can styles and are approved for both insulated and non-insulated ceilings. Click here to see the complete Juno IC22LED G4 New Construction Specification Sheet. The Juno IC22LED G4 06LM 35K 90CRI MVOLT ZT, a replacement of the IC22LEDG4-35K-U, has a 3500K bright white color temperature and has a minimum of 90 CRI that will beautifully show off the color scheme in any room. The LED array is attached to the thermally conductive inner housing to provide superior heat dissipation ensuring the LEDs rated life of 50,000 hours. This model features a multi-volt 0-10V dimming driver that dims down to 10%. The dimming driver meets Energy Star dimming requirements and is compatible with most 0-10V wall box dimmers. Click here to see the complete Juno IC22LED G4 Dimmer Compatibility Sheet. Juno Lighting has made installation of the recessed cans fast and secure. The Air-Loc sealed aluminum housing is vertically adjustable to accommodate up to a 2" ceiling thickness. The UL and cUL listed junction box is prewired and equipped with quick connect electrical connectors. The mounting frame is expertly manufactured with 22-gauge die-formed galvanized steel and is fully assembled for ease of installation. Click here to see the complete Juno IC22LED G4 New Construction Installation Instructions. To complete the look of any room using Juno recessed cans, you can choose from Juno's vast selection of trims suited for any room and any application. Click here to explore trim options Juno Lighting 6" Recessed Downlighting Trim Kits. Acuity - Juno Lighting 6" GEN4 Dimmable LED 120V 3500K | 3500 | 90 | 600 | 69.7674 | 50000 | 8.6 | 1 | 89.76 | 89.76 | 105.4715 | 2020Q2 | https://www.greenelectricalsupply.com/juno-lighting-ic22ledg4-35k-1-6-inch-new-construction-led-downlight-3500k.aspx | Green Electrical Supply | 2020 | Yes
LED Lighting | Downlight | Manufacturer: Acuity - Juno Lighting | True |  |  |  |  | 6" Recessed Home > Energy Star Qualified Products > 6" GEN4 Dim LED 120-277V 3500K Product Specifications - Quick Reference Lamp Wattage: Working Voltage: 9 Watts 120-277 Volt Dimensions: Rated Life: 15 3/4" x 13 1/2" x 5 1/8" 50,000 Hours Incandescent Equivalent: 65W BR30 Incandescent Dimmable: Yes - Down to 10% Light Color: CRI: 3500K Bright White 90 CRI Certifications: Warranty: Energy Star, RoHS, UL 5 Year Limited Juno Lighting Group by Acuity Brands, has an extensive line of recessed can fixtures for your residential and commercial lighting needs. This model is the Juno IC22LED G4 06LM 35K 90CRI MVOLT ZT10, 6" IC-Rated New Construction LED recessed can downlight. The Juno Lighting 6 inch LED recessed downlights are a fantastic alternative to incandescent 65 watt BR30 lighting. This model consumes around 9 watts while producing 600 lumens of light output. Juno Lighting's IC-Rated 600 Lumen LED recessed downlights are the ultra-efficient LED light fixtures that will offer you extra style and flair, while being great for the environment and your pocket. The Juno Generation 4 600 Lumen downlights are available in either 2700K, 3000K, 3500K, and 4000K offering the "designer-look" to perfectly complement any home decor theme. These downlights are manufactured to maximize energy efficiency by having Air-Loc sealed housings. This housing stops the infiltration and ex-filtration of air, reducing heating and cooling costs. They also contain no lead or mercury, making them RoHS compliant. This series is offered in new construction and remodel can styles and are approved for both insulated and non-insulated ceilings. Click here to see the complete Juno IC22LED G4 New Construction Specification Sheet. The Juno IC22LED G4 06LM 35K 90CRI MVOLT ZT10, a replacement of the IC22LEDG4-35K-U, has a 3500K bright white color temperature and has a minimum of 90 CRI that will beautifully show off the color scheme in any room. The LED array is attached to the thermally conductive inner housing to provide superior heat dissipation ensuring the LEDs rated life of 50,000 hours. This model features a multi-volt 0-10V dimming driver that dims down to 10%. The dimming driver meets Energy Star dimming requirements and is compatible with most 0-10V wall box dimmers. Click here to see the complete Juno IC22LED G4 Dimmer Compatibility Sheet. Juno Lighting has made installation of the recessed cans fast and secure. The Air-Loc sealed aluminum housing is vertically adjustable to accommodate up to a 2" ceiling thickness. The UL and cUL listed junction box is prewired and equipped with quick connect electrical connectors. The mounting frame is expertly manufactured with 22-gauge die-formed galvanized steel and is fully assembled for ease of installation. Click here to see the complete Juno IC22LED G4 New Construction Installation Instructions. To complete the look of any room using Juno recessed cans, you can choose from Juno's vast selection of trims suited for any room and any application. Click here to explore trim options Juno Lighting 6" Recessed Downlighting Trim Kits. Acuity - Juno Lighting 6" GEN4 Dim LED 120-277V 3500K | 3500 | 90 | 600 | 66.6667 | 50000 | 9 | 1 | 106.38 | 106.38 | 125.0006 | 2020Q2 | https://www.greenelectricalsupply.com/juno-lighting-ic22ledg4-35k-u-6-inch-new-construction-led-downlight-3500k.aspx | Green Electrical Supply | 2020 | Yes
LED Lighting | Downlight | Manufacturer: Acuity - Juno Lighting | True |  |  |  |  | 6" Recessed Home > Energy Star Qualified Products > 6" GEN4 Dimmable LED 120V 3000K Product Specifications - Quick Reference Lamp Wattage: Working Voltage: 8.6 Watts 120 Volt Dimensions: Rated Life: 15 3/4" x 13 1/2" x 5 1/8" 50,000 Hours Incandescent Equivalent: 65W BR30 Incandescent Dimmable: Yes - Down to 5% Light Color: CRI: 3000K Warm White 90 CRI Certifications: Warranty: Energy Star, RoHS, UL 5 Year Limited Juno Lighting Group by Acuity Brands, has an extensive line of recessed can fixtures for your residential and commercial lighting needs. This model is the Juno IC22LED G4 06LM 30K 90CRI MVOLT ZT, 6" IC-Rated New Construction LED recessed can downlight. The Juno Lighting 6 inch LED recessed downlights are a fantastic alternative to incandescent 65 watt BR30 lighting. This model consumes around 9 watts while producing 600 lumens of light output. Juno Lighting's IC-Rated 600 Lumen LED recessed downlights are the ultra-efficient LED light fixtures that will offer you extra style and flair, while being great for the environment and your pocket. The Juno Generation 4 600 Lumen downlights are available in either 2700K, 3000K, 3500K, and 4000K offering the "designer-look" to perfectly complement any home decor theme. These downlights are manufactured to maximize energy efficiency by having Air-Loc sealed housings. This housing stops the infiltration and ex-filtration of air, reducing heating and cooling costs. They also contain no lead or mercury, making them RoHS compliant. This series is offered in new construction and remodel can styles and are approved for both insulated and non-insulated ceilings. Click here to see the complete Juno IC22LED G4 New Construction Specification Sheet. The Juno IC22LED G4 06LM 30K 90CRI MVOLT ZT, a replacement of the IC22LEDG4-3K-U, has a 3000K warm white color temperature and has a minimum of 90 CRI that will beautifully show off the color scheme in any room. The LED array is attached to the thermally conductive inner housing to provide superior heat dissipation ensuring the LEDs rated life of 50,000 hours. This model features a multi-volt 0-10V dimming driver that dims down to 10%. The dimming driver meets Energy Star dimming requirements and is compatible with most 0-10V wall box dimmers. Click here to see the complete Juno IC22LED G4 Dimmer Compatibility Sheet. Juno Lighting has made installation of the recessed cans fast and secure. The Air-Loc sealed aluminum housing is vertically adjustable to accommodate up to a 2" ceiling thickness. The UL and cUL listed junction box is prewired and equipped with quick connect electrical connectors. The mounting frame is expertly manufactured with 22-gauge die-formed galvanized steel and is fully assembled for ease of installation. Click here to see the complete Juno IC22LED G4 New Construction Installation Instructions. To complete the look of any room using Juno recessed cans, you can choose from Juno's vast selection of trims suited for any room and any application. Click here to explore trim options Juno Lighting 6" Recessed Downlighting Trim Kits. Acuity - Juno Lighting 6" GEN4 Dimmable LED 120V 3000K | 3000 | 90 | 600 | 69.7674 | 50000 | 8.6 | 1 | 89.76 | 89.76 | 105.4715 | 2020Q2 | https://www.greenelectricalsupply.com/juno-lighting-ic22ledg4-3k-1-6-inch-new-construction-led-downlight-3000k.aspx | Green Electrical Supply | 2020 | Yes
LED Lighting | Downlight | Manufacturer: Acuity - Juno Lighting | True |  |  |  |  | 6" Recessed Home > Energy Star Qualified Products > 6" GEN4 Dim LED 120-277V 3000K Product Specifications - Quick Reference Lamp Wattage: Working Voltage: 9 Watts 120-277 Volt Dimensions: Rated Life: 15 3/4" x 13 1/2" x 5 1/8" 50,000 Hours Incandescent Equivalent: 65W BR30 Incandescent Dimmable: Yes - Down to 10% Light Color: CRI: 3000K Warm White 90 CRI Certifications: Warranty: Energy Star, RoHS, UL 5 Year Limited Juno Lighting Group by Acuity Brands, has an extensive line of recessed can fixtures for your residential and commercial lighting needs. This model is the Juno IC22LED G4 06LM 30K 90CRI MVOLT ZT10, 6" IC-Rated New Construction LED recessed can downlight. The Juno Lighting 6 inch LED recessed downlights are a fantastic alternative to incandescent 65 watt BR30 lighting. This model consumes around 9 watts while producing 600 lumens of light output. Juno Lighting's IC-Rated 600 Lumen LED recessed downlights are the ultra-efficient LED light fixtures that will offer you extra style and flair, while being great for the environment and your pocket. The Juno Generation 4 600 Lumen downlights are available in either 2700K, 3000K, 3500K, and 4000K offering the "designer-look" to perfectly complement any home decor theme. These downlights are manufactured to maximize energy efficiency by having Air-Loc sealed housings. This housing stops the infiltration and ex-filtration of air, reducing heating and cooling costs. They also contain no lead or mercury, making them RoHS compliant. This series is offered in new construction and remodel can styles and are approved for both insulated and non-insulated ceilings. Click here to see the complete Juno IC22LED G4 New Construction Specification Sheet. The Juno IC22LED G4 06LM 30K 90CRI MVOLT ZT10, a replacement of the IC22LEDG4-3K-U, has a 3000K warm white color temperature and has a minimum of 90 CRI that will beautifully show off the color scheme in any room. The LED array is attached to the thermally conductive inner housing to provide superior heat dissipation ensuring the LEDs rated life of 50,000 hours. This model features a multi-volt 0-10V dimming driver that dims down to 10%. The dimming driver meets Energy Star dimming requirements and is compatible with most 0-10V wall box dimmers. Click here to see the complete Juno IC22LED G4 Dimmer Compatibility Sheet. Juno Lighting has made installation of the recessed cans fast and secure. The Air-Loc sealed aluminum housing is vertically adjustable to accommodate up to a 2" ceiling thickness. The UL and cUL listed junction box is prewired and equipped with quick connect electrical connectors. The mounting frame is expertly manufactured with 22-gauge die-formed galvanized steel and is fully assembled for ease of installation. Click here to see the complete Juno IC22LED G4 New Construction Installation Instructions. To complete the look of any room using Juno recessed cans, you can choose from Juno's vast selection of trims suited for any room and any application. Click here to explore trim options Juno Lighting 6" Recessed Downlighting Trim Kits. Acuity - Juno Lighting 6" GEN4 Dim LED 120-277V 3000K | 3000 | 90 | 600 | 66.6667 | 50000 | 9 | 1 | 106.38 | 106.38 | 125.0006 | 2020Q2 | https://www.greenelectricalsupply.com/juno-lighting-ic22ledg4-3k-u-6-inch-new-construction-led-downlight-3000k.aspx | Green Electrical Supply | 2020 | Yes
LED Lighting | Downlight | Manufacturer: Acuity - Juno Lighting | True |  |  |  |  | 6" Recessed Home > Energy Star Qualified Products > 6" Dimmable LED Remodel Can 27K Product Specifications - Quick Reference Lamp Wattage: Working Voltage: 12 Watts 120-277 Volt Dimensions: Rated Life: 14 1/2" x 5 1/8" 50,000 Hours Incandescent Equivalent: 65 Watts (600 Lumens) Dimmable: YES 0-10V Light Color: CRI: 2700K 83 CRI Certifications: Warranty: ENERGY STAR, UL 5 Year Limited This model is the Juno IC22RLEDG3-27K-U (the G3 in the part number stands for Generation 3 - This GEN3 can has been replaced with the GEN4 part number IC22RLEDG4-27K-U). It is a 6" IC-Rated Remodel 2700K LED recessed light with a universal 120-277 volt 50/60 Hz driver. A fantastic alternative to incandescent 65 BR30 lighting, Juno Lighting's IC-Rated 600 lumen LED recessed downlights are the ultra-efficient LED light fixtures that will offer you extra style and flair. Available in either 2700K, 3000K, 3500K or 4100K, the 6" Juno Generation 3 downlight will offer the "designer-look" that perfectly complements many of today's upscale residential interiors. These ultra-efficient recessed LED lights require only 12 watts of input power which delivers over 50 lumens per watt. Offered in new construction and remodel recessed can styles, they are approved for use in both insulated and non-insulated ceilings. They include push-in electrical connectors and all of the easy-installation features that Juno is famous for. Click here to see the complete Juno Lighting IC22RLEDG3 LED Remodel Downlight Specification Sheet. With a color temperature of 2700K (warm white) the Generation 3 LED array produces 600 lumens from just 12 watts. The LEDs are binned to exceed ENERGY STAR requirements, providing superior fixture-to-fixture color uniformity. This recessed downlight produces a 2700K LED CCT with 83 CRI (typical) at full lumen output and is rated for 50,000 hour life at which time the LEDs can be expected to produce 70% of their initial light output with no perceptible color change. The deep regression of the lens produces a low flare, efficient system that can produce over 600 lumens with select trims. A wide flood distribution is shipped as the standard optic, but, optional, field installable optic accessories are available (Sold separately). The dedicated, universal 120/277V LED driver meets ENERGY STAR dimming requirements (yes, even at 277 volt) and is compatible with most 0-10V wall box dimmers. The Juno IC22RLEDG3-27K-U is NOT compatible with other dimming methods such as incandescent, magnetic low voltage, electronic low voltage (you must install the Juno dedicated 120 volt recessed cans for these dimming options), DALI or DMX. (Click here to see the complete Juno LED Downlight Dimmer Compatibility Sheet).These low-profile LED ceiling light fixtures easily fit within 2x6 ceiling joists, facilitating installation in shallow applications. This IC (Insulation Contact) remodel housing is for remodel applications where the back side of the ceiling is not accessible. It installs through an opening in the ceiling from below and is secured in place by factory installed remodel springs. This LED remodel can is suitable for installations where the can is completely covered with insulation. The reflector and high-transmission diffusing lens are computer optimized for each aperture size, producing an optic system that provides uniform light distribution and reduced glare. The lens conceals the LED light source. Once installed, your Juno LED recessed can light is compatible with a broad range of existing Juno 6" trims to match virtually any designed application. Click here to see the complete Juno Lighting 6" Recessed Downlighting Trim Kits.The Juno IC22RLEDG3-27K-U (UPC 661209321053) is ENERGY STAR® Qualified to luminaires V1.1 requirements when used with select trims Certified to the high efficiency requirements of California T24-2008 with select trims UL listed for U.S. and Canada Damp locations, UL and cUL. Acuity - Juno Lighting 6" Dimmable LED Remodel Can 27K | 2700 | 83 | 600 | 50 | 50000 | 12 | 1 | 99.88 | 99.88 | 117.3629 | 2020Q2 | https://www.greenelectricalsupply.com/juno-lighting-ic22rledg3-27k-u-6-inch-remodel-led-downlight-2700k.aspx | Green Electrical Supply | 2020 | Yes
LED Lighting | Downlight | Manufacturer: Acuity - Juno Lighting | True |  |  |  |  | 6" Recessed Home > Energy Star Qualified Products > 6" GEN4 LED Remodel 120V 2700K Product Specifications - Quick Reference Lamp Wattage: Working Voltage: 8.6 Watts 120 Volt Dimensions: Rated Life: 14 1/2" x 7 1/4" x 5 1/8" 50,000 Hours Incandescent Equivalent: 65W BR30 Incandescent Dimmable: Yes Light Color: CRI: 2700K Warm White 90 CRI Certifications: Warranty: Energy Star, RoHS, UL 5 Year Limited Juno Lighting Group by Acuity Brands, has an extensive line of recessed can fixtures for your residential and commercial lighting needs. This model is the Juno IC22RLED G4 06LM 27K 90CRI 120 FRPC, 6" IC-Rated Remodel LED recessed can downlight. The Juno Lighting 6 inch LED recessed downlights are a fantastic alternative to incandescent 65 watt BR30 lighting. This model consumes 8.6 watts while producing 600 lumens of light output. Juno Lighting's IC-Rated 600 Lumen LED recessed downlights are the ultra-efficient LED light fixtures that will offer you extra style and flair, while being great for the environment and your pocket. The Juno Generation 4 600 Lumen downlights are available in either 2700K, 3000K, 3500K, and 4000K offering the "designer-look" to perfectly complement any home decor theme. These downlights are manufactured to maximize energy efficiency by having Air-Loc sealed housings. This housing stops the infiltration and ex-filtration of air, reducing heating and cooling costs. They also contain no lead or mercury, making them RoHS compliant. This series is offered in new construction and remodel can styles and are approved for both insulated and non-insulated ceilings. Click here to see the complete Juno IC22RLED G4 Remodel Specification Sheet. The Juno IC22RLED G4 06LM 27K 90CRI 120 FRPC, a replacement of the IC22RLEDG4-27K-U, has a 2700K warm white color temperature and has a minimum of 90 CRI that will beautifully show off the color scheme in any room. The LED array is attached to the thermally conductive inner housing to provide superior heat dissipation ensuring the LEDs rated life of 50,000 hours. This model features a forward/reverse phase cut dimming driver. The dimming driver meets Energy Star dimming requirements and is compatible with most 0-10V wall box dimmers. Click here to see the complete Juno IC22RLED G4 Dimmer Compatibility Sheet. Juno Lighting has made installation of the recessed cans fast and secure. The Air-Loc sealed aluminum housing is vertically adjustable to accommodate up to a 1-7/8" ceiling thickness. The UL and cUL listed junction box is prewired and equipped with quick connect electrical connectors. The mounting frame is expertly manufactured with 22-gauge die-formed galvanized steel and is fully assembled for ease of installation. Click here to see the complete Juno IC22RLED G4 Remodel Installation Instructions. To complete the look of any room using Juno recessed cans, you can choose from Juno's vast selection of trims suited for any room and any application. Click here to explore trim options Juno Lighting 6" Recessed Downlighting Trim Kits. Acuity - Juno Lighting 6" GEN4 LED Remodel 120V 2700K | 2700 | 90 | 600 | 69.7674 | 50000 | 8.6 | 1 | 90.69 | 90.69 | 106.5643 | 2020Q2 | https://www.greenelectricalsupply.com/juno-lighting-ic22rledg4-27k-1-120v-6-inch-remodel-led-downlight-2700k.aspx | Green Electrical Supply | 2020 | Yes
LED Lighting | Downlight | Manufacturer: Acuity - Juno Lighting | True |  |  |  |  | 6" Recessed Home > Energy Star Qualified Products > 6" GEN4 LED Remodel 120-277 27K Product Specifications - Quick Reference Lamp Wattage: Working Voltage: 9 Watts 120-277 Volt Dimensions: Rated Life: 14 1/2" x 7 1/4" x 5 1/8" 50,000 Hours Incandescent Equivalent: 65W BR30 Incandescent Dimmable: Yes (0-10V) Light Color: CRI: 2700K Warm White 90 CRI Certifications: Warranty: Energy Star, RoHS, UL 5 Year Limited Juno Lighting Group by Acuity Brands, has an extensive line of recessed can fixtures for your residential and commercial lighting needs. This model is the Juno IC22RLED G4 06LM 27K 90CRI MVOLT ZT, 6" IC-Rated Remodel LED recessed can downlight. The Juno Lighting 6 inch LED recessed downlights are a fantastic alternative to incandescent 65 watt BR30 lighting. This model consumes around 9 watts while producing 600 lumens of light output. Juno Lighting's IC-Rated 600 Lumen LED recessed downlights are the ultra-efficient LED light fixtures that will offer you extra style and flair, while being great for the environment and your pocket. The Juno Generation 4 600 Lumen downlights are available in either 2700K, 3000K, 3500K, and 4000K offering the "designer-look" to perfectly complement any home decor theme. These downlights are manufactured to maximize energy efficiency by having Air-Loc sealed housings. This housing stops the infiltration and ex-filtration of air, reducing heating and cooling costs. They also contain no lead or mercury, making them RoHS compliant. This series is offered in new construction and remodel can styles and are approved for both insulated and non-insulated ceilings. Click here to see the complete Juno IC22RLED G4 Remodel Specification Sheet. The Juno IC22RLED G4 06LM 27K 90CRI MVOLT ZT, a replacement of the IC22RLEDG4-27K-U, has a 2700K warm white color temperature and has a minimum of 90 CRI that will beautifully show off the color scheme in any room. The LED array is attached to the thermally conductive inner housing to provide superior heat dissipation ensuring the LEDs rated life of 50,000 hours. This model features a universal 0-10V dimming driver. The dimming driver meets Energy Star dimming requirements and is compatible with most 0-10V wall box dimmers. Click here to see the complete Juno IC22RLED G4 Dimmer Compatibility Sheet. Juno Lighting has made installation of the recessed cans fast and secure. The Air-Loc sealed aluminum housing is vertically adjustable to accommodate up to a 1-7/8" ceiling thickness. The UL and cUL listed junction box is prewired and equipped with quick connect electrical connectors. The mounting frame is expertly manufactured with 22-gauge die-formed galvanized steel and is fully assembled for ease of installation. Click here to see the complete Juno IC22RLED G4 Remodel Installation Instructions. To complete the look of any room using Juno recessed cans, you can choose from Juno's vast selection of trims suited for any room and any application. Click here to explore trim options Juno Lighting 6" Recessed Downlighting Trim Kits. Acuity - Juno Lighting 6" GEN4 LED Remodel 120-277 27K | 2700 | 90 | 600 | 66.6667 | 50000 | 9 | 1 | 104.36 | 104.36 | 122.627 | 2020Q2 | https://www.greenelectricalsupply.com/juno-lighting-ic22rledg4-27k-u-6-inch-remodel-led-downlight-2700k.aspx | Green Electrical Supply | 2020 | Yes
LED Lighting | Downlight | Manufacturer: Acuity - Juno Lighting | True |  |  |  |  | 6" Recessed Home > Energy Star Qualified Products > 6" GEN4 LED Remodel 120V 3500K Product Specifications - Quick Reference Lamp Wattage: Working Voltage: 8.6 Watts 120 Volt Dimensions: Rated Life: 14 1/2" x 7 1/4" x 5 1/8" 50,000 Hours Incandescent Equivalent: 65W BR30 Incandescent Dimmable: Yes Light Color: CRI: 3500K Bright White 90 CRI Certifications: Warranty: Energy Star, RoHS, UL 5 Year Limited Juno Lighting Group by Acuity Brands, has an extensive line of recessed can fixtures for your residential and commercial lighting needs. This model is the Juno IC22RLED G4 06LM 35K 90CRI 120 FRPC, 6" IC-Rated Remodel LED recessed can downlight. The Juno Lighting 6 inch LED recessed downlights are a fantastic alternative to incandescent 65 watt BR30 lighting. This model consumes 8.6 watts while producing 600 lumens of light output. Juno Lighting's IC-Rated 600 Lumen LED recessed downlights are the ultra-efficient LED light fixtures that will offer you extra style and flair, while being great for the environment and your pocket. The Juno Generation 4 600 Lumen downlights are available in either 2700K, 3000K, 3500K, and 4000K offering the "designer-look" to perfectly complement any home decor theme. These downlights are manufactured to maximize energy efficiency by having Air-Loc sealed housings. This housing stops the infiltration and ex-filtration of air, reducing heating and cooling costs. They also contain no lead or mercury, making them RoHS compliant. This series is offered in new construction and remodel can styles and are approved for both insulated and non-insulated ceilings. Click here to see the complete Juno IC22RLED G4 Remodel Specification Sheet. The Juno IC22RLED G4 06LM 35K 90CRI 120 FRPC, a replacement of the IC22RLEDG4-35K-U, has a 3500K bright white color temperature and has a minimum of 90 CRI that will beautifully show off the color scheme in any room. The LED array is attached to the thermally conductive inner housing to provide superior heat dissipation ensuring the LEDs rated life of 50,000 hours. This model features a forward/reverse phase cut dimming driver. The dimming driver meets Energy Star dimming requirements and is compatible with most 0-10V wall box dimmers. Click here to see the complete Juno IC22RLED G4 Dimmer Compatibility Sheet. Juno Lighting has made installation of the recessed cans fast and secure. The Air-Loc sealed aluminum housing is vertically adjustable to accommodate up to a 1-7/8" ceiling thickness. The UL and cUL listed junction box is prewired and equipped with quick connect electrical connectors. The mounting frame is expertly manufactured with 22-gauge die-formed galvanized steel and is fully assembled for ease of installation. Click here to see the complete Juno IC22RLED G4 Remodel Installation Instructions. To complete the look of any room using Juno recessed cans, you can choose from Juno's vast selection of trims suited for any room and any application. Click here to explore trim options Juno Lighting 6" Recessed Downlighting Trim Kits. Acuity - Juno Lighting 6" GEN4 LED Remodel 120V 3500K | 3500 | 90 | 600 | 69.7674 | 50000 | 8.6 | 1 | 88.06 | 88.06 | 103.4739 | 2020Q2 | https://www.greenelectricalsupply.com/juno-lighting-ic22rledg4-35k-1-120v-6-inch-remodel-led-downlight-3500k.aspx | Green Electrical Supply | 2020 | Yes
LED Lighting | Downlight | Manufacturer: Acuity - Juno Lighting | True |  |  |  |  | 6" Recessed Home > Energy Star Qualified Products > 6" GEN4 LED Remodel 120-277 35K Product Specifications - Quick Reference Lamp Wattage: Working Voltage: 9 Watts 120-277 Volt Dimensions: Rated Life: 14 1/2" x 7 1/4" x 5 1/8" 50,000 Hours Incandescent Equivalent: 65W BR30 Incandescent Dimmable: Yes (0-10V) Light Color: CRI: 3500K Bright White 90 CRI Certifications: Warranty: Energy Star, RoHS, UL 5 Year Limited Juno Lighting Group by Acuity Brands, has an extensive line of recessed can fixtures for your residential and commercial lighting needs. This model is the Juno IC22RLED G4 06LM 35K 90CRI MVOLT ZT, 6" IC-Rated Remodel LED recessed can downlight. The Juno Lighting 6 inch LED recessed downlights are a fantastic alternative to incandescent 65 watt BR30 lighting. This model consumes around 9 watts while producing 600 lumens of light output. Juno Lighting's IC-Rated 600 Lumen LED recessed downlights are the ultra-efficient LED light fixtures that will offer you extra style and flair, while being great for the environment and your pocket. The Juno Generation 4 600 Lumen downlights are available in either 2700K, 3000K, 3500K, and 4000K offering the "designer-look" to perfectly complement any home decor theme. These downlights are manufactured to maximize energy efficiency by having Air-Loc sealed housings. This housing stops the infiltration and ex-filtration of air, reducing heating and cooling costs. They also contain no lead or mercury, making them RoHS compliant. This series is offered in new construction and remodel can styles and are approved for both insulated and non-insulated ceilings. Click here to see the complete Juno IC22RLED G4 Remodel Specification Sheet. The Juno IC22RLED G4 06LM 35K 90CRI MVOLT ZT, a replacement of the IC22RLEDG4-35K-U, has a 3500K bright white color temperature and has a minimum of 90 CRI that will beautifully show off the color scheme in any room. The LED array is attached to the thermally conductive inner housing to provide superior heat dissipation ensuring the LEDs rated life of 50,000 hours. This model features a universal 0-10V dimming driver. The dimming driver meets Energy Star dimming requirements and is compatible with most 0-10V wall box dimmers. Click here to see the complete Juno IC22RLED G4 Dimmer Compatibility Sheet. Juno Lighting has made installation of the recessed cans fast and secure. The Air-Loc sealed aluminum housing is vertically adjustable to accommodate up to a 1-7/8" ceiling thickness. The UL and cUL listed junction box is prewired and equipped with quick connect electrical connectors. The mounting frame is expertly manufactured with 22-gauge die-formed galvanized steel and is fully assembled for ease of installation. Click here to see the complete Juno IC22RLED G4 Remodel Installation Instructions. To complete the look of any room using Juno recessed cans, you can choose from Juno's vast selection of trims suited for any room and any application. Click here to explore trim options Juno Lighting 6" Recessed Downlighting Trim Kits. Acuity - Juno Lighting 6" GEN4 LED Remodel 120-277 35K | 3500 | 90 | 600 | 66.6667 | 50000 | 9 | 1 | 75.23 | 75.23 | 88.3982 | 2020Q2 | https://www.greenelectricalsupply.com/juno-lighting-ic22rledg4-35k-u-6-inch-remodel-led-downlight-3500k.aspx | Green Electrical Supply | 2020 | Yes
LED Lighting | Downlight | Manufacturer: Acuity - Juno Lighting | True |  |  |  |  | 6" Recessed Home > Energy Star Qualified Products > 6" GEN4 LED Remodel 120V 3000K Product Specifications - Quick Reference Lamp Wattage: Working Voltage: 8.6 Watts 120 Volt Dimensions: Rated Life: 14 1/2" x 7 1/4" x 5 1/8" 50,000 Hours Incandescent Equivalent: 65W BR30 Incandescent Dimmable: Yes Light Color: CRI: 3000K Cool White 90 CRI Certifications: Warranty: Energy Star, RoHS, UL 5 Year Limited Juno Lighting Group by Acuity Brands, has an extensive line of recessed can fixtures for your residential and commercial lighting needs. This model is the Juno IC22RLED G4 06LM 30K 90CRI 120 FRPC, 6" IC-Rated Remodel LED recessed can downlight. The Juno Lighting 6 inch LED recessed downlights are a fantastic alternative to incandescent 65 watt BR30 lighting. This model consumes 8.6 watts while producing 600 lumens of light output. Juno Lighting's IC-Rated 600 Lumen LED recessed downlights are the ultra-efficient LED light fixtures that will offer you extra style and flair, while being great for the environment and your pocket. The Juno Generation 4 600 Lumen downlights are available in either 2700K, 3000K, 3500K, and 4000K offering the "designer-look" to perfectly complement any home decor theme. These downlights are manufactured to maximize energy efficiency by having Air-Loc sealed housings. This housing stops the infiltration and ex-filtration of air, reducing heating and cooling costs. They also contain no lead or mercury, making them RoHS compliant. This series is offered in new construction and remodel can styles and are approved for both insulated and non-insulated ceilings. Click here to see the complete Juno IC22RLED G4 Remodel Specification Sheet. The Juno IC22RLED G4 06LM 30K 90CRI 120 FRPC, a replacement of the IC22RLEDG4-3K-U, has a 3000K warm white color temperature and has a minimum of 90 CRI that will beautifully show off the color scheme in any room. The LED array is attached to the thermally conductive inner housing to provide superior heat dissipation ensuring the LEDs rated life of 50,000 hours. This model features a forward/reverse phase cut dimming driver. The dimming driver meets Energy Star dimming requirements and is compatible with most 0-10V wall box dimmers. Click here to see the complete Juno IC22RLED G4 Dimmer Compatibility Sheet. Juno Lighting has made installation of the recessed cans fast and secure. The Air-Loc sealed aluminum housing is vertically adjustable to accommodate up to a 1-7/8" ceiling thickness. The UL and cUL listed junction box is prewired and equipped with quick connect electrical connectors. The mounting frame is expertly manufactured with 22-gauge die-formed galvanized steel and is fully assembled for ease of installation. Click here to see the complete Juno IC22RLED G4 Remodel Installation Instructions. To complete the look of any room using Juno recessed cans, you can choose from Juno's vast selection of trims suited for any room and any application. Click here to explore trim options Juno Lighting 6" Recessed Downlighting Trim Kits. Acuity - Juno Lighting 6" GEN4 LED Remodel 120V 3000K | 3000 | 90 | 600 | 69.7674 | 50000 | 8.6 | 1 | 90.69 | 90.69 | 106.5643 | 2020Q2 | https://www.greenelectricalsupply.com/juno-lighting-ic22rledg4-3k-1-120v-6-inch-remodel-led-downlight-3000k.aspx | Green Electrical Supply | 2020 | Yes
LED Lighting | Downlight | Manufacturer: Acuity - Juno Lighting | True |  |  |  |  | 6" Recessed Home > Energy Star Qualified Products > 6" GEN4 LED Remodel 120-277 30K Product Specifications - Quick Reference Lamp Wattage: Working Voltage: 9 Watts 120-277 Volt Dimensions: Rated Life: 14 1/2" x 7 1/4" x 5 1/8" 50,000 Hours Incandescent Equivalent: 65W BR30 Incandescent Dimmable: Yes (0-10V) Light Color: CRI: 3000K Warm White 90 CRI Certifications: Warranty: Energy Star, RoHS, UL 5 Year Limited Juno Lighting Group by Acuity Brands, has an extensive line of recessed can fixtures for your residential and commercial lighting needs. This model is the Juno IC22RLED G4 06LM 30K 90CRI MVOLT ZT, 6" IC-Rated Remodel LED recessed can downlight. The Juno Lighting 6 inch LED recessed downlights are a fantastic alternative to incandescent 65 watt BR30 lighting. This model consumes around 9 watts while producing 600 lumens of light output. Juno Lighting's IC-Rated 600 Lumen LED recessed downlights are the ultra-efficient LED light fixtures that will offer you extra style and flair, while being great for the environment and your pocket. The Juno Generation 4 600 Lumen downlights are available in either 2700K, 3000K, 3500K, and 4000K offering the "designer-look" to perfectly complement any home decor theme. These downlights are manufactured to maximize energy efficiency by having Air-Loc sealed housings. This housing stops the infiltration and ex-filtration of air, reducing heating and cooling costs. They also contain no lead or mercury, making them RoHS compliant. This series is offered in new construction and remodel can styles and are approved for both insulated and non-insulated ceilings. Click here to see the complete Juno IC22RLED G4 Remodel Specification Sheet. The Juno IC22RLED G4 06LM 30K 90CRI MVOLT ZT, a replacement of the IC22RLEDG4-3K-U, has a 3000K warm white color temperature and has a minimum of 90 CRI that will beautifully show off the color scheme in any room. The LED array is attached to the thermally conductive inner housing to provide superior heat dissipation ensuring the LEDs rated life of 50,000 hours. This model features a universal 0-10V dimming driver. The dimming driver meets Energy Star dimming requirements and is compatible with most 0-10V wall box dimmers. Click here to see the complete Juno IC22RLED G4 Dimmer Compatibility Sheet. Juno Lighting has made installation of the recessed cans fast and secure. The Air-Loc sealed aluminum housing is vertically adjustable to accommodate up to a 1-7/8" ceiling thickness. The UL and cUL listed junction box is prewired and equipped with quick connect electrical connectors. The mounting frame is expertly manufactured with 22-gauge die-formed galvanized steel and is fully assembled for ease of installation. Click here to see the complete Juno IC22RLED G4 Remodel Installation Instructions. To complete the look of any room using Juno recessed cans, you can choose from Juno's vast selection of trims suited for any room and any application. Click here to explore trim options Juno Lighting 6" Recessed Downlighting Trim Kits. Acuity - Juno Lighting 6" GEN4 LED Remodel 120-277 30K | 3000 | 90 | 600 | 66.6667 | 50000 | 9 | 1 | 75.23 | 75.23 | 88.3982 | 2020Q2 | https://www.greenelectricalsupply.com/juno-lighting-ic22rledg4-3k-u-6-inch-remodel-led-downlight-3000k.aspx | Green Electrical Supply | 2020 | Yes
LED Lighting | Downlight | Manufacturer: Acuity - Juno Lighting | True |  |  |  |  | 4" Recessed Home > Energy Star Qualified Products > 4" GEN4 900L Remodel 120V 2700K Product Specifications - Quick Reference Lamp Wattage: Working Voltage: 11.6 Watts 120 Volt Dimensions: Rated Life: 12 1/2" x 4 3/4" 50,000 Hours Incandescent Equivalent: PAR20 (900 Lumens) Dimmable: YES Light Color: CRI: 2700K Warm White 90 CRI Certifications: Warranty: ENERGY STAR, UL 5 Year Limited This model is the Juno IC91RLEDG4-27K-1 or IC1RLED G4 09LM 27K 90CRI 120 FRPC, 4" IC-Rated Remodel 2700K LED recessed can light. It utilizes a dedicated 120 volt 50/60 Hz driver. The Juno Lighting 4 inch LED recessed downlights are a fantastic alternative to incandescent 75 watt incandescent lighting. The Juno Lighting 4 120V recessed fixtures consume less than 12 watts while providing 900 lumens of light output! Juno Lighting's IC-Rated 900 lumen LED recessed downlights are the ultra-efficient LED light fixtures that will offer you extra style and flair. The Juno Generation 4 900 lumen downlights are available in either 2700K, 3000K, 3500K or 4100K offering the "designer-look" to perfectly complement any home decor theme. Juno Lightings 4 recessed lighting fixtures are manufactured to maximize energy efficiency. These fixtures have Air-Loc® sealed housings. The Air-Loc® sealed housing stops the infiltration and exfiltration of air, reducing heating and cooling costs. Offered in new construction and remodel can styles, these Juno LED recessed downlights are IC rated, approving them for use in both insulated and non-insulated ceilings. Click here to see the complete Juno Lighting IC1RLEDG4 Remodel LED Downlight Specification Sheet. The Juno IC1RLED G4 09LM 27K 90CRI 120 FRPC has a 2700K (warm white) color temperature and utilizes a high lumen output LED array. At full lumen output this fixture has minimum CRI of 90 that will beautifully show off the color scheme in any room. The LED array produces 900 lumens and uses less than 12 watts. The LED array is attached to the thermally conductive inner housing to provide superior heat dissipation ensuring the LEDs rated life of 50,000 hours. The LEDs are binned to exceed ENERGY STAR® requirements. Junos binning process combined with their reflector design and diffusing lens produces uniform color of light and fixture luminance. The dedicated 120V LED driver is compatible with dimming methods such as incandescent, magnetic low voltage and electronic low voltage wall box dimmers. The Juno IC1RLED G4 09LM 27K 90CRI 120 FRPC is NOT compatible with other dimming methods such as 0-10V. To dim with a 0-10V dimming system one must install the Juno universal voltage (120-277V) recessed cans. Click here to see the complete Juno LED Downlight Dimmer Compatibility Sheet. Juno Lighting has made installation of the 4, Generation 4, 900 Lumen recessed cans fast and secure. The remodel housing installs from below in an opening in the ceiling. The Air-Loc® sealed aluminum housing utilizes springs to accommodate up to a 1.5 ceiling thickness. The junction box is prewired and equipped with quick connect electrical connectors. The junction box also provides five 1/2 knock outs and four knockouts fir 12/2 or 14/2 NM cable and ground wire. For complete installation instructions click here Juno IC91RLEDG4 Remodel Installation Instructions. To complete the look of any room using Juno 4 900 lumen LED recessed downlight cans one can choose from Junos vast selection of trims suited for any room and any application. Click here to explore trim options Juno Lighting 4" Recessed Downlighting Trim Kits. The Juno IC91RLEDG4-27K-1 (UPC 661209460066) is ENERGY STAR Qualified when used with select trims Certified to the high efficiency requirements of California T24 with select trims UL listed for Canada through-branch wiring Damp locations rated UL and cUL. Acuity - Juno Lighting 4" GEN4 900L Remodel 120V 2700K | 2700 | 90 | 900 | 77.5862 | 50000 | 11.6 | 1 | 106.46 | 106.46 | 125.0946 | 2020Q2 | https://www.greenelectricalsupply.com/juno-lighting-ic91rledg4-27k-1-120v-4-inch-remodel-900l-led-recessed-can.aspx | Green Electrical Supply | 2020 | Yes
LED Lighting | Downlight | Manufacturer: Acuity - Juno Lighting | True |  |  |  |  | 4" Recessed Home > Energy Star Qualified Products > 4" GEN4 900L Remodel 120V 3500K Product Specifications - Quick Reference Lamp Wattage: Working Voltage: 11.6 Watts 120 Volt Dimensions: Rated Life: 12 1/2" x 4 3/4" 50,000 Hours Incandescent Equivalent: PAR20 (900 Lumens) Dimmable: YES Light Color: CRI: 3500K 90 CRI Certifications: Warranty: ENERGY STAR, UL 5 Year Limited This model is the Juno IC91RLEDG4-35K-1 or IC1RLED G4 09LM 35K 90CRI 120 FRPC, 4" IC-Rated Remodel 3500K LED recessed can light. It utilizes a dedicated 120 volt 50/60 Hz driver. The Juno Lighting 4 inch LED recessed downlights are a fantastic alternative to incandescent 75 watt incandescent lighting. The Juno Lighting 4 120V recessed fixtures consume less than 12 watts while providing 900 lumens of light output! Juno Lighting's IC-Rated 900 lumen LED recessed downlights are the ultra-efficient LED light fixtures that will offer you extra style and flair. The Juno Generation 4 900 lumen downlights are available in either 2700K, 3000K, 3500K or 4100K offering the "designer-look" to perfectly complement any home decor theme. Juno Lightings 4 recessed lighting fixtures are manufactured to maximize energy efficiency. These fixtures have Air-Loc® sealed housings. The Air-Loc® sealed housing stops the infiltration and exfiltration of air, reducing heating and cooling costs. Offered in new construction and remodel can styles, these Juno LED recessed downlights are IC rated, approving them for use in both insulated and non-insulated ceilings. Click here to see the complete Juno Lighting IC91RLEDG4 Remodel LED Downlight Specification Sheet. The Juno IC1RLED G4 09LM 35K 90CRI 120 FRPC has a 3500K (bright white) color temperature and utilizes a high lumen output LED array. At full lumen output this fixture has minimum CRI of 90 that will beautifully show off the color scheme in any room. The LED array produces 900 lumens and uses less than 12 watts. The LED array is attached to the thermally conductive inner housing to provide superior heat dissipation ensuring the LEDs rated life of 50,000 hours. The LEDs are binned to exceed ENERGY STAR® requirements. Junos binning process combined with their reflector design and diffusing lens produces uniform color of light and fixture luminance. The dedicated 120V LED driver is compatible with dimming methods such as incandescent, magnetic low voltage and electronic low voltage wall box dimmers. The Juno IC1RLED G4 09LM 35K 90CRI 120 FRPC is NOT compatible with other dimming methods such as 0-10V. To dim with a 0-10V dimming system one must install the Juno universal voltage (120-277V) recessed cans. Click here to see the complete Juno LED Downlight Dimmer Compatibility Sheet. Juno Lighting has made installation of the 4, Generation 4, 900 Lumen recessed cans fast and secure. The remodel housing installs from below in an opening in the ceiling. The Air-Loc® sealed aluminum housing utilizes springs to accommodate up to a 1.5 ceiling thickness. The junction box is prewired and equipped with quick connect electrical connectors. The junction box also provides five 1/2 knock outs and four knockouts fir 12/2 or 14/2 NM cable and ground wire. For complete installation instructions click here Juno IC91RLEDG4 Remodel Installation Instructions. To complete the look of any room using Juno 4 900 lumen LED recessed downlight cans one can choose from Junos vast selection of trims suited for any room and any application. Click here to explore trim options Juno Lighting 4" Recessed Downlighting Trim Kits. The Juno IC91RLEDG4-35K-1 (UPC 661209460080) is ENERGY STAR Qualified when used with select trims Certified to the high efficiency requirements of California T24 with select trims UL listed for U.S. and Canada through-branch wiring Damp locations rated , UL and cUL. Acuity - Juno Lighting 4" GEN4 900L Remodel 120V 3500K | 3500 | 90 | 900 | 77.5862 | 50000 | 11.6 | 1 | 98.46 | 98.46 | 115.6943 | 2020Q2 | https://www.greenelectricalsupply.com/juno-lighting-ic91rledg4-35k-1-120v-4-inch-remodel-900l-led-recessed-can.aspx | Green Electrical Supply | 2020 | Yes
LED Lighting | Downlight | Manufacturer: Acuity - Juno Lighting | True |  |  |  |  | 4" Recessed Home > Energy Star Qualified Products > 4" GEN4 900L Remodel 120V 3000K Product Specifications - Quick Reference Lamp Wattage: Working Voltage: 14.9 Watts 120 Volt Dimensions: Rated Life: 12 1/2" x 4 3/4" 50,000 Hours Incandescent Equivalent: PAR20 (900 Lumens) Dimmable: YES Light Color: CRI: 3000K 90 CRI Certifications: Warranty: ENERGY STAR, UL 5 Year Limited This model is the Juno IC91RLEDG4-3K-1 or IC1RLED G4 09LM 30K 90CRI 120 FRPC, 4" IC-Rated Remodel 3000K LED recessed can light. It utilizes a dedicated 120 volt 50/60 Hz driver. The Juno Lighting 4 inch LED recessed downlights are a fantastic alternative to incandescent 75 watt incandescent lighting. The Juno Lighting 4 120V recessed fixtures consume less than 12 watts while providing 900 lumens of light output! Juno Lighting's IC-Rated 900 lumen LED recessed downlights are the ultra-efficient LED light fixtures that will offer you extra style and flair. The Juno Generation 4 900 lumen downlights are available in either 2700K, 3000K, 3500K or 4100K offering the "designer-look" to perfectly complement any home decor theme. Juno Lightings 4 recessed lighting fixtures are manufactured to maximize energy efficiency. These fixtures have Air-Loc® sealed housings. The Air-Loc® sealed housing stops the infiltration and exfiltration of air, reducing heating and cooling costs. Offered in new construction and remodel can styles, these Juno LED recessed downlights are IC rated, approving them for use in both insulated and non-insulated ceilings. Click here to see the complete Juno Lighting IC1RLEDG4 Remodel LED Downlight Specification Sheet. The Juno IC1RLED G4 09LM 30K 90CRI 120 FRPC has a 3000K (warm white) color temperature and utilizes a high lumen output LED array. At full lumen output this fixture has minimum CRI of 90 that will beautifully show off the color scheme in any room. The LED array produces 900 lumens and uses less than 12 watts. The LED array is attached to the thermally conductive inner housing to provide superior heat dissipation ensuring the LEDs rated life of 50,000 hours. The LEDs are binned to exceed ENERGY STAR® requirements. Junos binning process combined with their reflector design and diffusing lens produces uniform color of light and fixture luminance. The dedicated 120V LED driver is compatible with dimming methods such as incandescent, magnetic low voltage and electronic low voltage wall box dimmers. The Juno IC1RLED G4 09LM 30K 90CRI 120 FRPC is NOT compatible with other dimming methods such as 0-10V. To dim with a 0-10V dimming system one must install the Juno universal voltage (120-277V) recessed cans. Click here to see the complete Juno LED Downlight Dimmer Compatibility Sheet. Juno Lighting has made installation of the 4, Generation 4, 900 Lumen recessed cans fast and secure. The remodel housing installs from below in an opening in the ceiling. The Air-Loc® sealed aluminum housing utilizes springs to accommodate up to a 1.5 ceiling thickness. The junction box is prewired and equipped with quick connect electrical connectors. The junction box also provides five 1/2 knock outs and four knockouts fir 12/2 or 14/2 NM cable and ground wire. For complete installation instructions click here Juno IC91RLEDG4 Remodel Installation Instructions. To complete the look of any room using Juno 4 900 lumen LED recessed downlight cans one can choose from Junos vast selection of trims suited for any room and any application. Click here to explore trim options Juno Lighting 4" Recessed Downlighting Trim Kits. The Juno IC91RLEDG4-3K-1 (UPC 6612094600103) is ENERGY STAR Qualified when used with select trims Certified to the high efficiency requirements of California T24 with select trims UL listed for U.S. and Canada through-branch wiring Damp locations rated UL and cUL. Acuity - Juno Lighting 4" GEN4 900L Remodel 120V 3000K | 3000 | 90 | 900 | 77.5862 | 50000 | 11.6 | 1 | 106.46 | 106.46 | 125.0946 | 2020Q2 | https://www.greenelectricalsupply.com/juno-lighting-ic91rledg4-3k-1-120v-4-inch-remodel-900l-led-recessed-can.aspx | Green Electrical Supply | 2020 | Yes
LED Lighting | Downlight | Manufacturer: Acuity - Juno Lighting | True |  |  |  |  | 4" Recessed Home > Energy Star Qualified Products > 4" GEN4 900L Remodel 120V 4100K Product Specifications - Quick Reference Lamp Wattage: Working Voltage: 11.6 Watts 120 Volt Dimensions: Rated Life: 12 1/2" x 4 3/4" 50,000 Hours Incandescent Equivalent: PAR20 (900 Lumens) Dimmable: YES Light Color: CRI: 4100K 90 CRI Certifications: Warranty: ENERGY STAR, UL 5 Year Limited This model is the Juno IC91RLEDG4-41K-1 or IC1RLED G4 09LM 40K 90CRI 120 FRPC, 4" IC-Rated Remodel 4100K LED recessed can light. It utilizes a dedicated 120 volt 50/60 Hz driver. The Juno Lighting 4 inch LED recessed downlights are a fantastic alternative to incandescent 75 watt incandescent lighting. The Juno Lighting 4 120V recessed fixtures consume less than 12 watts while providing 900 lumens of light output! Juno Lighting's IC-Rated 900 lumen LED recessed downlights are the ultra-efficient LED light fixtures that will offer you extra style and flair. The Juno Generation 4 900 lumen downlights are available in either 2700K, 3000K, 3500K or 4100K offering the "designer-look" to perfectly complement any home decor theme. Juno Lightings 4 recessed lighting fixtures are manufactured to maximize energy efficiency. These fixtures have Air-Loc® sealed housings. The Air-Loc® sealed housing stops the infiltration and exfiltration of air, reducing heating and cooling costs. Offered in new construction and remodel can styles, these Juno LED recessed downlights are IC rated, approving them for use in both insulated and non-insulated ceilings. Click here to see the complete Juno Lighting IC91RLEDG4 Remodel LED Downlight Specification Sheet. The Juno IC91RLEDG4-41K-1 has a 4100K (cool white) color temperature and utilizes a high lumen output LED array. At full lumen output this fixture has minimum CRI of 90 that will beautifully show off the color scheme in any room. The LED array produces 900 lumens and uses less than 12 watts. The LED array is attached to the thermally conductive inner housing to provide superior heat dissipation ensuring the LEDs rated life of 50,000 hours. The LEDs are binned to exceed ENERGY STAR® requirements. Junos binning process combined with their reflector design and diffusing lens produces uniform color of light and fixture luminance. The dedicated 120V LED driver is compatible with dimming methods such as incandescent, magnetic low voltage and electronic low voltage wall box dimmers. The Juno IC91RLEDG4-41K-1 is NOT compatible with other dimming methods such as 0-10V. To dim with a 0-10V dimming system one must install the Juno universal voltage (120-277V) recessed cans. Click here to see the complete Juno LED Downlight Dimmer Compatibility Sheet. Juno Lighting has made installation of the 4, Generation 4, 900 Lumen recessed cans fast and secure. The remodel housing installs from below in an opening in the ceiling. The Air-Loc® sealed aluminum housing utilizes springs to accommodate up to a 1.5 ceiling thickness. The junction box is prewired and equipped with quick connect electrical connectors. The junction box also provides five 1/2 knock outs and four knockouts fir 12/2 or 14/2 NM cable and ground wire. For complete installation instructions click here Juno IC91RLEDG4 Remodel Installation Instructions. To complete the look of any room using Juno 4 900 lumen LED recessed downlight cans one can choose from Junos vast selection of trims suited for any room and any application. Click here to explore trim optionsJuno Lighting 4" Recessed Downlighting Trim Kits. The Juno IC91RLEDG4-41K-1 (UPC 661209460127) is ENERGY STAR Qualified when used with select trims Certified to the high efficiency requirements of California T24 with select trims UL listed for U.S. and Canada through-branch wiring Damp locations rated UL and cUL. Acuity - Juno Lighting 4" GEN4 900L Remodel 120V 4100K | 4100 | 90 | 900 | 77.5862 | 50000 | 11.6 | 1 | 98.46 | 98.46 | 115.6943 | 2020Q2 | https://www.greenelectricalsupply.com/juno-lighting-ic91rledg4-41k-1-120v-4-inch-remodel-900l-led-recessed-can.aspx | Green Electrical Supply | 2020 | Yes
LED Lighting | Downlight | Manufacturer: Acuity - Juno Lighting | True |  |  |  |  | 4" Recessed Home > Energy Star Qualified Products > 4" GEN4 900L Remodel UNV 4100K Product Specifications - Quick Reference Lamp Wattage: Working Voltage: 15.6 Watts 120-277 Volt Dimensions: Rated Life: 12 1/2" x 4 3/4" 50,000 Hours Incandescent Equivalent: PAR20 (900 Lumens) Dimmable: YES Light Color: CRI: 4100K 90 CRI Certifications: Warranty: ENERGY STAR, UL 5 Year Limited This model is the Juno IC91RLEDG4-41K-U or IC1RLED G4 09LM 40K 90CRI MVOLT ZT10, 4" IC-Rated Remodel 4100K LED recessed can light. It utilizes a universal 120-277 volt 50/60 Hz driver. The Juno Lighting 4 inch LED recessed downlights are a fantastic alternative to incandescent 75 watt incandescent lighting. The Juno Lighting 4 120-277V recessed fixtures consume less than 16 watts while providing 900 lumens of light output! Juno Lighting's IC-Rated 900 lumen LED recessed downlights are the ultra-efficient LED light fixtures that will offer you extra style and flair. The Juno Generation 4 900 lumen downlights are available in either 2700K, 3000K, 3500K or 4100K offering the "designer-look" to perfectly complement any home decor theme. Juno Lightings 4 recessed lighting fixtures are manufactured to maximize energy efficiency. These fixtures have Air-Loc® sealed housings. The Air-Loc® sealed housing stops the infiltration and exfiltration of air, reducing heating and cooling costs. Offered in new construction and remodel can styles, these Juno LED recessed downlights are IC rated, approving them for use in both insulated and non-insulated ceilings. Click here to see the complete Juno Lighting IC91RLEDG4 Remodel LED Downlight Specification Sheet. The Juno IC91RLEDG4-41K-U has a 4100K (cool white) color temperature and utilizes a high lumen output LED array. At full lumen output this fixture has minimum CRI of 90 that will beautifully show off the color scheme in any room. The LED array produces 900 lumens and uses less than 16 watts. The LED array is attached to the thermally conductive inner housing to provide superior heat dissipation ensuring the LEDs rated life of 50,000 hours. The LEDs are binned to exceed ENERGY STAR® requirements. Junos binning process combined with their reflector design and diffusing lens produces uniform color of light and fixture luminance. The dedicated, universal 120/277V LED driver meets ENERGY STAR dimming requirements (yes, even at 277 volt) and is compatible with most 0-10V wall box dimmers. The Juno IC91LEDG4-41K-U is NOT compatible with other dimming methods such as incandescent, magnetic low voltage, electronic low voltage (you must install the Juno dedicated 120 volt recessed cans for these dimming options). Click here to see the complete Juno LED Downlight Dimmer Compatibility Sheet. Juno Lighting has made installation of the 4, Generation 4, 900 Lumen recessed cans fast and secure. The remodel housing installs from below in an opening in the ceiling. The Air-Loc® sealed aluminum housing utilizes springs to accommodate up to a 1.5 ceiling thickness. The junction box is prewired and equipped with quick connect electrical connectors. The junction box also provides five 1/2 knock outs and four knockouts fir 12/2 or 14/2 NM cable and ground wire. For complete installation instructions click here Juno IC91RLEDG4 Remodel Installation Instructions. To complete the look of any room using Juno 4 900 lumen LED recessed downlight cans one can choose from Junos vast selection of trims suited for any room and any application. Click here to explore trim options Juno Lighting 4" Recessed Downlighting Trim Kits. The Juno IC91RLEDG4-41K-U (UPC 661209460134) is ENERGY STAR® Qualified when used with select trims Certified to the high efficiency requirements of California T24 with select trims UL listed for U.S. and Canada through-branch wiring Damp locations rated UL and cUL. Acuity - Juno Lighting 4" GEN4 900L Remodel UNV 4100K | 4100 | 90 | 900 | 60.4027 | 50000 | 14.9 | 1 | 39.49 | 39.49 | 46.4023 | 2020Q2 | https://www.greenelectricalsupply.com/juno-lighting-ic91rledg4-41k-u-4-inch-remodel-900l-led-recessed-can.aspx | Green Electrical Supply | 2020 | Yes
LED Lighting | Downlight | Manufacturer: Acuity - Juno Lighting | True |  |  |  |  | 5" Recessed Home > Energy Star Qualified Products > 5" GEN4 LED 900L 120V 2700K Product Specifications - Quick Reference Lamp Wattage: Working Voltage: 15.7 Watts 120 Volt Dimensions: Rated Life: 15 3/4" W x 4 7/8" H 50,000 Hours Incandescent Equivalent: 75 Watts (900 Lumens) Dimmable: YES Light Color: CRI: 2700K 90 CRI Certifications: Warranty: ENERGY STAR, UL 5 Year Limited This model is the Juno IC920LEDG4-27K-1 or IC20LED G4 09LM 27K 90CRI 120 FRPC, 5" IC-Rated New Construction 2700K LED recessed can light. It utilizes a dedicated 120 volt 50/60 Hz driver. The Juno Lighting 5 inch LED recessed downlights are a fantastic alternative to incandescent 75 watt incandescent lighting. The Juno Lighting 5 120V recessed fixtures consume less than 16 watts while providing 900 lumens of light output! Juno Lighting's IC-Rated 900 lumen LED recessed downlights are the ultra-efficient LED light fixtures that will offer you extra style and flair. The Juno Generation 4 900 lumen downlights are available in either 2700K, 3000K, 3500K or 4100K offering the "designer-look" to perfectly complement any home decor theme. Juno Lightings 5 recessed lighting fixtures are manufactured to maximize energy efficiency. These fixtures have Air-Loc® sealed housings. The Air-Loc® sealed housing stops the infiltration and exfiltration of air, reducing heating and cooling costs. Offered in new construction and remodel can styles, these Juno LED recessed downlights are IC rated, approving them for use in both insulated and non-insulated ceilings. Click here to see the complete Juno Lighting IC920LEDG4 New Construction Specification Sheet. The Juno IC920LEDG4-27K-1 has a 2700K (warm white) color temperature and utilizes a high lumen output LED array. At full lumen output this fixture has minimum CRI of 90 that will beautifully show off the color scheme in any room. The LED array is attached to the thermally conductive inner housing to provide superior heat dissipation ensuring the LEDs rated life of 50,000 hours. The LEDs are binned to exceed ENERGY STAR® requirements. Junos binning process combined with their reflector design and diffusing lens produces uniform color of light and fixture luminance. The dedicated 120V LED driver is compatible with dimming methods such as incandescent, magnetic low voltage and electronic low voltage wall box dimmers. The Juno IC920LEDG4-27K-1 is NOT compatible with other dimming methods such as 0-10V. To dim with a 0-10V dimming system one must install the Juno universal voltage (120-277V) recessed cans. Click here to see the complete Juno IC920LEDG4 and IC920RLEDG4 Dimmer Compatibility Sheet. Juno Lighting has made installation of the 5, Generation 4, 900 Lumen recessed cans fast and secure. The Air-Loc® sealed aluminum housing is vertically adjustable to accommodate up to a 1.5 ceiling thickness. The UL and cUL listed junction box is prewired and equipped with quick connect electrical connectors. The mounting frame is expertly manufactured with 22-guage die-formed galvanized steel and is fully assembled for ease of installation. Patented Real Nail® 3 bar hangers: telescoping system permits quick placement of housing anywhere within 24 O.C. joists or suspended ceiling. Click here to see the complete Juno IC920LEDG4 New Construction Installation Instructions.To complete the look of any room using Juno 5 900 lumen LED recessed downlight cans one can choose from Junos vast selection of trims suited for any room and any application. Click here to explore trim options Juno Lighting 5" Recessed Downlighting Trim Kits. The Juno IC920LEDG4-27K-1 (UPC 661209388148) is ENERGY STAR Qualified when used with select trims Certified to the high efficiency requirements of California T24 with select trims UL listed for U.S. and Canada through-branch wiring Damp location rated UL and cUL. Acuity - Juno Lighting 5" GEN4 LED 900L 120V 2700K | 2700 | 90 | 900 | 57.3248 | 50000 | 15.7 | 1 | 99.18 | 99.18 | 116.5403 | 2020Q2 | https://www.greenelectricalsupply.com/juno-lighting-ic920ledg4-27k-1-5-inch-new-construction-led-downlight-2700k.aspx | Green Electrical Supply | 2020 | Yes
LED Lighting | Downlight | Manufacturer: Acuity - Juno Lighting | True |  |  |  |  | 5" Recessed Home > Energy Star Qualified Products > 5" GEN4 LED 900L 120V 3500K Product Specifications - Quick Reference Lamp Wattage: Working Voltage: 15.7 Watts 120 Volt Dimensions: Rated Life: 15 3/4" W x 4 7/8" H 50,000 Hours Incandescent Equivalent: 75 Watts (900 Lumens) Dimmable: YES Light Color: CRI: 3500K 90 CRI Certifications: Warranty: ENERGY STAR, UL 5 Year Limited This model is the Juno IC920LEDG4-35K-1 or IC20LED G4 09LM 35K 90CRI 120 FRPC, 5" IC-Rated New Construction 3500K LED recessed can light. It utilizes a dedicated 120 volt 50/60 Hz driver. The Juno Lighting 5 inch LED recessed downlights are a fantastic alternative to incandescent 75 watt incandescent lighting. The Juno Lighting 5 120V recessed fixtures consume less than 16 watts while providing 900 lumens of light output! Juno Lighting's IC-Rated 900 lumen LED recessed downlights are the ultra-efficient LED light fixtures that will offer you extra style and flair. The Juno Generation 4 900 lumen downlights are available in either 2700K, 3000K, 3500K or 4100K offering the "designer-look" to perfectly complement any home decor theme. Juno Lightings 5 recessed lighting fixtures are manufactured to maximize energy efficiency. These fixtures have Air-Loc® sealed housings. The Air-Loc® sealed housing stops the infiltration and exfiltration of air, reducing heating and cooling costs. Offered in new construction and remodel can styles, these Juno LED recessed downlights are IC rated, approving them for use in both insulated and non-insulated ceilings. Click here to see the complete Juno Lighting IC920LEDG4 New Construction Specification Sheet. The Juno IC920LEDG4-35K-1 has a 3500K (bright white) color temperature and utilizes a high lumen output LED array. At full lumen output this fixture has minimum CRI of 90 that will beautifully show off the color scheme in any room. The LED array is attached to the thermally conductive inner housing to provide superior heat dissipation ensuring the LEDs rated life of 50,000 hours. The LEDs are binned to exceed ENERGY STAR® requirements. Junos binning process combined with their reflector design and diffusing lens produces uniform color of light and fixture luminance. The dedicated 120V LED driver is compatible with dimming methods such as incandescent, magnetic low voltage and electronic low voltage wall box dimmers. The Juno IC920LEDG4-35K-1 is NOT compatible with other dimming methods such as 0-10V. To dim with a 0-10V dimming system one must install the Juno universal voltage (120-277V) recessed cans. Click here to see the complete Juno IC920LEDG4 and IC920RLEDG4 Dimmer Compatibility Sheet. Juno Lighting has made installation of the 5, Generation 4, 900 Lumen recessed cans fast and secure. The Air-Loc® sealed aluminum housing is vertically adjustable to accommodate up to a 1.5 ceiling thickness. The UL and cUL listed junction box is prewired and equipped with quick connect electrical connectors. The mounting frame is expertly manufactured with 22-guage die-formed galvanized steel and is fully assembled for ease of installation. Patented Real Nail® 3 bar hangers: telescoping system permits quick placement of housing anywhere within 24 O.C. joists or suspended ceiling. Click here to see the complete Juno IC920LEDG4 New Construction Installation Instructions.To complete the look of any room using Juno 5 900 lumen LED recessed downlight cans one can choose from Junos vast selection of trims suited for any room and any application. Click here to explore trim options Juno Lighting 5" Recessed Downlighting Trim Kits. The Juno IC920LEDG4-35K-1 (UPC 661209388186) is ENERGY STAR Qualified when used with select trims Certified to the high efficiency requirements of California T24 with select trims UL listed for U.S. and Canada through-branch wiring Damp location rated UL and cUL. Acuity - Juno Lighting 5" GEN4 LED 900L 120V 3500K | 3500 | 90 | 900 | 57.3248 | 50000 | 15.7 | 1 | 99.18 | 99.18 | 116.5403 | 2020Q2 | https://www.greenelectricalsupply.com/juno-lighting-ic920ledg4-35k-1-5-inch-new-construction-led-downlight-3500k.aspx | Green Electrical Supply | 2020 | Yes
LED Lighting | Downlight | Manufacturer: Acuity - Juno Lighting | True |  |  |  |  | 5" Recessed Home > Energy Star Qualified Products > 5" GEN4 LED 900L 120V 3000K Product Specifications - Quick Reference Lamp Wattage: Working Voltage: 15.7 Watts 120 Volt Dimensions: Rated Life: 15 3/4" W x 4 7/8" H 50,000 Hours Incandescent Equivalent: 75 Watts (900 Lumens) Dimmable: YES Light Color: CRI: 3000K 90 CRI Certifications: Warranty: ENERGY STAR, UL 5 Year Limited This model is the Juno IC920LEDG4-3K-1 or IC20LED G4 09LM 30K 90CRI 120 FRPC, 5" IC-Rated New Construction 3000K LED recessed can light. It utilizes a dedicated 120 volt 50/60 Hz driver. The Juno Lighting 5 inch LED recessed downlights are a fantastic alternative to incandescent 75 watt incandescent lighting. The Juno Lighting 5 120V recessed fixtures consume less than 16 watts while providing 900 lumens of light output! Juno Lighting's IC-Rated 900 lumen LED recessed downlights are the ultra-efficient LED light fixtures that will offer you extra style and flair. The Juno Generation 4 900 lumen downlights are available in either 2700K, 3000K, 3500K or 4100K offering the "designer-look" to perfectly complement any home decor theme. Juno Lightings 5 recessed lighting fixtures are manufactured to maximize energy efficiency. These fixtures have Air-Loc® sealed housings. The Air-Loc® sealed housing stops the infiltration and exfiltration of air, reducing heating and cooling costs. Offered in new construction and remodel can styles, these Juno LED recessed downlights are IC rated, approving them for use in both insulated and non-insulated ceilings. Click here to see the complete Juno Lighting IC920LEDG4 New Construction Specification Sheet. The Juno IC920LEDG4-3K-1 has a 3000K (warm white) color temperature and utilizes a high lumen output LED array. At full lumen output this fixture has minimum CRI of 90 that will beautifully show off the color scheme in any room. The LED array is attached to the thermally conductive inner housing to provide superior heat dissipation ensuring the LEDs rated life of 50,000 hours. The LEDs are binned to exceed ENERGY STAR® requirements. Junos binning process combined with their reflector design and diffusing lens produces uniform color of light and fixture luminance. The dedicated 120V LED driver is compatible with dimming methods such as incandescent, magnetic low voltage and electronic low voltage wall box dimmers. The Juno IC920LEDG4-3K-1 is NOT compatible with other dimming methods such as 0-10V. To dim with a 0-10V dimming system one must install the Juno universal voltage (120-277V) recessed cans. Click here to see the complete Juno IC920LEDG4 and IC920RLEDG4 Dimmer Compatibility Sheet. Juno Lighting has made installation of the 5, Generation 4, 900 Lumen recessed cans fast and secure. The Air-Loc® sealed aluminum housing is vertically adjustable to accommodate up to a 1.5 ceiling thickness. The UL and cUL listed junction box is prewired and equipped with quick connect electrical connectors. The mounting frame is expertly manufactured with 22-guage die-formed galvanized steel and is fully assembled for ease of installation. Patented Real Nail® 3 bar hangers: telescoping system permits quick placement of housing anywhere within 24 O.C. joists or suspended ceiling. Click here to see the complete Juno IC920LEDG4 New Construction Installation Instructions.To complete the look of any room using Juno 5 900 lumen LED recessed downlight cans one can choose from Junos vast selection of trims suited for any room and any application. Click here to explore trim options Juno Lighting 5" Recessed Downlighting Trim Kits. The Juno IC920LEDG4-3K-1 (UPC 661209388216) is ENERGY STAR Qualified when used with select trims Certified to the high efficiency requirements of California T24 with select trims UL listed for U.S. and Canada through-branch wiring Damp location rated UL and cUL. Acuity - Juno Lighting 5" GEN4 LED 900L 120V 3000K | 3000 | 90 | 900 | 57.3248 | 50000 | 15.7 | 1 | 99.18 | 99.18 | 116.5403 | 2020Q2 | https://www.greenelectricalsupply.com/juno-lighting-ic920ledg4-3k-1-5-inch-new-construction-led-downlight-3000k.aspx | Green Electrical Supply | 2020 | Yes
LED Lighting | Downlight | Manufacturer: Acuity - Juno Lighting | True |  |  |  |  | 5" Recessed Home > Energy Star Qualified Products > 5" GEN4 LED 900L 120V 4100K Product Specifications - Quick Reference Lamp Wattage: Working Voltage: 15.7 Watts 120 Volt Dimensions: Rated Life: 15 3/4" W x 4 7/8" H 50,000 Hours Incandescent Equivalent: 75 Watts (900 Lumens) Dimmable: YES Light Color: CRI: 4100K 90 CRI Certifications: Warranty: ENERGY STAR, UL 5 Year Limited This model is the Juno IC920LEDG4-41K-1 or IC20LED G4 09LM 40K 90CRI 120 FRPC, 5" IC-Rated New Construction 4100K LED recessed can light. It utilizes a dedicated 120 volt 50/60 Hz driver. The Juno Lighting 5 inch LED recessed downlights are a fantastic alternative to incandescent 75 watt incandescent lighting. The Juno Lighting 5 120V recessed fixtures consume less than 16 watts while providing 900 lumens of light output! Juno Lighting's IC-Rated 900 lumen LED recessed downlights are the ultra-efficient LED light fixtures that will offer you extra style and flair. The Juno Generation 4 900 lumen downlights are available in either 2700K, 3000K, 3500K or 4100K offering the "designer-look" to perfectly complement any home decor theme. Juno Lightings 5 recessed lighting fixtures are manufactured to maximize energy efficiency. These fixtures have Air-Loc® sealed housings. The Air-Loc® sealed housing stops the infiltration and exfiltration of air, reducing heating and cooling costs. Offered in new construction and remodel can styles, these Juno LED recessed downlights are IC rated, approving them for use in both insulated and non-insulated ceilings. Click here to see the complete Juno Lighting IC920LEDG4 New Construction Specification Sheet. The Juno IC920LEDG4-41K-1 has a 4100K (cool white) color temperature and utilizes a high lumen output LED array. At full lumen output this fixture has minimum CRI of 90 that will beautifully show off the color scheme in any room. The LED array is attached to the thermally conductive inner housing to provide superior heat dissipation ensuring the LEDs rated life of 50,000 hours. The LEDs are binned to exceed ENERGY STAR® requirements. Junos binning process combined with their reflector design and diffusing lens produces uniform color of light and fixture luminance. The dedicated 120V LED driver is compatible with dimming methods such as incandescent, magnetic low voltage and electronic low voltage wall box dimmers. The Juno IC920LEDG4-27K-1 is NOT compatible with other dimming methods such as 0-10V. To dim with a 0-10V dimming system one must install the Juno universal voltage (120-277V) recessed cans. Click here to see the complete Juno IC920LEDG4 and IC920RLEDG4 Dimmer Compatibility Sheet. Juno Lighting has made installation of the 5, Generation 4, 900 Lumen recessed cans fast and secure. The Air-Loc® sealed aluminum housing is vertically adjustable to accommodate up to a 1.5 ceiling thickness. The UL and cUL listed junction box is prewired and equipped with quick connect electrical connectors. The mounting frame is expertly manufactured with 22-guage die-formed galvanized steel and is fully assembled for ease of installation. Patented Real Nail® 3 bar hangers: telescoping system permits quick placement of housing anywhere within 24 O.C. joists or suspended ceiling. Click here to see the complete Juno IC920LEDG4 New Construction Installation Instructions.To complete the look of any room using Juno 5 900 lumen LED recessed downlight cans one can choose from Junos vast selection of trims suited for any room and any application. Click here to explore trim options Juno Lighting 5" Recessed Downlighting Trim Kits. The Juno IC920LEDG4-41K-1 (UPC 661209388230) is ENERGY STAR Qualified when used with select trims Certified to the high efficiency requirements of California T24 with select trims UL listed for U.S. and Canada through-branch wiring Damp location rated UL and cUL. Acuity - Juno Lighting 5" GEN4 LED 900L 120V 4100K | 4100 | 90 | 900 | 57.3248 | 50000 | 15.7 | 1 | 176.31 | 176.31 | 207.1711 | 2020Q2 | https://www.greenelectricalsupply.com/juno-lighting-ic920ledg4-41k-1-5-inch-new-construction-led-downlight-4100k.aspx | Green Electrical Supply | 2020 | Yes
LED Lighting | Downlight | Manufacturer: Acuity - Juno Lighting | True |  |  |  |  | 5" Recessed Home > Energy Star Qualified Products > 5" 900 Lumen Remodel Can 3000K Product Specifications - Quick Reference Lamp Wattage: Working Voltage: 16 Watts 120/277 Volt Dimensions: Rated Life: 13 1/2" x 4 7/8" 50,000 Hours Incandescent Equivalent: 75 Watts (900 Lumens) Dimmable: YES 0-10V Light Color: CRI: 3000K 83 CRI Certifications: Warranty: UL 5 Year Limited This model is the Juno IC920RLEDG3-3K-U, 5" IC-Rated Remodel 3000K LED recessed lights with a universal voltage 120-277V volt 50/60 Hz driver. A fantastic alternative to incandescent 75 PAR30 lighting, Juno Lighting's IC-Rated 900 lumen LED recessed downlights are the ultra-efficient LED light fixtures that will offer you extra style and flair. Available in either 2700K, 3000K, 3500K or 4100K, the 5" Juno Generation 3 downlight will offer the "designer-look" that perfectly complements many of today's upscale residential interiors. These ultra-efficient recessed LED lights require only 16 watts of input power which delivers over 56 lumens per watt. Offered in new construction and remodel recessed can styles, they are approved for use in both insulated and non-insulated ceilings. They include push-in electrical connectors and all of the easy-installation features that Juno is famous for. Click here to see the complete Juno Lighting IC920RLEDG3 900 Lumen LED 5" Remodel Downlight Specification Sheet.With a color temperature of 3000K (warm white) the Generation 3 LED array produces 900 lumens from just 16 watts (nominal). The LEDs are binned to exceed ENERGY STAR requirements, providing superior fixture-to-fixture color uniformity. This recessed downlight produces a 3000K LED CCT with 83 CRI (typical) at full lumen output and is rated for 50,000 hour life at which time the LEDs can be expected to produce 70% of their initial light output with no perceptible color change. The deep regression of the lens produces a low flare, efficient system that can produce over 900 lumens with select trims. A wide flood distribution is shipped as the standard optic, but, optional, field installable optic accessories are available (Sold separately). The universal voltage 120V-277V LED driver is compatible with most 0-10V wall box dimmers. The Juno IC920RLEDG3-3K-U is NOT compatible with other dimming methods such as incandescent, magnetic low voltage, electronic low voltage (you must install the Juno dedicated 120 volt recessed cans for these dimming options), DALI or DMX. (Click here to see the complete Juno LED Downlight Dimmer Compatibility Sheet).These low-profile LED ceiling light fixtures easily fit within 2x6 ceiling joists, facilitating installation in shallow applications. This IC (Insulation Contact) remodel housing is for remodel applications where the back side of the ceiling is not accessible. It installs through an opening in the ceiling from below and is secured in place by factory installed remodel springs. This LED remodel can is suitable for installations where the can is completely covered with insulation. The reflector and high-transmission diffusing lens are computer optimized for each aperture size, producing an optic system that provides uniform light distribution and reduced glare. The lens conceals the LED light source. Once installed, your Juno LED recessed can light is compatible with a broad range of existing Juno 5" trims to match virtually any designed application. Click here to see the complete Juno Lighting 5" Recessed Downlighting Trim Kits.The Juno IC920RLEDG3-3K-U (UPC 661209321183) is Certified to the high efficiency requirements of California T24-2008 with select trims UL listed for U.S. and Canada Damp locations, UL and cUL. Acuity - Juno Lighting 5" 900 Lumen Remodel Can 3000K | 3000 | 83 | 900 | 56.25 | 50000 | 16 | 1 | 143.78 | 143.78 | 168.9471 | 2020Q2 | https://www.greenelectricalsupply.com/juno-lighting-ic920rledg3-3k-u-5-inch-remodel-led-downlight-3000k.aspx | Green Electrical Supply | 2020 | Yes
LED Lighting | Downlight | Manufacturer: Acuity - Juno Lighting | True |  |  |  |  | 5" Recessed Home > Energy Star Qualified Products > 5" GEN4 900L Remodel 120V 2700K Product Specifications - Quick Reference Lamp Wattage: Working Voltage: 15.7 Watts 120 Volt Dimensions: Rated Life: 13 1/2" W x 4 7/8" H 50,000 Hours Incandescent Equivalent: 75 Watts (900 Lumens) Dimmable: YES Light Color: CRI: 2700K 90 CRI Certifications: Warranty: ENERGY STAR, UL 5 Year Limited This model is the Juno IC920RLEDG4-27K-1 or IC20RLED G4 09LM 27K 90CRI 120 FRPC, 5" IC-Rated Remodel 2700K LED recessed can light. It utilizes a dedicated 120 volt 50/60 Hz driver. The Juno Lighting 5 inch LED recessed downlights are a fantastic alternative to incandescent 75 watt incandescent lighting. The Juno Lighting 5 120V recessed fixtures consume less than 16 watts while providing 900 LED recessed downlights are the ultra-efficient LED light fixtures that will offer you extra style and flair. of light output! Juno Lighting's IC-Rated 900 lumens of light output! Juno Lighting's IC-Rated 900 lumen LED recessed downlights are the ultra-efficient LED light fixtures that will offer you extra style and flair. The Juno Generation 4 900 lumen downlights are available in either 2700K, 3000K, 3500K or 4100K offering the "designer-look" to perfectly complement any home decor theme. Juno Lightings 5 recessed lighting fixtures are manufactured to maximize energy efficiency. These fixtures have Air-Loc® sealed housings. The Air-Loc® sealed housing stops the infiltration and exfiltration of air, reducing heating and cooling costs. Offered in new construction and remodel can styles, these Juno LED recessed downlights are IC rated, approving them for use in both insulated and non-insulated ceilings. Click here to view the full Juno Lighting IC920RLEDG4 Remodel Specification Sheet. The Juno IC920RLEDG4-27K-1 has a 2700K (warm white) color temperature and utilizes a high lumen output LED array. At full lumen output this fixture has minimum CRI of 90 that will beautifully show off the color scheme in any room. The LED array produces 900 lumens and uses less than 16 watts. The LED array is attached to the thermally conductive inner housing to provide superior heat dissipation ensuring the LEDs rated life of 50,000 hours. The LEDs are binned to exceed ENERGY STAR® requirements. Junos binning process combined with their reflector design and diffusing lens produces uniform color of light and fixture luminance. The dedicated 120V LED driver is compatible with dimming methods such as incandescent, magnetic low voltage and electronic low voltage wall box dimmers. The Juno IC920RLEDG4-27K-1 is NOT compatible with other dimming methods such as 0-10V. To dim with a 0-10V dimming system one must install the Juno universal voltage (120-277V) recessed cans. Click here to see the complete Juno IC920LEDG4 and IC920RLEDG4 Dimmer Compatibility Sheet.Juno Lighting has made installation of the 5, Generation 4, 900 Lumen recessed cans fast and secure. The remodel housing installs from below in an opening in the ceiling. The Air-Loc® sealed aluminum housing utilizes springs to accommodate up to a 1.5 ceiling thickness. The junction box is prewired and equipped with quick connect electrical connectors. The junction box also provides five 1/2 knock outs and four knockouts for 12/2 or 14/2 NM cable and ground wire. For complete installation instructions click here Juno IC920RLEDG4 Installation Instructions.To complete the look of any room using Juno 5 900 lumen LED recessed downlight cans one can choose from Junos vast selection of trims suited for any room and any application. Click here to explore trim options Juno Lighting 5" Recessed Downlighting Trim Kits. The Juno IC920RLEDG4-27K-1 (UPC 661209388254) is ENERGY STAR Qualified when used with select trims Certified to the high efficiency requirements of California T24 with select trims UL listed for U.S. and Canada through-branch wiring Damp location rated, UL and cUL. Acuity - Juno Lighting 5" GEN4 900L Remodel 120V 2700K | 2700 | 90 | 900 | 57.3248 | 50000 | 15.7 | 1 | 96.21 | 96.21 | 113.0505 | 2020Q2 | https://www.greenelectricalsupply.com/juno-lighting-ic920rledg4-27k-1-120v-5-inch-remodel-led-downlight-2700k.aspx | Green Electrical Supply | 2020 | Yes
LED Lighting | Downlight | Manufacturer: Acuity - Juno Lighting | True |  |  |  |  | 5" Recessed Home > Energy Star Qualified Products > 5" GEN4 900L Remodel UNV 2700K Product Specifications - Quick Reference Lamp Wattage: Working Voltage: 16.7 Watts 120-277 Volt Dimensions: Rated Life: 13 1/2" W x 4 7/8" H 50,000 Hours Incandescent Equivalent: 75 Watts (900 Lumens) Dimmable: YES Light Color: CRI: 2700K 90 CRI Certifications: Warranty: ENERGY STAR, UL 5 Year Limited This model is the Juno IC920RLEDG4-27K-U or IC20RLED G4 09LM 27K 90CRI MVOLT ZT10, 5" IC-Rated Remodel 2700K LED recessed can light. It utilizes a universal 120-277 volt 50/60 Hz driver. The Juno Lighting 5 inch LED recessed downlights are a fantastic alternative to incandescent 75 watt incandescent lighting. The Juno Lighting 5 120-277V recessed fixtures consume less than 17 watts while providing 900 lumens of light output! Juno Lighting's IC-Rated 900 lumen LED recessed downlights are the ultra-efficient LED light fixtures that will offer you extra style and flair. The Juno Generation 4 900 lumen downlights are available in either 2700K, 3000K, 3500K or 4100K offering the "designer-look" to perfectly complement any home decor theme. Juno Lightings 5 recessed lighting fixtures are manufactured to maximize energy efficiency. These fixtures have Air-Loc® sealed housings. The Air-Loc® sealed housing stops the infiltration and exfiltration of air, reducing heating and cooling costs. Offered in new construction and remodel can styles, these Juno LED recessed downlights are IC rated, approving them for use in both insulated and non-insulated ceilings. Click here to view the full Juno Lighting IC920RLEDG4 Remodel Specification Sheet. The Juno IC920RLEDG4-27K-U has a 2700K (warm white) color temperature and utilizes a high lumen output LED array. At full lumen output this fixture has minimum CRI of 90 that will beautifully show off the color scheme in any room. The LED array produces 900 lumens and uses less than 17 watts. The LED array is attached to the thermally conductive inner housing to provide superior heat dissipation ensuring the LEDs rated life of 50,000 hours. The LEDs are binned to exceed ENERGY STAR® requirements. Junos binning process combined with their reflector design and diffusing lens produces uniform color of light and fixture luminance. The dedicated, universal 120/277V LED driver meets ENERGY STAR dimming requirements (yes, even at 277 volt) and is compatible with most 0-10V wall box dimmers. The Juno IC920RLEDG4-27K-U is NOT compatible with other dimming methods such as incandescent, magnetic low voltage, electronic low voltage (you must install the Juno dedicated 120 volt recessed cans for these dimming options). Click here to see the complete Juno IC920LEDG4 and IC920RLEDG4 Dimmer Compatibility Sheet. Juno Lighting has made installation of the 5, Generation 4, 900 Lumen recessed cans fast and secure. The remodel housing installs from below in an opening in the ceiling. The Air-Loc® sealed aluminum housing utilizes springs to accommodate up to a 1.5 ceiling thickness. The junction box is prewired and equipped with quick connect electrical connectors. The junction box also provides five 1/2 knock outs and four knockouts for 12/2 or 14/2 NM cable and ground wire. For complete installation instructions click here Juno IC920RLEDG4 Installation Instructions.To complete the look of any room using Juno 5 900 lumen LED recessed downlight cans one can choose from Junos vast selection of trims suited for any room and any application. Click here to explore trim options Juno Lighting 5" Recessed Downlighting Trim Kits. The Juno IC920RLEDG4-27K-U (UPC 661209388261) is is ENERGY STAR Qualified when used with select trims Certified to the high efficiency requirements of California T24 with select trims UL listed for U.S. and Canada through-branch wiring Damp locations rated, UL and cUL. Acuity - Juno Lighting 5" GEN4 900L Remodel UNV 2700K | 2700 | 90 | 900 | 53.8922 | 50000 | 16.7 | 1 | 112.52 | 112.52 | 132.2153 | 2020Q2 | https://www.greenelectricalsupply.com/juno-lighting-ic920rledg4-27k-u-120-277v-5-inch-remodel-led-downlight-2700k.aspx | Green Electrical Supply | 2020 | Yes
LED Lighting | Downlight | Manufacturer: Acuity - Juno Lighting | True |  |  |  |  | 5" Recessed Home > Energy Star Qualified Products > 5" GEN4 900L Remodel 120V 3500K Product Specifications - Quick Reference Lamp Wattage: Working Voltage: 15.7 Watts 120 Volt Dimensions: Rated Life: 13 1/2" W x 4 7/8" H 50,000 Hours Incandescent Equivalent: 75 Watts (900 Lumens) Dimmable: YES Light Color: CRI: 3500K 90 CRI Certifications: Warranty: ENERGY STAR, UL 5 Year Limited This model is the Juno IC920RLEDG4-35K-1 or IC20RLED G4 09LM 35K 90CRI 120 FRPC, 5" IC-Rated Remodel 3500K LED recessed can light. It utilizes a dedicated 120 volt 50/60 Hz driver. The Juno Lighting 5 inch LED recessed downlights are a fantastic alternative to incandescent 75 watt incandescent lighting. The Juno Lighting 5 120V recessed fixtures consume less than 16 watts while providing 900 LED recessed downlights are the ultra-efficient LED light fixtures that will offer you extra style and flair. of light output! Juno Lighting's IC-Rated 900 lumens of light output! Juno Lighting's IC-Rated 900 lumen LED recessed downlights are the ultra-efficient LED light fixtures that will offer you extra style and flair. The Juno Generation 4 900 lumen downlights are available in either 2700K, 3000K, 3500K or 4100K offering the "designer-look" to perfectly complement any home decor theme. Juno Lightings 5 recessed lighting fixtures are manufactured to maximize energy efficiency. These fixtures have Air-Loc® sealed housings. The Air-Loc® sealed housing stops the infiltration and exfiltration of air, reducing heating and cooling costs. Offered in new construction and remodel can styles, these Juno LED recessed downlights are IC rated, approving them for use in both insulated and non-insulated ceilings. Click here to view the full Juno Lighting IC920RLEDG4 Remodel Specification Sheet. The Juno IC920RLEDG4-35K-1 has a 3500K (bright white) color temperature and utilizes a high lumen output LED array. At full lumen output this fixture has minimum CRI of 90 that will beautifully show off the color scheme in any room. The LED array produces 900 lumens and uses less than 16 watts. The LED array is attached to the thermally conductive inner housing to provide superior heat dissipation ensuring the LEDs rated life of 50,000 hours. The LEDs are binned to exceed ENERGY STAR® requirements. Junos binning process combined with their reflector design and diffusing lens produces uniform color of light and fixture luminance. The dedicated 120V LED driver is compatible with dimming methods such as incandescent, magnetic low voltage and electronic low voltage wall box dimmers. The Juno IC920RLEDG4-35K-1 is NOT compatible with other dimming methods such as 0-10V. To dim with a 0-10V dimming system one must install the Juno universal voltage (120-277V) recessed cans. Click here to see the complete Juno IC920LEDG4 and IC920RLEDG4 Dimmer Compatibility Sheet.Juno Lighting has made installation of the 5, Generation 4, 900 Lumen recessed cans fast and secure. The remodel housing installs from below in an opening in the ceiling. The Air-Loc® sealed aluminum housing utilizes springs to accommodate up to a 1.5 ceiling thickness. The junction box is prewired and equipped with quick connect electrical connectors. The junction box also provides five 1/2 knock outs and four knockouts for 12/2 or 14/2 NM cable and ground wire. For complete installation instructions click here Juno IC920RLEDG4 Installation Instructions.To complete the look of any room using Juno 5 900 lumen LED recessed downlight cans one can choose from Junos vast selection of trims suited for any room and any application. Click here to explore trim options Juno Lighting 5" Recessed Downlighting Trim Kits. The Juno IC920RLEDG4-35K-1 (UPC 661209388278) is ENERGY STAR Qualified when used with select trims Certified to the high efficiency requirements of California T24 with select trims UL listed for U.S. and Canada through-branch wiring Damp location rated, UL and cUL. Acuity - Juno Lighting 5" GEN4 900L Remodel 120V 3500K | 3500 | 90 | 900 | 57.3248 | 50000 | 15.7 | 1 | 69.35 | 69.35 | 81.4889 | 2020Q2 | https://www.greenelectricalsupply.com/juno-lighting-ic920rledg4-35k-1-120v-5-inch-remodel-led-downlight-3500k.aspx | Green Electrical Supply | 2020 | Yes
LED Lighting | Downlight | Manufacturer: Acuity - Juno Lighting | True |  |  |  |  | 5" Recessed Home > Energy Star Qualified Products > 5" GEN4 900L Remodel UNV 3500K Product Specifications - Quick Reference Lamp Wattage: Working Voltage: 16.7 Watts 120-277 Volt Dimensions: Rated Life: 13 1/2" W x 4 7/8" H 50,000 Hours Incandescent Equivalent: 75 Watts (900 Lumens) Dimmable: YES Light Color: CRI: 3500K 90 CRI Certifications: Warranty: ENERGY STAR, UL 5 Year Limited This model is the Juno IC920RLEDG4-35K-U or IC20RLED G4 09LM 35K 90CRI MVOLT ZT10, 5" IC-Rated Remodel 3500K LED recessed can light. It utilizes a universal 120-277 volt 50/60 Hz driver. The Juno Lighting 5 inch LED recessed downlights are a fantastic alternative to incandescent 75 watt incandescent lighting. The Juno Lighting 5 120-277V recessed fixtures consume less than 17 watts while providing 900 lumens of light output! Juno Lighting's IC-Rated 900 lumen LED recessed downlights are the ultra-efficient LED light fixtures that will offer you extra style and flair. The Juno Generation 4 900 lumen downlights are available in either 2700K, 3000K, 3500K or 4100K offering the "designer-look" to perfectly complement any home decor theme. Juno Lightings 5 recessed lighting fixtures are manufactured to maximize energy efficiency. These fixtures have Air-Loc® sealed housings. The Air-Loc® sealed housing stops the infiltration and exfiltration of air, reducing heating and cooling costs. Offered in new construction and remodel can styles, these Juno LED recessed downlights are IC rated, approving them for use in both insulated and non-insulated ceilings. Click here to view the full Juno Lighting IC920RLEDG4 Remodel Specification Sheet. The Juno IC920RLEDG4-35K-U has a 3500K (bright white) color temperature and utilizes a high lumen output LED array. At full lumen output this fixture has minimum CRI of 90 that will beautifully show off the color scheme in any room. The LED array produces 900 lumens and uses less than 17 watts. The LED array is attached to the thermally conductive inner housing to provide superior heat dissipation ensuring the LEDs rated life of 50,000 hours. The LEDs are binned to exceed ENERGY STAR® requirements. Junos binning process combined with their reflector design and diffusing lens produces uniform color of light and fixture luminance. The dedicated, universal 120/277V LED driver meets ENERGY STAR dimming requirements (yes, even at 277 volt) and is compatible with most 0-10V wall box dimmers. The Juno IC920RLEDG4-35K-U is NOT compatible with other dimming methods such as incandescent, magnetic low voltage, electronic low voltage (you must install the Juno dedicated 120 volt recessed cans for these dimming options). Click here to see the complete Juno IC920LEDG4 and IC920RLEDG4 Dimmer Compatibility Sheet. Juno Lighting has made installation of the 5, Generation 4, 900 Lumen recessed cans fast and secure. The remodel housing installs from below in an opening in the ceiling. The Air-Loc® sealed aluminum housing utilizes springs to accommodate up to a 1.5 ceiling thickness. The junction box is prewired and equipped with quick connect electrical connectors. The junction box also provides five 1/2 knock outs and four knockouts for 12/2 or 14/2 NM cable and ground wire. For complete installation instructions click here Juno IC920RLEDG4 Installation Instructions.To complete the look of any room using Juno 5 900 lumen LED recessed downlight cans one can choose from Junos vast selection of trims suited for any room and any application. Click here to explore trim options Juno Lighting 5" Recessed Downlighting Trim Kits. The Juno IC920RLEDG4-35K-U (UPC 661209388285) is is ENERGY STAR Qualified when used with select trims Certified to the high efficiency requirements of California T24 with select trims UL listed for U.S. and Canada through-branch wiring Damp locations rated , UL and cUL. Acuity - Juno Lighting 5" GEN4 900L Remodel UNV 3500K | 3500 | 90 | 900 | 53.8922 | 50000 | 16.7 | 1 | 112.52 | 112.52 | 132.2153 | 2020Q2 | https://www.greenelectricalsupply.com/juno-lighting-ic920rledg4-35k-u-120-277v-5-inch-remodel-led-downlight-3500k.aspx | Green Electrical Supply | 2020 | Yes
LED Lighting | Downlight | Manufacturer: Acuity - Juno Lighting | True |  |  |  |  | 5" Recessed Home > Energy Star Qualified Products > 5" GEN4 900L Remodel 120V 3000K Product Specifications - Quick Reference Lamp Wattage: Working Voltage: 15.7 Watts 120 Volt Dimensions: Rated Life: 13 1/2" W x 4 7/8" H 50,000 Hours Incandescent Equivalent: 75 Watts (900 Lumens) Dimmable: YES Light Color: CRI: 3000K 90 CRI Certifications: Warranty: ENERGY STAR, UL 5 Year Limited This model is the Juno IC920RLEDG4-3K-1 or IC20RLED G4 09LM 30K 90CRI 120 FRPC, 5" IC-Rated Remodel 3000K LED recessed can light. It utilizes a dedicated 120 volt 50/60 Hz driver. The Juno Lighting 5 inch LED recessed downlights are a fantastic alternative to incandescent 75 watt incandescent lighting. The Juno Lighting 5 120V recessed fixtures consume less than 16 watts while providing 900 LED recessed downlights are the ultra-efficient LED light fixtures that will offer you extra style and flair. of light output! Juno Lighting's IC-Rated 900 lumens of light output! Juno Lighting's IC-Rated 900 lumen LED recessed downlights are the ultra-efficient LED light fixtures that will offer you extra style and flair. The Juno Generation 4 900 lumen downlights are available in either 2700K, 3000K, 3500K or 4100K offering the "designer-look" to perfectly complement any home decor theme. Juno Lightings 5 recessed lighting fixtures are manufactured to maximize energy efficiency. These fixtures have Air-Loc® sealed housings. The Air-Loc® sealed housing stops the infiltration and exfiltration of air, reducing heating and cooling costs. Offered in new construction and remodel can styles, these Juno LED recessed downlights are IC rated, approving them for use in both insulated and non-insulated ceilings. Click here to view the full Juno Lighting IC920RLEDG4 Remodel Specification Sheet. The Juno IC920RLEDG4-3K-1 has a 3000K (warm white) color temperature and utilizes a high lumen output LED array. At full lumen output this fixture has minimum CRI of 90 that will beautifully show off the color scheme in any room. The LED array produces 900 lumens and uses less than 16 watts. The LED array is attached to the thermally conductive inner housing to provide superior heat dissipation ensuring the LEDs rated life of 50,000 hours. The LEDs are binned to exceed ENERGY STAR® requirements. Junos binning process combined with their reflector design and diffusing lens produces uniform color of light and fixture luminance. The dedicated 120V LED driver is compatible with dimming methods such as incandescent, magnetic low voltage and electronic low voltage wall box dimmers. The Juno IC920RLEDG4-3K-1 is NOT compatible with other dimming methods such as 0-10V. To dim with a 0-10V dimming system one must install the Juno universal voltage (120-277V) recessed cans. Click here to see the complete Juno IC920LEDG4 and IC920RLEDG4 Dimmer Compatibility Sheet.Juno Lighting has made installation of the 5, Generation 4, 900 Lumen recessed cans fast and secure. The remodel housing installs from below in an opening in the ceiling. The Air-Loc® sealed aluminum housing utilizes springs to accommodate up to a 1.5 ceiling thickness. The junction box is prewired and equipped with quick connect electrical connectors. The junction box also provides five 1/2 knock outs and four knockouts for 12/2 or 14/2 NM cable and ground wire. For complete installation instructions click here Juno IC920RLEDG4 Installation Instructions.To complete the look of any room using Juno 5 900 lumen LED recessed downlight cans one can choose from Junos vast selection of trims suited for any room and any application. Click here to explore trim options Juno Lighting 5" Recessed Downlighting Trim Kits. The Juno IC920LEDG4-3K-1 (UPC 661209388292) is ENERGY STAR Qualified when used with select trims Certified to the high efficiency requirements of California T24 with select trims UL listed for U.S. and Canada through-branch wiring Damp location rated , UL and cUL. Acuity - Juno Lighting 5" GEN4 900L Remodel 120V 3000K | 3000 | 90 | 900 | 57.3248 | 50000 | 15.7 | 1 | 99.18 | 99.18 | 116.5403 | 2020Q2 | https://www.greenelectricalsupply.com/juno-lighting-ic920rledg4-3k-1-120v-5-inch-remodel-led-downlight-3000k.aspx | Green Electrical Supply | 2020 | Yes
LED Lighting | Downlight | Manufacturer: Acuity - Juno Lighting | True |  |  |  |  | 5" Recessed Home > Energy Star Qualified Products > 5" GEN4 900L Remodel UNV 3000K Product Specifications - Quick Reference Lamp Wattage: Working Voltage: 16.7 Watts 120-277 Volt Dimensions: Rated Life: 13 1/2" W x 4 7/8" H 50,000 Hours Incandescent Equivalent: 75 Watts (900 Lumens) Dimmable: YES Light Color: CRI: 2700K 90 CRI Certifications: Warranty: ENERGY STAR, UL 5 Year Limited This model is the Juno IC920RLEDG4-3K-U or IC20RLED G4 09LM 30K 90CRI MVOLT ZT10, 5" IC-Rated Remodel 3000K LED recessed can light. It utilizes a universal 120-277 volt 50/60 Hz driver. The Juno Lighting 5 inch LED recessed downlights are a fantastic alternative to incandescent 75 watt incandescent lighting. The Juno Lighting 5 120-277V recessed fixtures consume less than 17 watts while providing 900 lumens of light output! Juno Lighting's IC-Rated 900 lumen LED recessed downlights are the ultra-efficient LED light fixtures that will offer you extra style and flair. The Juno Generation 4 900 lumen downlights are available in either 2700K, 3000K, 3500K or 4100K offering the "designer-look" to perfectly complement any home decor theme. Juno Lightings 5 recessed lighting fixtures are manufactured to maximize energy efficiency. These fixtures have Air-Loc® sealed housings. The Air-Loc® sealed housing stops the infiltration and exfiltration of air, reducing heating and cooling costs. Offered in new construction and remodel can styles, these Juno LED recessed downlights are IC rated, approving them for use in both insulated and non-insulated ceilings. Click here to view the full Juno Lighting IC920RLEDG4 Remodel Specification Sheet. The Juno IC920RLEDG4-3K-U has a 3000K (warm white) color temperature and utilizes a high lumen output LED array. At full lumen output this fixture has minimum CRI of 90 that will beautifully show off the color scheme in any room. The LED array produces 900 lumens and uses less than 17 watts. The LED array is attached to the thermally conductive inner housing to provide superior heat dissipation ensuring the LEDs rated life of 50,000 hours. The LEDs are binned to exceed ENERGY STAR® requirements. Junos binning process combined with their reflector design and diffusing lens produces uniform color of light and fixture luminance. The dedicated, universal 120/277V LED driver meets ENERGY STAR dimming requirements (yes, even at 277 volt) and is compatible with most 0-10V wall box dimmers. The Juno IC920RLEDG4-3K-U is NOT compatible with other dimming methods such as incandescent, magnetic low voltage, electronic low voltage (you must install the Juno dedicated 120 volt recessed cans for these dimming options). Click here to see the complete Juno IC920LEDG4 and IC920RLEDG4 Dimmer Compatibility Sheet. Juno Lighting has made installation of the 5, Generation 4, 900 Lumen recessed cans fast and secure. The remodel housing installs from below in an opening in the ceiling. The Air-Loc® sealed aluminum housing utilizes springs to accommodate up to a 1.5 ceiling thickness. The junction box is prewired and equipped with quick connect electrical connectors. The junction box also provides five 1/2 knock outs and four knockouts for 12/2 or 14/2 NM cable and ground wire. For complete installation instructions click here Juno IC920RLEDG4 Installation Instructions.To complete the look of any room using Juno 5 900 lumen LED recessed downlight cans one can choose from Junos vast selection of trims suited for any room and any application. Click here to explore trim options Juno Lighting 5" Recessed Downlighting Trim Kits. The Juno IC920RLEDG4-3K-U (UPC 661209388308) is is ENERGY STAR Qualified when used with select trims Certified to the high efficiency requirements of California T24 with select trims UL listed for U.S. and Canada through-branch wiring Damp locations rated, UL and cUL. Acuity - Juno Lighting 5" GEN4 900L Remodel UNV 3000K | 3000 | 90 | 900 | 53.8922 | 50000 | 16.7 | 1 | 112.52 | 112.52 | 132.2153 | 2020Q2 | https://www.greenelectricalsupply.com/juno-lighting-ic920rledg4-3k-u-120-277v-5-inch-remodel-led-downlight-3000k.aspx | Green Electrical Supply | 2020 | Yes
LED Lighting | Downlight | Manufacturer: Acuity - Juno Lighting | True |  |  |  |  | 5" Recessed Home > Energy Star Qualified Products > 5" GEN4 900L Remodel 120V 4100K Product Specifications - Quick Reference Lamp Wattage: Working Voltage: 15.7 Watts 120 Volt Dimensions: Rated Life: 13 1/2" W x 4 7/8" H 50,000 Hours Incandescent Equivalent: 75 Watts (900 Lumens) Dimmable: YES Light Color: CRI: 4100K 90 CRI Certifications: Warranty: ENERGY STAR, UL 5 Year Limited This model is the Juno IC920RLEDG4-41K-1 or IC20RLED G4 09LM 40K 90CRI 120 FRPC, 5" IC-Rated Remodel 4100K LED recessed can light. It utilizes a dedicated 120 volt 50/60 Hz driver. The Juno Lighting 5 inch LED recessed downlights are a fantastic alternative to incandescent 75 watt incandescent lighting. The Juno Lighting 5 120V recessed fixtures consume less than 16 watts while providing 900 LED recessed downlights are the ultra-efficient LED light fixtures that will offer you extra style and flair of light output! Juno Lighting's IC-Rated 900 lumens of light output! Juno Lighting's IC-Rated 900 lumen LED recessed downlights are the ultra-efficient LED light fixtures that will offer you extra style and flair. The Juno Generation 4 900 lumen downlights are available in either 2700K, 3000K, 3500K or 4100K offering the "designer-look" to perfectly complement any home decor theme. Juno Lightings 5 recessed lighting fixtures are manufactured to maximize energy efficiency. These fixtures have Air-Loc® sealed housings. The Air-Loc® sealed housing stops the infiltration and exfiltration of air, reducing heating and cooling costs. Offered in new construction and remodel can styles, these Juno LED recessed downlights are IC rated, approving them for use in both insulated and non-insulated ceilings. Click here to view the full Juno Lighting IC920RLEDG4 Remodel Specification Sheet. The Juno IC920RLEDG4-41K-1 has a 4100K (cool white) color temperature and utilizes a high lumen output LED array. At full lumen output this fixture has minimum CRI of 90 that will beautifully show off the color scheme in any room. The LED array produces 900 lumens and uses less than 16 watts. The LED array is attached to the thermally conductive inner housing to provide superior heat dissipation ensuring the LEDs rated life of 50,000 hours. The LEDs are binned to exceed ENERGY STAR® requirements. Junos binning process combined with their reflector design and diffusing lens produces uniform color of light and fixture luminance. The dedicated 120V LED driver is compatible with dimming methods such as incandescent, magnetic low voltage and electronic low voltage wall box dimmers. The Juno IC920RLEDG4-41K-1 is NOT compatible with other dimming methods such as 0-10V. To dim with a 0-10V dimming system one must install the Juno universal voltage (120-277V) recessed cans. Click here to see the complete Juno IC920LEDG4 and IC920RLEDG4 Dimmer Compatibility Sheet.Juno Lighting has made installation of the 5, Generation 4, 900 Lumen recessed cans fast and secure. The remodel housing installs from below in an opening in the ceiling. The Air-Loc® sealed aluminum housing utilizes springs to accommodate up to a 1.5 ceiling thickness. The junction box is prewired and equipped with quick connect electrical connectors. The junction box also provides five 1/2 knock outs and four knockouts for 12/2 or 14/2 NM cable and ground wire. For complete installation instructions click here Juno IC920RLEDG4 Installation Instructions.To complete the look of any room using Juno 5 900 lumen LED recessed downlight cans one can choose from Junos vast selection of trims suited for any room and any application. Click here to explore trim options Juno Lighting 5" Recessed Downlighting Trim Kits. The Juno IC920RLEDG4-41K-1 (UPC 661209388315) is ENERGY STAR Qualified when used with select trims Certified to the high efficiency requirements of California T24 with select trims UL listed for U.S. and Canada through-branch wiring Damp location rated, UL and cUL. Acuity - Juno Lighting 5" GEN4 900L Remodel 120V 4100K | 4100 | 90 | 900 | 57.3248 | 50000 | 15.7 | 1 | 96.21 | 96.21 | 113.0505 | 2020Q2 | https://www.greenelectricalsupply.com/juno-lighting-ic920rledg4-41k-1-120v-5-inch-remodel-led-downlight-4100k.aspx | Green Electrical Supply | 2020 | Yes
LED Lighting | Downlight | Manufacturer: Acuity - Juno Lighting | True |  |  |  |  | 5" Recessed Home > Energy Star Qualified Products > 5" GEN4 900L Remodel UNV 4100K Product Specifications - Quick Reference Lamp Wattage: Working Voltage: 16.7 Watts 120-277 Volt Dimensions: Rated Life: 13 1/2" W x 4 7/8" H 50,000 Hours Incandescent Equivalent: 75 Watts (900 Lumens) Dimmable: YES Light Color: CRI: 4100K 90 CRI Certifications: Warranty: ENERGY STAR, UL 5 Year Limited This model is the Juno IC920RLEDG4-41K-U or IC20RLED G4 09LM 40K 90CRI MVOLT ZT10, 5" IC-Rated Remodel 4100K LED recessed can light. It utilizes a universal 120-277 volt 50/60 Hz driver. The Juno Lighting 5 inch LED recessed downlights are a fantastic alternative to incandescent 75 watt incandescent lighting. The Juno Lighting 5 120-277V recessed fixtures consume less than 17 watts while providing 900 lumens of light output! Juno Lighting's IC-Rated 900 lumen LED recessed downlights are the ultra-efficient LED light fixtures that will offer you extra style and flair. The Juno Generation 4 900 lumen downlights are available in either 2700K, 3000K, 3500K or 4100K offering the "designer-look" to perfectly complement any home decor theme. Juno Lightings 5 recessed lighting fixtures are manufactured to maximize energy efficiency. These fixtures have Air-Loc® sealed housings. The Air-Loc® sealed housing stops the infiltration and exfiltration of air, reducing heating and cooling costs. Offered in new construction and remodel can styles, these Juno LED recessed downlights are IC rated, approving them for use in both insulated and non-insulated ceilings. Click here to view the full Juno Lighting IC920RLEDG4 Remodel Specification Sheet. The Juno IC920RLEDG4-41K-U has a 4100K (cool white) color temperature and utilizes a high lumen output LED array. At full lumen output this fixture has minimum CRI of 90 that will beautifully show off the color scheme in any room. The LED array produces 900 lumens and uses less than 17 watts. The LED array is attached to the thermally conductive inner housing to provide superior heat dissipation ensuring the LEDs rated life of 50,000 hours. The LEDs are binned to exceed ENERGY STAR® requirements. Junos binning process combined with their reflector design and diffusing lens produces uniform color of light and fixture luminance. The dedicated, universal 120/277V LED driver meets ENERGY STAR dimming requirements (yes, even at 277 volt) and is compatible with most 0-10V wall box dimmers. The Juno IC920RLEDG4-41K-U is NOT compatible with other dimming methods such as incandescent, magnetic low voltage, electronic low voltage (you must install the Juno dedicated 120 volt recessed cans for these dimming options). Click here to see the complete Juno IC920LEDG4 and IC920RLEDG4 Dimmer Compatibility Sheet. Juno Lighting has made installation of the 5, Generation 4, 900 Lumen recessed cans fast and secure. The remodel housing installs from below in an opening in the ceiling. The Air-Loc® sealed aluminum housing utilizes springs to accommodate up to a 1.5 ceiling thickness. The junction box is prewired and equipped with quick connect electrical connectors. The junction box also provides five 1/2 knock outs and four knockouts for 12/2 or 14/2 NM cable and ground wire. For complete installation instructions click here Juno IC920RLEDG4 Installation Instructions.To complete the look of any room using Juno 5 900 lumen LED recessed downlight cans one can choose from Junos vast selection of trims suited for any room and any application. Click here to explore trim options Juno Lighting 5" Recessed Downlighting Trim Kits. The Juno IC920RLEDG4-41K-U (UPC 661209388322) is is ENERGY STAR Qualified when used with select trims Certified to the high efficiency requirements of California T24 with select trims UL listed for U.S. and Canada through-branch wiring Damp locations rated, UL and cUL. Acuity - Juno Lighting 5" GEN4 900L Remodel UNV 4100K | 4100 | 90 | 900 | 53.8922 | 50000 | 16.7 | 1 | 112.52 | 112.52 | 132.2153 | 2020Q2 | https://www.greenelectricalsupply.com/juno-lighting-ic920rledg4-41k-u-120-277v-5-inch-remodel-led-downlight-4100k.aspx | Green Electrical Supply | 2020 | Yes
LED Lighting | Downlight | Manufacturer: Acuity - Juno Lighting | True |  |  |  |  | Mini Recessed Home > Light Emitting Diodes (LEDs) > 12V LED Bulbs > MD1LG2-27K-FL-BL Mini Downlight Product Specifications - Quick Reference Lamp Wattage: Working Voltage: 5 Watts 12V AC Dimensions: Rated Life: 2 1/4" W x 2 7/8" H 50,000 Hours Fixture Finish: Classic Black Dimmable: YES Light Color: Beam Pattern: 2700K Flood 35 Degree Certifications: Warranty: UL 5 Year Limited This model is the Juno MD1LG2-27K-FL-BL or MD1LG2 RD 03LM 27K 80CRI FL BL (the G2 in the part number stands for Generation 2 - This GEN2 mini downlight replaces the GEN1 part number MD1L27K-FL-BL). These IC-Rated Miniature LED Downlights are ultra-compact and super-energy efficient. While consuming just 5 watts, these sleek compact recessed lights provide direct accent lighting with a low glare optic system that has an equivalent light output and distribution of a 20 watt halogen lamp. Operation requires only a remote,120V to 12VAC electronic or magnetic Juno driver/transformer (Sold Separately). The die cast aluminum IC-rated housings are approved for use in both insulated and non-insulated ceilings, and can be recessed into extra-small spaces. Available in either 2700K, 3000K, 3500K or 4000K, these Mini LED recessed lights can be combined in a variety of finishes and beam patterns allowing you to create the most energy efficient solution while providing the desired look in any confined area. Not only is this an energy efficient recessed can, it is also environment friendly; free of harmful UV-rays, infrared wavelengths, lead and mercury! An exceptionally long service life of 50,000 hours at 70% lumen maintenance assures many years of maintenance-free use. Click here to see the complete Juno Lighting MD1LG2 LED Downlight Specification Sheet. This is the mini led downlight MD1LG2-27K-FL-BL with a color temperature of 2700K and CRI of 80 (minimum) providing excellent color rendering. The optics on this recessed light creates a Flood (35 degree) beam pattern. The stylish Juno MD1L fixture has a Black finish trim with matching reflector for a uniform appearance. This LED downlight requires a 120V to 12V electronic or magnetic remote transformer to complete the system (Sold Separately). The Juno TL602E electronic transformer was designed for use with these lights, and is dimmable. Click here to see the Juno TL602E Driver-Transformer Specification Sheet for a partial list of compatible dimmers. With a trim diameter measuring in at 2 1/4 and only 2 7/8 high, this Mini Led recessed fixture can fit just about anywhere and can be completely covered in insulation. The tempered spring steel torsion clips (mouse-trap springs) are fully assembled to the housing for fast, easy, secure installation or removal. A removable cover plate provides quick access to the wiring compartment, and four pole terminal blocks facilitate a simple and secure connection with a commonly available low voltage cable (Type CL2 or NEC Equivalent, 18-12 AWG) for one fixture, or for daisy chaining multiple fixtures. Click here for the complete Juno MD1L Mini LED Downlight Installation Instructions.The Juno MD1LG2-27K-FL-BL is UL listed for indoor damp locations and daisy chaining UL and cUL listed RoHS compliant. Acuity - Juno Lighting MD1LG2-27K-FL-BL Mini Downlight | 2700 | 80 | 300 | 60 | 50000 | 5 | 1 | 106.97 | 106.97 | 125.6939 | 2020Q2 | https://www.greenelectricalsupply.com/juno-lighting-md1lg2-27k-fl-bl-mini-led-downlight-2700k.aspx | Green Electrical Supply | 2020 | No
LED Lighting | Downlight | Manufacturer: Acuity - Juno Lighting | True |  |  |  |  | Mini Recessed Home > Light Emitting Diodes (LEDs) > 12V LED Bulbs > MD1LG2-27K-FL-BZ Mini Downlight Product Specifications - Quick Reference Lamp Wattage: Working Voltage: 5 Watts 12V AC Dimensions: Rated Life: 2 1/4" W x 2 7/8" H 50,000 Hours Fixture Finish: Bronze Plated Dimmable: YES Light Color: Beam Pattern: 2700K Flood 35 Degree Certifications: Warranty: UL 5 Year Limited This model is the Juno MD1LG2-27K-FL-BZ or MD1LG2 RD 03LM 27K 80CRI FL BZ (the G2 in the part number stands for Generation 2 - This GEN2 mini downlight replaces the GEN1 part number MD1L27K-FL-BZ). These IC-Rated Miniature LED Downlights are ultra-compact and super-energy efficient. While consuming just 5 watts, these sleek compact recessed lights provide direct accent lighting with a low glare optic system that has an equivalent light output and distribution of a 20 watt halogen lamp. Operation requires only a remote,120V to 12VAC electronic or magnetic Juno driver/transformer (Sold Separately). The die cast aluminum IC-rated housings are approved for use in both insulated and non-insulated ceilings, and can be recessed into extra-small spaces. Available in either 2700K, 3000K, 3500K or 4000K, these Mini LED recessed lights can be combined in a variety of finishes and beam patterns allowing you to create the most energy efficient solution while providing the desired look in any confined area. Not only is this an energy efficient recessed can, it is also environment friendly; free of harmful UV-rays, infrared wavelengths, lead and mercury! An exceptionally long service life of 50,000 hours at 70% lumen maintenance assures many years of maintenance-free use. Click here to see the complete Juno Lighting MD1LG2 LED Downlight Specification Sheet. This is the mini led downlight MD1LG2-27K-FL-BZ with a color temperature of 2700K and CRI of 80 (minimum) providing excellent color rendering. The optics on this recessed light creates a Flood (35 degree) beam pattern. The stylish Juno MD1L fixture has a Bronze finish trim with matching reflector for a uniform appearance. This LED downlight requires a 120V to 12V electronic or magnetic remote transformer to complete the system (Sold Separately). The Juno TL602E electronic transformer was designed for use with these lights, and is dimmable. Click here to see the Juno TL602E Driver-Transformer Specification Sheet for a partial list of compatible dimmers. With a trim diameter measuring in at 2 1/4 and only 2 7/8 high, this Mini Led recessed fixture can fit just about anywhere and can be completely covered in insulation. The tempered spring steel torsion clips (mouse-trap springs) are fully assembled to the housing for fast, easy, secure installation or removal. A removable cover plate provides quick access to the wiring compartment, and four pole terminal blocks facilitate a simple and secure connection with a commonly available low voltage cable (Type CL2 or NEC Equivalent, 18-12 AWG) for one fixture, or for daisy chaining multiple fixtures. Click here for the complete Juno MD1L Mini LED Downlight Installation Instructions.The Juno MD1LG2-27K-FL-BZ is UL listed for indoor damp locations and daisy chaining, UL and cUL listed RoHS compliant. Acuity - Juno Lighting MD1LG2-27K-FL-BZ Mini Downlight | 2700 | 80 | 300 | 60 | 50000 | 5 | 1 | 132.31 | 132.31 | 155.4694 | 2020Q2 | https://www.greenelectricalsupply.com/juno-lighting-md1lg2-27k-fl-bz-mini-led-downlight-2700k.aspx | Green Electrical Supply | 2020 | No
LED Lighting | Downlight | Manufacturer: Acuity - Juno Lighting | True |  |  |  |  | Mini Recessed Home > Light Emitting Diodes (LEDs) > 12V LED Bulbs > MD1LG2-27K-FL-SN Mini Downlight Product Specifications - Quick Reference Lamp Wattage: Working Voltage: 5 Watts 12V AC Dimensions: Rated Life: 2 1/4" W x 2 7/8" H 50,000 Hours Fixture Finish: Satin Nickel Dimmable: YES Light Color: Beam Pattern: 2700K Flood 35 Degree Certifications: Warranty: UL 5 Year Limited This model is the Juno MD1LG2-27K-FL-SN or MD1LG2 RD 03LM 27K 80CRI FL SN (the G2 in the part number stands for Generation 2 - This GEN2 mini downlight replaces the GEN1 part number MD1L27K-FL-SN). These IC-Rated Miniature LED Downlights are ultra-compact and super-energy efficient. While consuming just 5 watts, these sleek compact recessed lights provide direct accent lighting with a low glare optic system that has an equivalent light output and distribution of a 20 watt halogen lamp. Operation requires only a remote,120V to 12VAC electronic or magnetic Juno driver/transformer (Sold Separately). The die cast aluminum IC-rated housings are approved for use in both insulated and non-insulated ceilings, and can be recessed into extra-small spaces. Available in either 2700K, 3000K, 3500K or 4000K, these Mini LED recessed lights can be combined in a variety of finishes and beam patterns allowing you to create the most energy efficient solution while providing the desired look in any confined area. Not only is this an energy efficient recessed can, it is also environment friendly; free of harmful UV-rays, infrared wavelengths, lead and mercury! An exceptionally long service life of 50,000 hours at 70% lumen maintenance assures many years of maintenance-free use. Click here to see the complete Juno Lighting MD1LG2 LED Downlight Specification Sheet. This is the mini led downlight MD1LG2-27K-FL-SN with a color temperature of 2700K and CRI of 80 (minimum) providing excellent color rendering. The optics on this recessed light creates a Flood (35 degree) beam pattern. The stylish Juno MD1L fixture has a Satin Nickel finish trim with matching reflector for a uniform appearance. This LED downlight requires a 120V to 12V electronic or magnetic remote transformer to complete the system (Sold Separately). The Juno TL602E electronic transformer was designed for use with these lights, and is dimmable. Click here to see the Juno TL602E Driver-Transformer Specification Sheet for a partial list of compatible dimmers. With a trim diameter measuring in at 2 1/4 and only 2 7/8 high, this Mini Led recessed fixture can fit just about anywhere and can be completely covered in insulation. The tempered spring steel torsion clips (mouse-trap springs) are fully assembled to the housing for fast, easy, secure installation or removal. A removable cover plate provides quick access to the wiring compartment, and four pole terminal blocks facilitate a simple and secure connection with a commonly available low voltage cable (Type CL2 or NEC Equivalent, 18-12 AWG) for one fixture, or for daisy chaining multiple fixtures. Click here for the complete Juno MD1L Mini LED Downlight Installation Instructions.The Juno MD1LG2-27K-FL-SN is UL listed for indoor damp locations and daisy chaining , UL and cUL listed RoHS compliant. Acuity - Juno Lighting MD1LG2-27K-FL-SN Mini Downlight | 2700 | 80 | 300 | 60 | 50000 | 5 | 1 | 132.31 | 132.31 | 155.4694 | 2020Q2 | https://www.greenelectricalsupply.com/juno-lighting-md1lg2-27k-fl-sn-mini-led-downlight-2700k.aspx | Green Electrical Supply | 2020 | No
LED Lighting | Downlight | Manufacturer: Acuity - Juno Lighting | True |  |  |  |  | Mini Recessed Home > Light Emitting Diodes (LEDs) > 12V LED Bulbs > MD1LG2-27K-FL-WH Mini Downlight Product Specifications - Quick Reference Lamp Wattage: Working Voltage: 5 Watts 12V AC Dimensions: Rated Life: 2 1/4" W x 2 7/8" H 50,000 Hours Fixture Finish: Classic White Dimmable: YES Light Color: Beam Pattern: 2700K Flood 35 Degree Certifications: Warranty: UL 5 Year Limited This model is the Juno MD1LG2-27K-FL-WH or MD1LG2 RD 03LM 27K 80CRI FL WH (the G2 in the part number stands for Generation 2 - This GEN2 mini downlight replaces the GEN1 part number MD1L27K-FL-WH). These IC-Rated Miniature LED Downlights are ultra-compact and super-energy efficient. While consuming just 5 watts, these sleek compact recessed lights provide direct accent lighting with a low glare optic system that has an equivalent light output and distribution of a 20 watt halogen lamp. Operation requires only a remote,120V to 12VAC electronic or magnetic Juno driver/transformer (Sold Separately). The die cast aluminum IC-rated housings are approved for use in both insulated and non-insulated ceilings, and can be recessed into extra-small spaces. Available in either 2700K, 3000K, 3500K or 4000K, these Mini LED recessed lights can be combined in a variety of finishes and beam patterns allowing you to create the most energy efficient solution while providing the desired look in any confined area. Not only is this an energy efficient recessed can, it is also environment friendly; free of harmful UV-rays, infrared wavelengths, lead and mercury! An exceptionally long service life of 50,000 hours at 70% lumen maintenance assures many years of maintenance-free use. Click here to see the complete Juno Lighting MD1LG2 LED Downlight Specification Sheet. This is the mini led downlight MD1LG2-27K-FL-WH with a color temperature of 2700K and CRI of 80 (minimum) providing excellent color rendering. The optics on this recessed light creates a Flood (35 degree) beam pattern. The stylish Juno MD1L fixture has a White finish trim with matching reflector for a uniform appearance. This LED downlight requires a 120V to 12V electronic or magnetic remote transformer to complete the system (Sold Separately). The Juno TL602E electronic transformer was designed for use with these lights, and is dimmable. Click here to see the Juno TL602E Driver-Transformer Specification Sheet for a partial list of compatible dimmers. With a trim diameter measuring in at 2 1/4 and only 2 7/8 high, this Mini Led recessed fixture can fit just about anywhere and can be completely covered in insulation. The tempered spring steel torsion clips (mouse-trap springs) are fully assembled to the housing for fast, easy, secure installation or removal. A removable cover plate provides quick access to the wiring compartment, and four pole terminal blocks facilitate a simple and secure connection with a commonly available low voltage cable (Type CL2 or NEC Equivalent, 18-12 AWG) for one fixture, or for daisy chaining multiple fixtures. Click here for the complete Juno MD1L Mini LED Downlight Installation Instructions.The Juno MD1LG2-27K-FL-WH is UL listed for indoor damp locations and daisy chaining , UL and cUL listed RoHS compliant. Acuity - Juno Lighting MD1LG2-27K-FL-WH Mini Downlight | 2700 | 80 | 300 | 60 | 50000 | 5 | 1 | 106.97 | 106.97 | 125.6939 | 2020Q2 | https://www.greenelectricalsupply.com/juno-lighting-md1lg2-27k-fl-wh-mini-led-downlight-2700k.aspx | Green Electrical Supply | 2020 | No
LED Lighting | Downlight | Manufacturer: Acuity - Juno Lighting | True |  |  |  |  | Mini Recessed Home > Light Emitting Diodes (LEDs) > 12V LED Bulbs > MD1LG227K-NFL-BL Mini Downlight Product Specifications - Quick Reference Lamp Wattage: Working Voltage: 5 Watts 12V AC Dimensions: Rated Life: 2 1/4" W x 2 7/8" H 50,000 Hours Fixture Finish: Classic Black Dimmable: YES Light Color: Beam Pattern: 2700K Flood 24 Degree Certifications: Warranty: UL 5 Year Limited This model is the Juno MD1LG2-27K-NFL-BL or MD1LG2 RD 03LM 27K 80CRI NFL BL (the G2 in the part number stands for Generation 2 - This GEN2 mini downlight replaces the GEN1 part number MD1L27K-NFL-BL). These IC-Rated Miniature LED Downlights are ultra-compact and super-energy efficient. While consuming just 5 watts, these sleek compact recessed lights provide direct accent lighting with a low glare optic system that has an equivalent light output and distribution of a 20 watt halogen lamp. Operation requires only a remote,120V to 12VAC electronic or magnetic Juno driver/transformer (Sold Separately). The die cast aluminum IC-rated housings are approved for use in both insulated and non-insulated ceilings, and can be recessed into extra-small spaces. Available in either 2700K, 3000K, 3500K or 4000K, these Mini LED recessed lights can be combined in a variety of finishes and beam patterns allowing you to create the most energy efficient solution while providing the desired look in any confined area. Not only is this an energy efficient recessed can, it is also environment friendly; free of harmful UV-rays, infrared wavelengths, lead and mercury! An exceptionally long service life of 50,000 hours at 70% lumen maintenance assures many years of maintenance-free use. Click here to see the complete Juno Lighting MD1LG2 LED Downlight Specification Sheet. This is the mini led downlight MD1LG2-27K-NFL-BL with a color temperature of 2700K and CRI of 80 (minimum) providing excellent color rendering. The optics on this recessed light creates a Narrow Flood (24 degree) beam pattern. The stylish Juno MD1L fixture has a Black finish trim with matching reflector for a uniform appearance. This LED downlight requires a 120V to 12V electronic or magnetic remote transformer to complete the system (Sold Separately). The Juno TL602E electronic transformer was designed for use with these lights, and is dimmable. Click here to see the Juno TL602E Driver-Transformer Specification Sheet for a partial list of compatible dimmers. With a trim diameter measuring in at 2 1/4 and only 2 7/8 high, this Mini Led recessed fixture can fit just about anywhere and can be completely covered in insulation. The tempered spring steel torsion clips (mouse-trap springs) are fully assembled to the housing for fast, easy, secure installation or removal. A removable cover plate provides quick access to the wiring compartment, and four pole terminal blocks facilitate a simple and secure connection with a commonly available low voltage cable (Type CL2 or NEC Equivalent, 18-12 AWG) for one fixture, or for daisy chaining multiple fixtures. Click here for the complete Juno MD1L Mini LED Downlight Installation Instructions.The Juno MD1LG2-27K-NFL-BL is UL listed for indoor damp locations and daisy chaining, UL and cUL listed RoHS compliant. Acuity - Juno Lighting MD1LG227K-NFL-BL Mini Downlight | 2700 | 80 | 300 | 60 | 50000 | 5 | 1 | 106.97 | 106.97 | 125.6939 | 2020Q2 | https://www.greenelectricalsupply.com/juno-lighting-md1lg2-27k-nfl-bl-mini-led-downlight-2700k.aspx | Green Electrical Supply | 2020 | No
LED Lighting | Downlight | Manufacturer: Acuity - Juno Lighting | True |  |  |  |  | Mini Recessed Home > Light Emitting Diodes (LEDs) > 12V LED Bulbs > MD1LG227K-NFL-BZ Mini Downlight Product Specifications - Quick Reference Lamp Wattage: Working Voltage: 5 Watts 12V AC Dimensions: Rated Life: 2 1/4" W x 2 7/8" H 50,000 Hours Fixture Finish: Bronze Plated Dimmable: YES Light Color: Beam Pattern: 2700K Flood 24 Degree Certifications: Warranty: UL 5 Year Limited This model is the Juno MD1LG2-27K-NFL-BR or MD1LG2 RD 03LM 27K 80CRI NFL BZ (the G2 in the part number stands for Generation 2 - This GEN2 mini downlight replaces the GEN1 part number MD1L27K-NFL-BR). These IC-Rated Miniature LED Downlights are ultra-compact and super-energy efficient. While consuming just 5 watts, these sleek compact recessed lights provide direct accent lighting with a low glare optic system that has an equivalent light output and distribution of a 20 watt halogen lamp. Operation requires only a remote,120V to 12VAC electronic or magnetic Juno driver/transformer (Sold Separately). The die cast aluminum IC-rated housings are approved for use in both insulated and non-insulated ceilings, and can be recessed into extra-small spaces. Available in either 2700K, 3000K, 3500K or 4000K, these Mini LED recessed lights can be combined in a variety of finishes and beam patterns allowing you to create the most energy efficient solution while providing the desired look in any confined area. Not only is this an energy efficient recessed can, it is also environment friendly; free of harmful UV-rays, infrared wavelengths, lead and mercury! An exceptionally long service life of 50,000 hours at 70% lumen maintenance assures many years of maintenance-free use. Click here to see the complete Juno Lighting MD1LG2 LED Downlight Specification Sheet. This is the mini led downlight MD1LG2-27K-NFL-BR with a color temperature of 2700K and CRI of 80 (minimum) providing excellent color rendering. The optics on this recessed light creates a Narrow Flood (24 degree) beam pattern. The stylish Juno MD1L fixture has a Bronze finish trim with matching reflector for a uniform appearance. This LED downlight requires a 120V to 12V electronic or magnetic remote transformer to complete the system (Sold Separately). The Juno TL602E electronic transformer was designed for use with these lights, and is dimmable. Click here to see the Juno TL602E Driver-Transformer Specification Sheet for a partial list of compatible dimmers. With a trim diameter measuring in at 2 1/4 and only 2 7/8 high, this Mini Led recessed fixture can fit just about anywhere and can be completely covered in insulation. The tempered spring steel torsion clips (mouse-trap springs) are fully assembled to the housing for fast, easy, secure installation or removal. A removable cover plate provides quick access to the wiring compartment, and four pole terminal blocks facilitate a simple and secure connection with a commonly available low voltage cable (Type CL2 or NEC Equivalent, 18-12 AWG) for one fixture, or for daisy chaining multiple fixtures. Click here for the complete Juno MD1L Mini LED Downlight Installation Instructions.The Juno MD1LG2-27K-NFL-BR is UL listed for indoor damp locations and daisy chaining,UL and cUL listed RoHS compliant. Acuity - Juno Lighting MD1LG227K-NFL-BZ Mini Downlight | 2700 | 80 | 300 | 60 | 50000 | 5 | 1 | 132.31 | 132.31 | 155.4694 | 2020Q2 | https://www.greenelectricalsupply.com/juno-lighting-md1lg2-27k-nfl-br-mini-led-downlight-2700k.aspx | Green Electrical Supply | 2020 | No
LED Lighting | Downlight | Manufacturer: Acuity - Juno Lighting | True |  |  |  |  | Mini Recessed Home > Light Emitting Diodes (LEDs) > 12V LED Bulbs > MD1LG227K-NFL-SN Mini Downlight Product Specifications - Quick Reference Lamp Wattage: Working Voltage: 5 Watts 12V AC Dimensions: Rated Life: 2 1/4" W x 2 7/8" H 50,000 Hours Fixture Finish: Satin Nickel Dimmable: YES Light Color: Beam Pattern: 2700K Flood 24 Degree Certifications: Warranty: UL 5 Year Limited This model is the Juno MD1LG2-27K-NFL-SN or MD1LG2 RD 03LM 27K 80CRI NFL SN (the G2 in the part number stands for Generation 2 - This GEN2 mini downlight replaces the GEN1 part number MD1L27K-NFL-SN). These IC-Rated Miniature LED Downlights are ultra-compact and super-energy efficient. While consuming just 5 watts, these sleek compact recessed lights provide direct accent lighting with a low glare optic system that has an equivalent light output and distribution of a 20 watt halogen lamp. Operation requires only a remote,120V to 12VAC electronic or magnetic Juno driver/transformer (Sold Separately). The die cast aluminum IC-rated housings are approved for use in both insulated and non-insulated ceilings, and can be recessed into extra-small spaces. Available in either 2700K, 3000K, 3500K or 4000K, these Mini LED recessed lights can be combined in a variety of finishes and beam patterns allowing you to create the most energy efficient solution while providing the desired look in any confined area. Not only is this an energy efficient recessed can, it is also environment friendly; free of harmful UV-rays, infrared wavelengths, lead and mercury! An exceptionally long service life of 50,000 hours at 70% lumen maintenance assures many years of maintenance-free use. Click here to see the complete Juno Lighting MD1LG2 LED Downlight Specification Sheet. This is the mini led downlight MD1LG2-27K-NFL-SN with a color temperature of 2700K and CRI of 80 (minimum) providing excellent color rendering. The optics on this recessed light creates a Narrow Flood (24 degree) beam pattern. The stylish Juno MD1L fixture has a Satin Nickel finish trim with matching reflector for a uniform appearance. This LED downlight requires a 120V to 12V electronic or magnetic remote transformer to complete the system (Sold Separately). The Juno TL602E electronic transformer was designed for use with these lights, and is dimmable. Click here to see the Juno TL602E Driver-Transformer Specification Sheet for a partial list of compatible dimmers. With a trim diameter measuring in at 2 1/4 and only 2 7/8 high, this Mini Led recessed fixture can fit just about anywhere and can be completely covered in insulation. The tempered spring steel torsion clips (mouse-trap springs) are fully assembled to the housing for fast, easy, secure installation or removal. A removable cover plate provides quick access to the wiring compartment, and four pole terminal blocks facilitate a simple and secure connection with a commonly available low voltage cable (Type CL2 or NEC Equivalent, 18-12 AWG) for one fixture, or for daisy chaining multiple fixtures. Click here for the complete Juno MD1L Mini LED Downlight Installation Instructions.The Juno MD1LG2-27K-NFL-SN is UL listed for indoor damp locations and daisy chaining,UL and cUL listed RoHS compliant. Acuity - Juno Lighting MD1LG227K-NFL-SN Mini Downlight | 2700 | 80 | 300 | 60 | 50000 | 5 | 1 | 128.84 | 128.84 | 151.392 | 2020Q2 | https://www.greenelectricalsupply.com/juno-lighting-md1lg2-27k-nfl-sn-mini-led-downlight-2700k.aspx | Green Electrical Supply | 2020 | No
LED Lighting | Downlight | Manufacturer: Acuity - Juno Lighting | True |  |  |  |  | Mini Recessed Home > Light Emitting Diodes (LEDs) > 12V LED Bulbs > MD1LG227K-NFL-WH Mini Downlight Product Specifications - Quick Reference Lamp Wattage: Working Voltage: 5 Watts 12V AC Dimensions: Rated Life: 2 1/4" W x 2 7/8" H 50,000 Hours Fixture Finish: Classic White Dimmable: YES Light Color: Beam Pattern: 2700K Flood 24 Degree Certifications: Warranty: UL 5 Year Limited This model is the Juno MD1LG2-27K-NFL-WH or MD1LG2 RD 03LM 27K 80CRI NFL WH (the G2 in the part number stands for Generation 2 - This GEN2 mini downlight replaces the GEN1 part number MD1L27K-NFL-WH). These IC-Rated Miniature LED Downlights are ultra-compact and super-energy efficient. While consuming just 5 watts, these sleek compact recessed lights provide direct accent lighting with a low glare optic system that has an equivalent light output and distribution of a 20 watt halogen lamp. Operation requires only a remote,120V to 12VAC electronic or magnetic Juno driver/transformer (Sold Separately). The die cast aluminum IC-rated housings are approved for use in both insulated and non-insulated ceilings, and can be recessed into extra-small spaces. Available in either 2700K, 3000K, 3500K or 4000K, these Mini LED recessed lights can be combined in a variety of finishes and beam patterns allowing you to create the most energy efficient solution while providing the desired look in any confined area. Not only is this an energy efficient recessed can, it is also environment friendly; free of harmful UV-rays, infrared wavelengths, lead and mercury! An exceptionally long service life of 50,000 hours at 70% lumen maintenance assures many years of maintenance-free use. Click here to see the complete Juno Lighting MD1LG2 LED Downlight Specification Sheet. This is the mini led downlight MD1LG2-27K-NFL-WH with a color temperature of 2700K and CRI of 80 (minimum) providing excellent color rendering. The optics on this recessed light creates a Narrow Flood (24 degree) beam pattern. The stylish Juno MD1L fixture has a White finish trim with matching reflector for a uniform appearance. This LED downlight requires a 120V to 12V electronic or magnetic remote transformer to complete the system (Sold Separately). The Juno TL602E electronic transformer was designed for use with these lights, and is dimmable. Click here to see the Juno TL602E Driver-Transformer Specification Sheet for a partial list of compatible dimmers. With a trim diameter measuring in at 2 1/4 and only 2 7/8 high, this Mini Led recessed fixture can fit just about anywhere and can be completely covered in insulation. The tempered spring steel torsion clips (mouse-trap springs) are fully assembled to the housing for fast, easy, secure installation or removal. A removable cover plate provides quick access to the wiring compartment, and four pole terminal blocks facilitate a simple and secure connection with a commonly available low voltage cable (Type CL2 or NEC Equivalent, 18-12 AWG) for one fixture, or for daisy chaining multiple fixtures. Click here for the complete Juno MD1L Mini LED Downlight Installation Instructions.The Juno MD1LG2-27K-NFL-WH is UL listed for indoor damp locations and daisy chaining UL and cUL listed RoHS compliant. Acuity - Juno Lighting MD1LG227K-NFL-WH Mini Downlight | 2700 | 80 | 300 | 60 | 50000 | 5 | 1 | 106.97 | 106.97 | 125.6939 | 2020Q2 | https://www.greenelectricalsupply.com/juno-lighting-md1lg2-27k-nfl-wh-mini-led-downlight-2700k.aspx | Green Electrical Supply | 2020 | No
LED Lighting | Downlight | Manufacturer: Acuity - Juno Lighting | True |  |  |  |  | Mini Recessed Home > Light Emitting Diodes (LEDs) > 12V LED Bulbs > MD1LG2-27K-SP-BL Mini Downlight Product Specifications - Quick Reference Lamp Wattage: Working Voltage: 5 Watts 12V AC Dimensions: Rated Life: 2 1/4" W x 2 7/8" H 50,000 Hours Fixture Finish: Classic Black Dimmable: YES Light Color: Beam Pattern: 2700K Spot 16 Degree Certifications: Warranty: UL 5 Year Limited This model is the Juno MD1LG2-27K-SP-BL or MD1LG2 RD 03LM 27K 80CRI SP BL (the G2 in the part number stands for Generation 2 - This GEN2 mini downlight replaces the GEN1 part number MD1L27K-SP-BL). These IC-Rated Miniature LED Downlights are ultra-compact and super-energy efficient. While consuming just 5 watts, these sleek compact recessed lights provide direct accent lighting with a low glare optic system that has an equivalent light output and distribution of a 20 watt halogen lamp. Operation requires only a remote,120V to 12VAC electronic or magnetic Juno driver/transformer (Sold Separately). The die cast aluminum IC-rated housings are approved for use in both insulated and non-insulated ceilings, and can be recessed into extra-small spaces. Available in either 2700K, 3000K, 3500K or 4000K, these Mini LED recessed lights can be combined in a variety of finishes and beam patterns allowing you to create the most energy efficient solution while providing the desired look in any confined area. Not only is this an energy efficient recessed can, it is also environment friendly; free of harmful UV-rays, infrared wavelengths, lead and mercury! An exceptionally long service life of 50,000 hours at 70% lumen maintenance assures many years of maintenance-free use. Click here to see the complete Juno Lighting MD1LG2 LED Downlight Specification Sheet. This is the mini led downlight MD1LG2-27K-SP-BL with a color temperature of 2700K and CRI of 80 (minimum) providing excellent color rendering. The optics on this recessed light creates a Spot (16 degree) beam pattern. The stylish Juno MD1L fixture has a Black finish trim with matching reflector for a uniform appearance. This LED downlight requires a 120V to 12V electronic or magnetic remote transformer to complete the system (Sold Separately). The Juno TL602E electronic transformer was designed for use with these lights, and is dimmable. Click here to see the Juno TL602E Driver-Transformer Specification Sheet for a partial list of compatible dimmers. With a trim diameter measuring in at 2 1/4 and only 2 7/8 high, this Mini Led recessed fixture can fit just about anywhere and can be completely covered in insulation. The tempered spring steel torsion clips (mouse-trap springs) are fully assembled to the housing for fast, easy, secure installation or removal. A removable cover plate provides quick access to the wiring compartment, and four pole terminal blocks facilitate a simple and secure connection with a commonly available low voltage cable (Type CL2 or NEC Equivalent, 18-12 AWG) for one fixture, or for daisy chaining multiple fixtures. Click here for the complete Juno MD1L Mini LED Downlight Installation Instructions.The Juno MD1LG2-27K-SP-BL is UL listed for indoor damp locations and daisy chaining cUL listed RoHS compliant. Acuity - Juno Lighting MD1LG2-27K-SP-BL Mini Downlight | 2700 | 80 | 300 | 60 | 50000 | 5 | 1 | 106.97 | 106.97 | 125.6939 | 2020Q2 | https://www.greenelectricalsupply.com/juno-lighting-md1lg2-27k-sp-bl-mini-led-downlight-2700k.aspx | Green Electrical Supply | 2020 | No
LED Lighting | Downlight | Manufacturer: Acuity - Juno Lighting | True |  |  |  |  | Mini Recessed Home > Light Emitting Diodes (LEDs) > 12V LED Bulbs > MD1LG2-27K-SP-BZ Mini Downlight Product Specifications - Quick Reference Lamp Wattage: Working Voltage: 5 Watts 12V AC Dimensions: Rated Life: 2 1/4" W x 2 7/8" H 50,000 Hours Fixture Finish: Bronze Plated Dimmable: YES Light Color: Beam Pattern: 2700K Spot 16 Degree Certifications: Warranty: UL 5 Year Limited This model is the Juno MD1LG2-27K-SP-BZ or MD1LG2 RD 03LM 27K 80CRI SP BZ (the G2 in the part number stands for Generation 2 - This GEN2 mini downlight replaces the GEN1 part number MD1L27K-SP-BZ). These IC-Rated Miniature LED Downlights are ultra-compact and super-energy efficient. While consuming just 5 watts, these sleek compact recessed lights provide direct accent lighting with a low glare optic system that has an equivalent light output and distribution of a 20 watt halogen lamp. Operation requires only a remote,120V to 12VAC electronic or magnetic Juno driver/transformer (Sold Separately). The die cast aluminum IC-rated housings are approved for use in both insulated and non-insulated ceilings, and can be recessed into extra-small spaces. Available in either 2700K, 3000K, 3500K or 4000K, these Mini LED recessed lights can be combined in a variety of finishes and beam patterns allowing you to create the most energy efficient solution while providing the desired look in any confined area. Not only is this an energy efficient recessed can, it is also environment friendly; free of harmful UV-rays, infrared wavelengths, lead and mercury! An exceptionally long service life of 50,000 hours at 70% lumen maintenance assures many years of maintenance-free use. Click here to see the complete Juno Lighting MD1LG2 LED Downlight Specification Sheet. This is the mini led downlight MD1LG2-27K-SP-BZ with a color temperature of 2700K and CRI of 80 (minimum) providing excellent color rendering. The optics on this recessed light creates a Spot (16 degree) beam pattern. The stylish Juno MD1L fixture has a Bronze finish trim with matching reflector for a uniform appearance. This LED downlight requires a 120V to 12V electronic or magnetic remote transformer to complete the system (Sold Separately). The Juno TL602E electronic transformer was designed for use with these lights, and is dimmable. Click here to see the Juno TL602E Driver-Transformer Specification Sheet for a partial list of compatible dimmers. With a trim diameter measuring in at 2 1/4 and only 2 7/8 high, this Mini Led recessed fixture can fit just about anywhere and can be completely covered in insulation. The tempered spring steel torsion clips (mouse-trap springs) are fully assembled to the housing for fast, easy, secure installation or removal. A removable cover plate provides quick access to the wiring compartment, and four pole terminal blocks facilitate a simple and secure connection with a commonly available low voltage cable (Type CL2 or NEC Equivalent, 18-12 AWG) for one fixture, or for daisy chaining multiple fixtures. Click here for the complete Juno MD1L Mini LED Downlight Installation Instructions.The Juno MD1LG2-27K-SP-BZ/MD1LG2 RD 03LM 27K 80CRI SP BZ is UL listed for indoor damp locations and daisy chaining, UL and cUL listed RoHS compliant. Acuity - Juno Lighting MD1LG2-27K-SP-BZ Mini Downlight | 2700 | 80 | 300 | 60 | 50000 | 5 | 1 | 128.83 | 128.83 | 151.3802 | 2020Q2 | https://www.greenelectricalsupply.com/juno-lighting-md1lg2-27k-sp-bz-mini-led-downlight-2700k.aspx | Green Electrical Supply | 2020 | No
LED Lighting | Downlight | Manufacturer: Acuity - Juno Lighting | True |  |  |  |  | Mini Recessed Home > Light Emitting Diodes (LEDs) > 12V LED Bulbs > MD1LG2-27K-SP-SN Mini Downlight Product Specifications - Quick Reference Lamp Wattage: Working Voltage: 5 Watts 12V AC Dimensions: Rated Life: 2 1/4" W x 2 7/8" H 50,000 Hours Fixture Finish: Satin Nickel Dimmable: YES Light Color: Beam Pattern: 2700K Spot 16 Degree Certifications: Warranty: UL 5 Year Limited This model is the Juno MD1LG2-27K-SP-SN or MD1LG2 RD 03LM 27K 80CRI SP SN (the G2 in the part number stands for Generation 2 - This GEN2 mini downlight replaces the GEN1 part number MD1L27K-SP-SN). These IC-Rated Miniature LED Downlights are ultra-compact and super-energy efficient. While consuming just 5 watts, these sleek compact recessed lights provide direct accent lighting with a low glare optic system that has an equivalent light output and distribution of a 20 watt halogen lamp. Operation requires only a remote,120V to 12VAC electronic or magnetic Juno driver/transformer (Sold Separately). The die cast aluminum IC-rated housings are approved for use in both insulated and non-insulated ceilings, and can be recessed into extra-small spaces. Available in either 2700K, 3000K, 3500K or 4000K, these Mini LED recessed lights can be combined in a variety of finishes and beam patterns allowing you to create the most energy efficient solution while providing the desired look in any confined area. Not only is this an energy efficient recessed can, it is also environment friendly; free of harmful UV-rays, infrared wavelengths, lead and mercury! An exceptionally long service life of 50,000 hours at 70% lumen maintenance assures many years of maintenance-free use. Click here to see the complete Juno Lighting MD1LG2 LED Downlight Specification Sheet. This is the mini led downlight MD1LG2-27K-SP-SN with a color temperature of 2700K and CRI of 80 (minimum) providing excellent color rendering. The optics on this recessed light creates a Spot (16 degree) beam pattern. The stylish Juno MD1L fixture has a Satin Nickel finish trim with matching reflector for a uniform appearance. This LED downlight requires a 120V to 12V electronic or magnetic remote transformer to complete the system (Sold Separately). The Juno TL602E electronic transformer was designed for use with these lights, and is dimmable. Click here to see the Juno TL602E Driver-Transformer Specification Sheet for a partial list of compatible dimmers. With a trim diameter measuring in at 2 1/4 and only 2 7/8 high, this Mini Led recessed fixture can fit just about anywhere and can be completely covered in insulation. The tempered spring steel torsion clips (mouse-trap springs) are fully assembled to the housing for fast, easy, secure installation or removal. A removable cover plate provides quick access to the wiring compartment, and four pole terminal blocks facilitate a simple and secure connection with a commonly available low voltage cable (Type CL2 or NEC Equivalent, 18-12 AWG) for one fixture, or for daisy chaining multiple fixtures. Click here for the complete Juno MD1L Mini LED Downlight Installation Instructions.The Juno MD1LG2-27K-SP-SN is UL listed for indoor damp locations and daisy chaining,UL and cUL listed RoHS compliant. Acuity - Juno Lighting MD1LG2-27K-SP-SN Mini Downlight | 2700 | 80 | 300 | 60 | 50000 | 5 | 1 | 132.31 | 132.31 | 155.4694 | 2020Q2 | https://www.greenelectricalsupply.com/juno-lighting-md1lg2-27k-sp-sn-mini-led-downlight-2700k.aspx | Green Electrical Supply | 2020 | No
LED Lighting | Downlight | Manufacturer: Acuity - Juno Lighting | True |  |  |  |  | Mini Recessed Home > Light Emitting Diodes (LEDs) > 12V LED Bulbs > MD1LG2-27K-SP-WH Mini Downlight Product Specifications - Quick Reference Lamp Wattage: Working Voltage: 5 Watts 12V AC Dimensions: Rated Life: 2 1/4" W x 2 7/8" H 50,000 Hours Fixture Finish: Classic White Dimmable: YES Light Color: Beam Pattern: 2700K Spot 16 Degree Certifications: Warranty: UL 5 Year Limited This model is the Juno MD1LG2-27K-SP-WH or MD1LG2 RD 03LM 27K 80CRI SP WH (the G2 in the part number stands for Generation 2 - This GEN2 mini downlight replaces the GEN1 part number MD1L27K-SP-WH). These IC-Rated Miniature LED Downlights are ultra-compact and super-energy efficient. While consuming just 5 watts, these sleek compact recessed lights provide direct accent lighting with a low glare optic system that has an equivalent light output and distribution of a 20 watt halogen lamp. Operation requires only a remote,120V to 12VAC electronic or magnetic Juno driver/transformer (Sold Separately). The die cast aluminum IC-rated housings are approved for use in both insulated and non-insulated ceilings, and can be recessed into extra-small spaces. Available in either 2700K, 3000K, 3500K or 4000K, these Mini LED recessed lights can be combined in a variety of finishes and beam patterns allowing you to create the most energy efficient solution while providing the desired look in any confined area. Not only is this an energy efficient recessed can, it is also environment friendly; free of harmful UV-rays, infrared wavelengths, lead and mercury! An exceptionally long service life of 50,000 hours at 70% lumen maintenance assures many years of maintenance-free use. Click here to see the complete Juno Lighting MD1LG2 LED Downlight Specification Sheet. This is the mini led downlight MD1LG2-27K-SP-WH with a color temperature of 2700K and CRI of 80 (minimum) providing excellent color rendering. The optics on this recessed light creates a Spot (16 degree) beam pattern. The stylish Juno MD1L fixture has a White finish trim with matching reflector for a uniform appearance. This LED downlight requires a 120V to 12V electronic or magnetic remote transformer to complete the system (Sold Separately). The Juno TL602E electronic transformer was designed for use with these lights, and is dimmable. Click here to see the Juno TL602E Driver-Transformer Specification Sheet for a partial list of compatible dimmers. With a trim diameter measuring in at 2 1/4 and only 2 7/8 high, this Mini Led recessed fixture can fit just about anywhere and can be completely covered in insulation. The tempered spring steel torsion clips (mouse-trap springs) are fully assembled to the housing for fast, easy, secure installation or removal. A removable cover plate provides quick access to the wiring compartment, and four pole terminal blocks facilitate a simple and secure connection with a commonly available low voltage cable (Type CL2 or NEC Equivalent, 18-12 AWG) for one fixture, or for daisy chaining multiple fixtures. Click here for the complete Juno MD1L Mini LED Downlight Installation Instructions.The Juno MD1LG2-27K-SP-WH is UL listed for indoor damp locations and daisy chaining , UL and cUL listed RoHS compliant. Acuity - Juno Lighting MD1LG2-27K-SP-WH Mini Downlight | 2700 | 80 | 300 | 60 | 50000 | 5 | 1 | 106.97 | 106.97 | 125.6939 | 2020Q2 | https://www.greenelectricalsupply.com/juno-lighting-md1lg2-27k-sp-wh-mini-led-downlight-2700k.aspx | Green Electrical Supply | 2020 | No
LED Lighting | Downlight | Manufacturer: Acuity - Juno Lighting | True |  |  |  |  | Mini Recessed Home > Light Emitting Diodes (LEDs) > 12V LED Bulbs > MD1LG2-35K-FL-BL Mini Downlight Product Specifications - Quick Reference Lamp Wattage: Working Voltage: 5 Watts 12V AC Dimensions: Rated Life: 2 1/4" W x 2 7/8" H 50,000 Hours Fixture Finish: Classic Black Dimmable: YES Light Color: Beam Pattern: 3500K Flood 35 Degree Certifications: Warranty: UL 5 Year Limited This model is the Juno MD1LG2-35K-FL-BL or MD1LG2 RD 03LM 35K 80CRI FL BL (the G2 in the part number stands for Generation 2 - This GEN2 mini downlight replaces the GEN1 part number MD1L35K-FL-BL). These IC-Rated Miniature LED Downlights are ultra-compact and super-energy efficient. While consuming just 5 watts, these sleek compact recessed lights provide direct accent lighting with a low glare optic system that has an equivalent light output and distribution of a 20 watt halogen lamp. Operation requires only a remote,120V to 12VAC electronic or magnetic Juno driver/transformer (Sold Separately). The die cast aluminum IC-rated housings are approved for use in both insulated and non-insulated ceilings, and can be recessed into extra-small spaces. Available in either 2700K, 3000K, 3500K or 4000K, these Mini LED recessed lights can be combined in a variety of finishes and beam patterns allowing you to create the most energy efficient solution while providing the desired look in any confined area. Not only is this an energy efficient recessed can, it is also environment friendly; free of harmful UV-rays, infrared wavelengths, lead and mercury! An exceptionally long service life of 50,000 hours at 70% lumen maintenance assures many years of maintenance-free use. Click here to see the complete Juno Lighting MD1LG2 LED Downlight Specification Sheet. This is the mini led downlight MD1LG2-35K-FL-BL with a color temperature of 3500K and CRI of 80 (minimum) providing excellent color rendering. The optics on this recessed light creates a Flood (35 degree) beam pattern. The stylish Juno MD1L fixture has a Black finish trim with matching reflector for a uniform appearance. This LED downlight requires a 120V to 12V electronic or magnetic remote transformer to complete the system (Sold Separately). The Juno TL602E electronic transformer was designed for use with these lights, and is dimmable. Click here to see the Juno TL602E Driver-Transformer Specification Sheet for a partial list of compatible dimmers. With a trim diameter measuring in at 2 1/4 and only 2 7/8 high, this Mini Led recessed fixture can fit just about anywhere and can be completely covered in insulation. The tempered spring steel torsion clips (mouse-trap springs) are fully assembled to the housing for fast, easy, secure installation or removal. A removable cover plate provides quick access to the wiring compartment, and four pole terminal blocks facilitate a simple and secure connection with a commonly available low voltage cable (Type CL2 or NEC Equivalent, 18-12 AWG) for one fixture, or for daisy chaining multiple fixtures. Click here for the complete Juno MD1L Mini LED Downlight Installation Instructions.The Juno MD1LG2-35K-FL-BL is UL listed for indoor damp locations and daisy chaining , UL and cUL listed RoHS compliant. Acuity - Juno Lighting MD1LG2-35K-FL-BL Mini Downlight | 3500 | 80 | 300 | 60 | 50000 | 5 | 1 | 106.97 | 106.97 | 125.6939 | 2020Q2 | https://www.greenelectricalsupply.com/juno-lighting-md1lg2-35k-fl-bl-mini-led-downlight-3500k.aspx | Green Electrical Supply | 2020 | No
LED Lighting | Downlight | Manufacturer: Acuity - Juno Lighting | True |  |  |  |  | Mini Recessed Home > Light Emitting Diodes (LEDs) > 12V LED Bulbs > MD1LG2-35K-FL-BZ Mini Downlight Product Specifications - Quick Reference Lamp Wattage: Working Voltage: 5 Watts 12V AC Dimensions: Rated Life: 2 1/4" W x 2 7/8" H 50,000 Hours Fixture Finish: Bronze Plated Dimmable: YES Light Color: Beam Pattern: 3500K Flood 35 Degree Certifications: Warranty: UL 5 Year Limited This model is the Juno MD1LG2-35K-FL-BZ or MD1LG2 RD 03LM 35K 80CRI FL BZ (the G2 in the part number stands for Generation 2 - This GEN2 mini downlight replaces the GEN1 part number MD1L35K-FL-BZ). These IC-Rated Miniature LED Downlights are ultra-compact and super-energy efficient. While consuming just 5 watts, these sleek compact recessed lights provide direct accent lighting with a low glare optic system that has an equivalent light output and distribution of a 20 watt halogen lamp. Operation requires only a remote,120V to 12VAC electronic or magnetic Juno driver/transformer (Sold Separately). The die cast aluminum IC-rated housings are approved for use in both insulated and non-insulated ceilings, and can be recessed into extra-small spaces. Available in either 2700K, 3000K, 3500K or 4000K, these Mini LED recessed lights can be combined in a variety of finishes and beam patterns allowing you to create the most energy efficient solution while providing the desired look in any confined area. Not only is this an energy efficient recessed can, it is also environment friendly; free of harmful UV-rays, infrared wavelengths, lead and mercury! An exceptionally long service life of 50,000 hours at 70% lumen maintenance assures many years of maintenance-free use. Click here to see the complete Juno Lighting MD1LG2 LED Downlight Specification Sheet. This is the mini led downlight MD1LG2-35K-FL-BZ with a color temperature of 3500K and CRI of 80 (minimum) providing excellent color rendering. The optics on this recessed light creates a Flood (35 degree) beam pattern. The stylish Juno MD1L fixture has a Bronze finish trim with matching reflector for a uniform appearance. This LED downlight requires a 120V to 12V electronic or magnetic remote transformer to complete the system (Sold Separately). The Juno TL602E electronic transformer was designed for use with these lights, and is dimmable. Click here to see the Juno TL602E Driver-Transformer Specification Sheet for a partial list of compatible dimmers. With a trim diameter measuring in at 2 1/4 and only 2 7/8 high, this Mini Led recessed fixture can fit just about anywhere and can be completely covered in insulation. The tempered spring steel torsion clips (mouse-trap springs) are fully assembled to the housing for fast, easy, secure installation or removal. A removable cover plate provides quick access to the wiring compartment, and four pole terminal blocks facilitate a simple and secure connection with a commonly available low voltage cable (Type CL2 or NEC Equivalent, 18-12 AWG) for one fixture, or for daisy chaining multiple fixtures. Click here for the complete Juno MD1L Mini LED Downlight Installation Instructions.The Juno MD1LG2-35K-FL-BZ is UL listed for indoor damp locations and daisy chaining , UL and cUL listed RoHS compliant. Acuity - Juno Lighting MD1LG2-35K-FL-BZ Mini Downlight | 3500 | 80 | 300 | 60 | 50000 | 5 | 1 | 128.83 | 128.83 | 151.3802 | 2020Q2 | https://www.greenelectricalsupply.com/juno-lighting-md1lg2-35k-fl-bz-mini-led-downlight-3500k.aspx | Green Electrical Supply | 2020 | No
LED Lighting | Downlight | Manufacturer: Acuity - Juno Lighting | True |  |  |  |  | Mini Recessed Home > Light Emitting Diodes (LEDs) > 12V LED Bulbs > MD1LG2-35K-FL-SN Mini Downlight Product Specifications - Quick Reference Lamp Wattage: Working Voltage: 5 Watts 12V AC Dimensions: Rated Life: 2 1/4" W x 2 7/8" H 50,000 Hours Fixture Finish: Satin Nickel Dimmable: YES Light Color: Beam Pattern: 3500K Flood 35 Degree Certifications: Warranty: UL 5 Year Limited This model is the Juno MD1LG2-35K-FL-SN or MD1LG2 RD 03LM 35K 80CRI FL SN (the G2 in the part number stands for Generation 2 - This GEN2 mini downlight replaces the GEN1 part number MD1L35K-FL-SN). These IC-Rated Miniature LED Downlights are ultra-compact and super-energy efficient. While consuming just 5 watts, these sleek compact recessed lights provide direct accent lighting with a low glare optic system that has an equivalent light output and distribution of a 20 watt halogen lamp. Operation requires only a remote,120V to 12VAC electronic or magnetic Juno driver/transformer (Sold Separately). The die cast aluminum IC-rated housings are approved for use in both insulated and non-insulated ceilings, and can be recessed into extra-small spaces. Available in either 2700K, 3000K, 3500K or 4000K, these Mini LED recessed lights can be combined in a variety of finishes and beam patterns allowing you to create the most energy efficient solution while providing the desired look in any confined area. Not only is this an energy efficient recessed can, it is also environment friendly; free of harmful UV-rays, infrared wavelengths, lead and mercury! An exceptionally long service life of 50,000 hours at 70% lumen maintenance assures many years of maintenance-free use. Click here to see the complete Juno Lighting MD1LG2 LED Downlight Specification Sheet. This is the mini led downlight MD1LG2-35K-FL-SN with a color temperature of 3500K and CRI of 80 (minimum) providing excellent color rendering. The optics on this recessed light creates a Flood (35 degree) beam pattern. The stylish Juno MD1L fixture has a Nickel inish trim with matching reflector for a uniform appearance. This LED downlight requires a 120V to 12V electronic or magnetic remote transformer to complete the system (Sold Separately). The Juno TL602E electronic transformer was designed for use with these lights, and is dimmable. Click here to see the Juno TL602E Driver-Transformer Specification Sheet for a partial list of compatible dimmers. With a trim diameter measuring in at 2 1/4 and only 2 7/8 high, this Mini Led recessed fixture can fit just about anywhere and can be completely covered in insulation. The tempered spring steel torsion clips (mouse-trap springs) are fully assembled to the housing for fast, easy, secure installation or removal. A removable cover plate provides quick access to the wiring compartment, and four pole terminal blocks facilitate a simple and secure connection with a commonly available low voltage cable (Type CL2 or NEC Equivalent, 18-12 AWG) for one fixture, or for daisy chaining multiple fixtures. Click here for the complete Juno MD1L Mini LED Downlight Installation Instructions.The Juno MD1LG2-35K-FL-SN is UL listed for indoor damp locations and daisy chaining, UL and cUL listed RoHS compliant. Acuity - Juno Lighting MD1LG2-35K-FL-SN Mini Downlight | 3500 | 80 | 300 | 60 | 50000 | 5 | 1 | 132.31 | 132.31 | 155.4694 | 2020Q2 | https://www.greenelectricalsupply.com/juno-lighting-md1lg2-35k-fl-sn-mini-led-downlight-3500k.aspx | Green Electrical Supply | 2020 | No
LED Lighting | Downlight | Manufacturer: Acuity - Juno Lighting | True |  |  |  |  | Mini Recessed Home > Light Emitting Diodes (LEDs) > 12V LED Bulbs > MD1LG2-35K-FL-WH Mini Downlight Product Specifications - Quick Reference Lamp Wattage: Working Voltage: 5 Watts 12V AC Dimensions: Rated Life: 2 1/4" W x 2 7/8" H 50,000 Hours Fixture Finish: Classic White Dimmable: YES Light Color: Beam Pattern: 3500K Flood 35 Degree Certifications: Warranty: UL 5 Year Limited This model is the Juno MD1LG2-35K-FL-WH or MD1LG2 RD 03LM 35K 80CRI FL WH (the G2 in the part number stands for Generation 2 - This GEN2 mini downlight replaces the GEN1 part number MD1L35K-FL-WH). These IC-Rated Miniature LED Downlights are ultra-compact and super-energy efficient. While consuming just 5 watts, these sleek compact recessed lights provide direct accent lighting with a low glare optic system that has an equivalent light output and distribution of a 20 watt halogen lamp. Operation requires only a remote,120V to 12VAC electronic or magnetic Juno driver/transformer (Sold Separately). The die cast aluminum IC-rated housings are approved for use in both insulated and non-insulated ceilings, and can be recessed into extra-small spaces. Available in either 2700K, 3000K, 3500K or 4000K, these Mini LED recessed lights can be combined in a variety of finishes and beam patterns allowing you to create the most energy efficient solution while providing the desired look in any confined area. Not only is this an energy efficient recessed can, it is also environment friendly; free of harmful UV-rays, infrared wavelengths, lead and mercury! An exceptionally long service life of 50,000 hours at 70% lumen maintenance assures many years of maintenance-free use. Click here to see the complete Juno Lighting MD1LG2 LED Downlight Specification Sheet. This is the mini led downlight MD1LG2-35K-FL-WH with a color temperature of 3500K and CRI of 80 (minimum) providing excellent color rendering. The optics on this recessed light creates a Flood (35 degree) beam pattern. The stylish Juno MD1L fixture has a White finish trim with matching reflector for a uniform appearance. This LED downlight requires a 120V to 12V electronic or magnetic remote transformer to complete the system (Sold Separately). The Juno TL602E electronic transformer was designed for use with these lights, and is dimmable. Click here to see the Juno TL602E Driver-Transformer Specification Sheet for a partial list of compatible dimmers. With a trim diameter measuring in at 2 1/4 and only 2 7/8 high, this Mini Led recessed fixture can fit just about anywhere and can be completely covered in insulation. The tempered spring steel torsion clips (mouse-trap springs) are fully assembled to the housing for fast, easy, secure installation or removal. A removable cover plate provides quick access to the wiring compartment, and four pole terminal blocks facilitate a simple and secure connection with a commonly available low voltage cable (Type CL2 or NEC Equivalent, 18-12 AWG) for one fixture, or for daisy chaining multiple fixtures. Click here for the complete Juno MD1L Mini LED Downlight Installation Instructions.The Juno MD1LG2-35K-FL-WH is UL listed for indoor damp locations and daisy chaining , UL and cUL listed RoHS compliant. Acuity - Juno Lighting MD1LG2-35K-FL-WH Mini Downlight | 3500 | 80 | 300 | 60 | 50000 | 5 | 1 | 106.97 | 106.97 | 125.6939 | 2020Q2 | https://www.greenelectricalsupply.com/juno-lighting-md1lg2-35k-fl-wh-mini-led-downlight-3500k.aspx | Green Electrical Supply | 2020 | No
LED Lighting | Downlight | Manufacturer: Acuity - Juno Lighting | True |  |  |  |  | Mini Recessed Home > Light Emitting Diodes (LEDs) > 12V LED Bulbs > MD1LG235K-NFL-BL Mini Downlight Product Specifications - Quick Reference Lamp Wattage: Working Voltage: 5 Watts 12V AC Dimensions: Rated Life: 2 1/4" W x 2 7/8" H 50,000 Hours Fixture Finish: Classic Black Dimmable: YES Light Color: Beam Pattern: 3500K Flood 24 Degree Certifications: Warranty: UL 5 Year Limited This model is the Juno MD1LG2-35K-NFL-BL or MD1LG2 RD 03LM 35K 80CRI NFL BL (the G2 in the part number stands for Generation 2 - This GEN2 mini downlight replaces the GEN1 part number MD1L35K-NFL-BL). These IC-Rated Miniature LED Downlights are ultra-compact and super-energy efficient. While consuming just 5 watts, these sleek compact recessed lights provide direct accent lighting with a low glare optic system that has an equivalent light output and distribution of a 20 watt halogen lamp. Operation requires only a remote,120V to 12VAC electronic or magnetic Juno driver/transformer (Sold Separately). The die cast aluminum IC-rated housings are approved for use in both insulated and non-insulated ceilings, and can be recessed into extra-small spaces. Available in either 2700K, 3000K, 3500K or 4000K, these Mini LED recessed lights can be combined in a variety of finishes and beam patterns allowing you to create the most energy efficient solution while providing the desired look in any confined area. Not only is this an energy efficient recessed can, it is also environment friendly; free of harmful UV-rays, infrared wavelengths, lead and mercury! An exceptionally long service life of 50,000 hours at 70% lumen maintenance assures many years of maintenance-free use. Click here to see the complete Juno Lighting MD1LG2 LED Downlight Specification Sheet. This is the mini led downlight MD1LG2-35K-NFL-BL with a color temperature of 3500K and CRI of 80 (minimum) providing excellent color rendering. The optics on this recessed light creates a Narrow Flood (24 degree) beam pattern. The stylish Juno MD1L fixture has a Black finish trim with matching reflector for a uniform appearance. This LED downlight requires a 120V to 12V electronic or magnetic remote transformer to complete the system (Sold Separately). The Juno TL602E electronic transformer was designed for use with these lights, and is dimmable. Click here to see the Juno TL602E Driver-Transformer Specification Sheet for a partial list of compatible dimmers. With a trim diameter measuring in at 2 1/4 and only 2 7/8 high, this Mini Led recessed fixture can fit just about anywhere and can be completely covered in insulation. The tempered spring steel torsion clips (mouse-trap springs) are fully assembled to the housing for fast, easy, secure installation or removal. A removable cover plate provides quick access to the wiring compartment, and four pole terminal blocks facilitate a simple and secure connection with a commonly available low voltage cable (Type CL2 or NEC Equivalent, 18-12 AWG) for one fixture, or for daisy chaining multiple fixtures. Click here for the complete Juno MD1L Mini LED Downlight Installation Instructions.The Juno MD1LG2-35K-NFL-BL is UL listed for indoor damp locations and daisy chaining , UL and cUL listed RoHS compliant. Acuity - Juno Lighting MD1LG235K-NFL-BL Mini Downlight | 3500 | 80 | 300 | 60 | 50000 | 5 | 1 | 106.97 | 106.97 | 125.6939 | 2020Q2 | https://www.greenelectricalsupply.com/juno-lighting-md1lg2-35k-nfl-bl-mini-led-downlight-3500k.aspx | Green Electrical Supply | 2020 | No
LED Lighting | Downlight | Manufacturer: Acuity - Juno Lighting | True |  |  |  |  | Mini Recessed Home > Light Emitting Diodes (LEDs) > 12V LED Bulbs > MD1LG235K-NFL-BZ Mini Downlight Product Specifications - Quick Reference Lamp Wattage: Working Voltage: 5 Watts 12V AC Dimensions: Rated Life: 2 1/4" W x 2 7/8" H 50,000 Hours Fixture Finish: Bronze Plated Dimmable: YES Light Color: Beam Pattern: 3500K Flood 24 Degree Certifications: Warranty: UL 5 Year Limited This model is the Juno MD1LG2-35K-NFL-BZ or MD1LG2 RD 03LM 35K 80CRI NFL BZ (the G2 in the part number stands for Generation 2 - This GEN2 mini downlight replaces the GEN1 part number MD1L35K-NFL-BZ). These IC-Rated Miniature LED Downlights are ultra-compact and super-energy efficient. While consuming just 5 watts, these sleek compact recessed lights provide direct accent lighting with a low glare optic system that has an equivalent light output and distribution of a 20 watt halogen lamp. Operation requires only a remote,120V to 12VAC electronic or magnetic Juno driver/transformer (Sold Separately). The die cast aluminum IC-rated housings are approved for use in both insulated and non-insulated ceilings, and can be recessed into extra-small spaces. Available in either 2700K, 3000K, 3500K or 4000K, these Mini LED recessed lights can be combined in a variety of finishes and beam patterns allowing you to create the most energy efficient solution while providing the desired look in any confined area. Not only is this an energy efficient recessed can, it is also environment friendly; free of harmful UV-rays, infrared wavelengths, lead and mercury! An exceptionally long service life of 50,000 hours at 70% lumen maintenance assures many years of maintenance-free use. Click here to see the complete Juno Lighting MD1LG2 LED Downlight Specification Sheet. This is the mini led downlight MD1LG2-35K-NFL-BZ with a color temperature of 3500K and CRI of 80 (minimum) providing excellent color rendering. The optics on this recessed light creates a Narrow Flood (24 degree) beam pattern. The stylish Juno MD1L fixture has a Bronze finish trim with matching reflector for a uniform appearance. This LED downlight requires a 120V to 12V electronic or magnetic remote transformer to complete the system (Sold Separately). The Juno TL602E electronic transformer was designed for use with these lights, and is dimmable. Click here to see the Juno TL602E Driver-Transformer Specification Sheet for a partial list of compatible dimmers. With a trim diameter measuring in at 2 1/4 and only 2 7/8 high, this Mini Led recessed fixture can fit just about anywhere and can be completely covered in insulation. The tempered spring steel torsion clips (mouse-trap springs) are fully assembled to the housing for fast, easy, secure installation or removal. A removable cover plate provides quick access to the wiring compartment, and four pole terminal blocks facilitate a simple and secure connection with a commonly available low voltage cable (Type CL2 or NEC Equivalent, 18-12 AWG) for one fixture, or for daisy chaining multiple fixtures. Click here for the complete Juno MD1L Mini LED Downlight Installation Instructions.The Juno MD1LG2-35K-NFL-BZ is UL listed for indoor damp locations and daisy chaining , UL and cUL listed RoHS compliant. Acuity - Juno Lighting MD1LG235K-NFL-BZ Mini Downlight | 3500 | 80 | 300 | 60 | 50000 | 5 | 1 | 128.83 | 128.83 | 151.3802 | 2020Q2 | https://www.greenelectricalsupply.com/juno-lighting-md1lg2-35k-nfl-bz-mini-led-downlight-3500k.aspx | Green Electrical Supply | 2020 | No
LED Lighting | Downlight | Manufacturer: Acuity - Juno Lighting | True |  |  |  |  | Mini Recessed Home > Light Emitting Diodes (LEDs) > 12V LED Bulbs > MD1LG235K-NFL-SN Mini Downlight Product Specifications - Quick Reference Lamp Wattage: Working Voltage: 5 Watts 12V AC Dimensions: Rated Life: 2 1/4" W x 2 7/8" H 50,000 Hours Fixture Finish: Satin Nickel Dimmable: YES Light Color: Beam Pattern: 3500K Flood 24 Degree Certifications: Warranty: UL 5 Year Limited This model is the Juno MD1LG2-35K-NFL-SN or MD1LG2 RD 03LM 35K 80CRI NFL SN (the G2 in the part number stands for Generation 2 - This GEN2 mini downlight replaces the GEN1 part number MD1L35K-NFL-SN). These IC-Rated Miniature LED Downlights are ultra-compact and super-energy efficient. While consuming just 5 watts, these sleek compact recessed lights provide direct accent lighting with a low glare optic system that has an equivalent light output and distribution of a 20 watt halogen lamp. Operation requires only a remote,120V to 12VAC electronic or magnetic Juno driver/transformer (Sold Separately). The die cast aluminum IC-rated housings are approved for use in both insulated and non-insulated ceilings, and can be recessed into extra-small spaces. Available in either 2700K, 3000K, 3500K or 4000K, these Mini LED recessed lights can be combined in a variety of finishes and beam patterns allowing you to create the most energy efficient solution while providing the desired look in any confined area. Not only is this an energy efficient recessed can, it is also environment friendly; free of harmful UV-rays, infrared wavelengths, lead and mercury! An exceptionally long service life of 50,000 hours at 70% lumen maintenance assures many years of maintenance-free use. Click here to see the complete Juno Lighting MD1LG2 LED Downlight Specification Sheet. This is the mini led downlight MD1LG2-35K-NFL-SN with a color temperature of 3500K and CRI of 80 (minimum) providing excellent color rendering. The optics on this recessed light creates a Narrow Flood (24 degree) beam pattern. The stylish Juno MD1L fixture has a Nickel finish trim with matching reflector for a uniform appearance. This LED downlight requires a 120V to 12V electronic or magnetic remote transformer to complete the system (Sold Separately). The Juno TL602E electronic transformer was designed for use with these lights, and is dimmable. Click here to see the Juno TL602E Driver-Transformer Specification Sheet for a partial list of compatible dimmers. With a trim diameter measuring in at 2 1/4 and only 2 7/8 high, this Mini Led recessed fixture can fit just about anywhere and can be completely covered in insulation. The tempered spring steel torsion clips (mouse-trap springs) are fully assembled to the housing for fast, easy, secure installation or removal. A removable cover plate provides quick access to the wiring compartment, and four pole terminal blocks facilitate a simple and secure connection with a commonly available low voltage cable (Type CL2 or NEC Equivalent, 18-12 AWG) for one fixture, or for daisy chaining multiple fixtures. Click here for the complete Juno MD1L Mini LED Downlight Installation Instructions.The Juno MD1LG2-35K-NFL-SN is UL listed for indoor damp locations and daisy chaining , UL and cUL listed RoHS compliant. Acuity - Juno Lighting MD1LG235K-NFL-SN Mini Downlight | 3500 | 80 | 300 | 60 | 50000 | 5 | 1 | 128.83 | 128.83 | 151.3802 | 2020Q2 | https://www.greenelectricalsupply.com/juno-lighting-md1lg2-35k-nfl-sn-mini-led-downlight-3500k.aspx | Green Electrical Supply | 2020 | No
LED Lighting | Downlight | Manufacturer: Acuity - Juno Lighting | True |  |  |  |  | Mini Recessed Home > Light Emitting Diodes (LEDs) > 12V LED Bulbs > MD1LG235K-NFL-WH Mini Downlight Product Specifications - Quick Reference Lamp Wattage: Working Voltage: 5 Watts 12V AC Dimensions: Rated Life: 2 1/4" W x 2 7/8" H 50,000 Hours Fixture Finish: Classic White Dimmable: YES Light Color: Beam Pattern: 3500K Flood 24 Degree Certifications: Warranty: UL 5 Year Limited This model is the Juno MD1LG2-35K-NFL-WH or MD1LG2 RD 03LM 35K 80CRI NFL WH (the G2 in the part number stands for Generation 2 - This GEN2 mini downlight replaces the GEN1 part number MD1L35K-NFL-WH). These IC-Rated Miniature LED Downlights are ultra-compact and super-energy efficient. While consuming just 5 watts, these sleek compact recessed lights provide direct accent lighting with a low glare optic system that has an equivalent light output and distribution of a 20 watt halogen lamp. Operation requires only a remote,120V to 12VAC electronic or magnetic Juno driver/transformer (Sold Separately). The die cast aluminum IC-rated housings are approved for use in both insulated and non-insulated ceilings, and can be recessed into extra-small spaces. Available in either 2700K, 3000K, 3500K or 4000K, these Mini LED recessed lights can be combined in a variety of finishes and beam patterns allowing you to create the most energy efficient solution while providing the desired look in any confined area. Not only is this an energy efficient recessed can, it is also environment friendly; free of harmful UV-rays, infrared wavelengths, lead and mercury! An exceptionally long service life of 50,000 hours at 70% lumen maintenance assures many years of maintenance-free use. Click here to see the complete Juno Lighting MD1LG2 LED Downlight Specification Sheet. This is the mini led downlight MD1LG2-35K-NFL-WH with a color temperature of 3500K and CRI of 80 (minimum) providing excellent color rendering. The optics on this recessed light creates a Narrow Flood (24 degree) beam pattern. The stylish Juno MD1L fixture has a White finish trim with matching reflector for a uniform appearance. This LED downlight requires a 120V to 12V electronic or magnetic remote transformer to complete the system (Sold Separately). The Juno TL602E electronic transformer was designed for use with these lights, and is dimmable. Click here to see the Juno TL602E Driver-Transformer Specification Sheet for a partial list of compatible dimmers. With a trim diameter measuring in at 2 1/4 and only 2 7/8 high, this Mini Led recessed fixture can fit just about anywhere and can be completely covered in insulation. The tempered spring steel torsion clips (mouse-trap springs) are fully assembled to the housing for fast, easy, secure installation or removal. A removable cover plate provides quick access to the wiring compartment, and four pole terminal blocks facilitate a simple and secure connection with a commonly available low voltage cable (Type CL2 or NEC Equivalent, 18-12 AWG) for one fixture, or for daisy chaining multiple fixtures. Click here for the complete Juno MD1L Mini LED Downlight Installation Instructions.The Juno MD1LG2-35K-NFL-WH is UL listed for indoor damp locations and daisy chaining, UL and cUL listed RoHS compliant. Acuity - Juno Lighting MD1LG235K-NFL-WH Mini Downlight | 3500 | 80 | 300 | 60 | 50000 | 5 | 1 | 106.97 | 106.97 | 125.6939 | 2020Q2 | https://www.greenelectricalsupply.com/juno-lighting-md1lg2-35k-nfl-wh-mini-led-downlight-3500k.aspx | Green Electrical Supply | 2020 | No
LED Lighting | Downlight | Manufacturer: Acuity - Juno Lighting | True |  |  |  |  | Mini Recessed Home > Light Emitting Diodes (LEDs) > 12V LED Bulbs > MD1LG2-35K-SP-BL Mini Downlight Product Specifications - Quick Reference Lamp Wattage: Working Voltage: 5 Watts 12V AC Dimensions: Rated Life: 2 1/4" W x 2 7/8" H 50,000 Hours Fixture Finish: Classic Black Dimmable: YES Light Color: Beam Pattern: 3500K Spot 16 Degree Certifications: Warranty: UL 5 Year Limited This model is the Juno MD1LG2-35K-SP-BL or MD1LG2 RD 03LM 35K 80CRI SP BL (the G2 in the part number stands for Generation 2 - This GEN2 mini downlight replaces the GEN1 part number MD1L35K-SP-BL). These IC-Rated Miniature LED Downlights are ultra-compact and super-energy efficient. While consuming just 5 watts, these sleek compact recessed lights provide direct accent lighting with a low glare optic system that has an equivalent light output and distribution of a 20 watt halogen lamp. Operation requires only a remote,120V to 12VAC electronic or magnetic Juno driver/transformer (Sold Separately). The die cast aluminum IC-rated housings are approved for use in both insulated and non-insulated ceilings, and can be recessed into extra-small spaces. Available in either 2700K, 3000K, 3500K or 4000K, these Mini LED recessed lights can be combined in a variety of finishes and beam patterns allowing you to create the most energy efficient solution while providing the desired look in any confined area. Not only is this an energy efficient recessed can, it is also environment friendly; free of harmful UV-rays, infrared wavelengths, lead and mercury! An exceptionally long service life of 50,000 hours at 70% lumen maintenance assures many years of maintenance-free use. Click here to see the complete Juno Lighting MD1LG2 LED Downlight Specification Sheet. This is the mini led downlight MD1LG2-35K-SP-BL with a color temperature of 3500K and CRI of 80 (minimum) providing excellent color rendering. The optics on this recessed light creates a Spot (16 degree) beam pattern. The stylish Juno MD1L fixture has a Black finish trim with matching reflector for a uniform appearance. This LED downlight requires a 120V to 12V electronic or magnetic remote transformer to complete the system (Sold Separately). The Juno TL602E electronic transformer was designed for use with these lights, and is dimmable. Click here to see the Juno TL602E Driver-Transformer Specification Sheet for a partial list of compatible dimmers. With a trim diameter measuring in at 2 1/4 and only 2 7/8 high, this Mini Led recessed fixture can fit just about anywhere and can be completely covered in insulation. The tempered spring steel torsion clips (mouse-trap springs) are fully assembled to the housing for fast, easy, secure installation or removal. A removable cover plate provides quick access to the wiring compartment, and four pole terminal blocks facilitate a simple and secure connection with a commonly available low voltage cable (Type CL2 or NEC Equivalent, 18-12 AWG) for one fixture, or for daisy chaining multiple fixtures. Click here for the complete Juno MD1L Mini LED Downlight Installation Instructions.The Juno MD1LG2-35K-SP-BL is UL listed for indoor damp locations and daisy chaining , UL and cUL listed RoHS compliant. Acuity - Juno Lighting MD1LG2-35K-SP-BL Mini Downlight | 3500 | 80 | 300 | 60 | 50000 | 5 | 1 | 106.97 | 106.97 | 125.6939 | 2020Q2 | https://www.greenelectricalsupply.com/juno-lighting-md1lg2-35k-sp-bl-mini-led-downlight-3500k.aspx | Green Electrical Supply | 2020 | No
LED Lighting | Downlight | Manufacturer: Acuity - Juno Lighting | True |  |  |  |  | Mini Recessed Home > Light Emitting Diodes (LEDs) > 12V LED Bulbs > MD1LG2-35K-SP-BZ Mini Downlight Product Specifications - Quick Reference Lamp Wattage: Working Voltage: 5 Watts 12V AC Dimensions: Rated Life: 2 1/4" W x 2 7/8" H 50,000 Hours Fixture Finish: Bronze Plated Dimmable: YES Light Color: Beam Pattern: 3500K Spot 16 Degree Certifications: Warranty: UL 5 Year Limited This model is the Juno MD1LG2-35K-SP-BZ or MD1LG2 RD 03LM 35K 80CRI SP BZ (the G2 in the part number stands for Generation 2 - This GEN2 mini downlight replaces the GEN1 part number MD1L35K-SP-BZ). These IC-Rated Miniature LED Downlights are ultra-compact and super-energy efficient. While consuming just 5 watts, these sleek compact recessed lights provide direct accent lighting with a low glare optic system that has an equivalent light output and distribution of a 20 watt halogen lamp. Operation requires only a remote,120V to 12VAC electronic or magnetic Juno driver/transformer (Sold Separately). The die cast aluminum IC-rated housings are approved for use in both insulated and non-insulated ceilings, and can be recessed into extra-small spaces. Available in either 2700K, 3000K, 3500K or 4000K, these Mini LED recessed lights can be combined in a variety of finishes and beam patterns allowing you to create the most energy efficient solution while providing the desired look in any confined area. Not only is this an energy efficient recessed can, it is also environment friendly; free of harmful UV-rays, infrared wavelengths, lead and mercury! An exceptionally long service life of 50,000 hours at 70% lumen maintenance assures many years of maintenance-free use. Click here to see the complete Juno Lighting MD1LG2 LED Downlight Specification Sheet. This is the mini led downlight MD1LG2-35K-SP-BZ with a color temperature of 3500K and CRI of 80 (minimum) providing excellent color rendering. The optics on this recessed light creates a Spot (16 degree) beam pattern. The stylish Juno MD1L fixture has a Bronze finish trim with matching reflector for a uniform appearance. This LED downlight requires a 120V to 12V electronic or magnetic remote transformer to complete the system (Sold Separately). The Juno TL602E electronic transformer was designed for use with these lights, and is dimmable. Click here to see the Juno TL602E Driver-Transformer Specification Sheet for a partial list of compatible dimmers. With a trim diameter measuring in at 2 1/4 and only 2 7/8 high, this Mini Led recessed fixture can fit just about anywhere and can be completely covered in insulation. The tempered spring steel torsion clips (mouse-trap springs) are fully assembled to the housing for fast, easy, secure installation or removal. A removable cover plate provides quick access to the wiring compartment, and four pole terminal blocks facilitate a simple and secure connection with a commonly available low voltage cable (Type CL2 or NEC Equivalent, 18-12 AWG) for one fixture, or for daisy chaining multiple fixtures. Click here for the complete Juno MD1L Mini LED Downlight Installation Instructions.The Juno MD1LG2-35K-SP-BZ is UL listed for indoor damp locations and daisy chaining , UL and cUL listed RoHS compliant. Acuity - Juno Lighting MD1LG2-35K-SP-BZ Mini Downlight | 3500 | 80 | 300 | 60 | 50000 | 5 | 1 | 128.83 | 128.83 | 151.3802 | 2020Q2 | https://www.greenelectricalsupply.com/juno-lighting-md1lg2-35k-sp-bz-mini-led-downlight-3500k.aspx | Green Electrical Supply | 2020 | No
LED Lighting | Downlight | Manufacturer: Acuity - Juno Lighting | True |  |  |  |  | Mini Recessed Home > Light Emitting Diodes (LEDs) > 12V LED Bulbs > MD1LG2-35K-SP-SN Mini Downlight Product Specifications - Quick Reference Lamp Wattage: Working Voltage: 5 Watts 12V AC Dimensions: Rated Life: 2 1/4" W x 2 7/8" H 50,000 Hours Fixture Finish: Satin Nickel Dimmable: YES Light Color: Beam Pattern: 3500K Spot 16 Degree Certifications: Warranty: UL 5 Year Limited This model is the Juno MD1LG2-35K-SP-SN or MD1LG2 RD 03LM 35K 80CRI SP SN (the G2 in the part number stands for Generation 2 - This GEN2 mini downlight replaces the GEN1 part number MD1L35K-SP-SN). These IC-Rated Miniature LED Downlights are ultra-compact and super-energy efficient. While consuming just 5 watts, these sleek compact recessed lights provide direct accent lighting with a low glare optic system that has an equivalent light output and distribution of a 20 watt halogen lamp. Operation requires only a remote,120V to 12VAC electronic or magnetic Juno driver/transformer (Sold Separately). The die cast aluminum IC-rated housings are approved for use in both insulated and non-insulated ceilings, and can be recessed into extra-small spaces. Available in either 2700K, 3000K, 3500K or 4000K, these Mini LED recessed lights can be combined in a variety of finishes and beam patterns allowing you to create the most energy efficient solution while providing the desired look in any confined area. Not only is this an energy efficient recessed can, it is also environment friendly; free of harmful UV-rays, infrared wavelengths, lead and mercury! An exceptionally long service life of 50,000 hours at 70% lumen maintenance assures many years of maintenance-free use. Click here to see the complete Juno Lighting MD1LG2 LED Downlight Specification Sheet. This is the mini led downlight MD1LG2-35K-SP-SN with a color temperature of 3500K and CRI of 80 (minimum) providing excellent color rendering. The optics on this recessed light creates a Spot (16 degree) beam pattern. The stylish Juno MD1L fixture has a Nickel finish trim with matching reflector for a uniform appearance. This LED downlight requires a 120V to 12V electronic or magnetic remote transformer to complete the system (Sold Separately). The Juno TL602E electronic transformer was designed for use with these lights, and is dimmable. Click here to see the Juno TL602E Driver-Transformer Specification Sheet for a partial list of compatible dimmers. With a trim diameter measuring in at 2 1/4 and only 2 7/8 high, this Mini Led recessed fixture can fit just about anywhere and can be completely covered in insulation. The tempered spring steel torsion clips (mouse-trap springs) are fully assembled to the housing for fast, easy, secure installation or removal. A removable cover plate provides quick access to the wiring compartment, and four pole terminal blocks facilitate a simple and secure connection with a commonly available low voltage cable (Type CL2 or NEC Equivalent, 18-12 AWG) for one fixture, or for daisy chaining multiple fixtures. Click here for the complete Juno MD1L Mini LED Downlight Installation Instructions.The Juno MD1LG2-35K-SP-SN is UL listed for indoor damp locations and daisy chaining , UL and cUL listed RoHS compliant. Acuity - Juno Lighting MD1LG2-35K-SP-SN Mini Downlight | 3500 | 80 | 300 | 60 | 50000 | 5 | 1 | 128.83 | 128.83 | 151.3802 | 2020Q2 | https://www.greenelectricalsupply.com/juno-lighting-md1lg2-35k-sp-sn-mini-led-downlight-3500k.aspx | Green Electrical Supply | 2020 | No
LED Lighting | Downlight | Manufacturer: Acuity - Juno Lighting | True |  |  |  |  | Mini Recessed Home > Light Emitting Diodes (LEDs) > 12V LED Bulbs > MD1LG2-35K-SP-WH Mini Downlight Product Specifications - Quick Reference Lamp Wattage: Working Voltage: 5 Watts 12V AC Dimensions: Rated Life: 2 1/4" W x 2 7/8" H 50,000 Hours Fixture Finish: Classic White Dimmable: YES Light Color: Beam Pattern: 3500K Spot 16 Degree Certifications: Warranty: UL 5 Year Limited This model is the Juno MD1LG2-35K-SP-WH or MD1LG2 RD 03LM 35K 80CRI SP WH (the G2 in the part number stands for Generation 2 - This GEN2 mini downlight replaces the GEN1 part number MD1L35K-SP-WH). These IC-Rated Miniature LED Downlights are ultra-compact and super-energy efficient. While consuming just 5 watts, these sleek compact recessed lights provide direct accent lighting with a low glare optic system that has an equivalent light output and distribution of a 20 watt halogen lamp. Operation requires only a remote,120V to 12VAC electronic or magnetic Juno driver/transformer (Sold Separately). The die cast aluminum IC-rated housings are approved for use in both insulated and non-insulated ceilings, and can be recessed into extra-small spaces. Available in either 2700K, 3000K, 3500K or 4000K, these Mini LED recessed lights can be combined in a variety of finishes and beam patterns allowing you to create the most energy efficient solution while providing the desired look in any confined area. Not only is this an energy efficient recessed can, it is also environment friendly; free of harmful UV-rays, infrared wavelengths, lead and mercury! An exceptionally long service life of 50,000 hours at 70% lumen maintenance assures many years of maintenance-free use. Click here to see the complete Juno Lighting MD1LG2 LED Downlight Specification Sheet. This is the mini led downlight MD1LG2-35K-SP-WH with a color temperature of 3500K and CRI of 80 (minimum) providing excellent color rendering. The optics on this recessed light creates a Spot (16 degree) beam pattern. The stylish Juno MD1L fixture has a White finish trim with matching reflector for a uniform appearance. This LED downlight requires a 120V to 12V electronic or magnetic remote transformer to complete the system (Sold Separately). The Juno TL602E electronic transformer was designed for use with these lights, and is dimmable. Click here to see the Juno TL602E Driver-Transformer Specification Sheet for a partial list of compatible dimmers. With a trim diameter measuring in at 2 1/4 and only 2 7/8 high, this Mini Led recessed fixture can fit just about anywhere and can be completely covered in insulation. The tempered spring steel torsion clips (mouse-trap springs) are fully assembled to the housing for fast, easy, secure installation or removal. A removable cover plate provides quick access to the wiring compartment, and four pole terminal blocks facilitate a simple and secure connection with a commonly available low voltage cable (Type CL2 or NEC Equivalent, 18-12 AWG) for one fixture, or for daisy chaining multiple fixtures. Click here for the complete Juno MD1L Mini LED Downlight Installation Instructions.The Juno MD1LG2-35K-SP-WH is UL listed for indoor damp locations and daisy chaining, UL and cUL listed RoHS compliant. Acuity - Juno Lighting MD1LG2-35K-SP-WH Mini Downlight | 3500 | 80 | 300 | 60 | 50000 | 5 | 1 | 106.97 | 106.97 | 125.6939 | 2020Q2 | https://www.greenelectricalsupply.com/juno-lighting-md1lg2-35k-sp-wh-mini-led-downlight-3500k.aspx | Green Electrical Supply | 2020 | No
LED Lighting | Downlight | Manufacturer: Acuity - Juno Lighting | True |  |  |  |  | Mini Recessed Home > Light Emitting Diodes (LEDs) > 12V LED Bulbs > MD1LG2-3K-FL-BL Mini Downlight Product Specifications - Quick Reference Lamp Wattage: Working Voltage: 5 Watts 12V AC Dimensions: Rated Life: 2 1/4" W x 2 7/8" H 50,000 Hours Fixture Finish: Classic Black Dimmable: YES Light Color: Beam Pattern: 3000K Flood 35 Degree Certifications: Warranty: UL 5 Year Limited This model is the Juno MD1LG2-3K-FL-BL or MD1LG2 RD 03LM 30K 80CRI FL BL (the G2 in the part number stands for Generation 2 - This GEN2 mini downlight replaces the GEN1 part number MD1L3K-FL-BL). These IC-Rated Miniature LED Downlights are ultra-compact and super-energy efficient. While consuming just 5 watts, these sleek compact recessed lights provide direct accent lighting with a low glare optic system that has an equivalent light output and distribution of a 20 watt halogen lamp. Operation requires only a remote,120V to 12VAC electronic or magnetic Juno driver/transformer (Sold Separately). The die cast aluminum IC-rated housings are approved for use in both insulated and non-insulated ceilings, and can be recessed into extra-small spaces. Available in either 2700K, 3000K, 3500K or 4000K, these Mini LED recessed lights can be combined in a variety of finishes and beam patterns allowing you to create the most energy efficient solution while providing the desired look in any confined area. Not only is this an energy efficient recessed can, it is also environment friendly; free of harmful UV-rays, infrared wavelengths, lead and mercury! An exceptionally long service life of 50,000 hours at 70% lumen maintenance assures many years of maintenance-free use. Click here to see the complete Juno Lighting MD1LG2 LED Downlight Specification Sheet. This is the mini led downlight MD1LG2-3K-FL-BL with a color temperature of 3000K and CRI of 80 (minimum) providing excellent color rendering. The optics on this recessed light creates a Flood (35 degree) beam pattern. The stylish Juno MD1L fixture has a Black finish trim with matching reflector for a uniform appearance. This LED downlight requires a 120V to 12V electronic or magnetic remote transformer to complete the system (Sold Separately). The Juno TL602E electronic transformer was designed for use with these lights, and is dimmable. Click here to see the Juno TL602E Driver-Transformer Specification Sheet for a partial list of compatible dimmers. With a trim diameter measuring in at 2 1/4 and only 2 7/8 high, this Mini Led recessed fixture can fit just about anywhere and can be completely covered in insulation. The tempered spring steel torsion clips (mouse-trap springs) are fully assembled to the housing for fast, easy, secure installation or removal. A removable cover plate provides quick access to the wiring compartment, and four pole terminal blocks facilitate a simple and secure connection with a commonly available low voltage cable (Type CL2 or NEC Equivalent, 18-12 AWG) for one fixture, or for daisy chaining multiple fixtures. Click here for the complete Juno MD1L Mini LED Downlight Installation Instructions.The Juno MD1LG2-3K-FL-BL is UL listed for indoor damp locations and daisy chaining , UL and cUL listed RoHS compliant. Acuity - Juno Lighting MD1LG2-3K-FL-BL Mini Downlight | 3000 | 80 | 300 | 60 | 50000 | 5 | 1 | 106.97 | 106.97 | 125.6939 | 2020Q2 | https://www.greenelectricalsupply.com/juno-lighting-md1lg2-3k-fl-bl-mini-led-downlight-3000k.aspx | Green Electrical Supply | 2020 | No
LED Lighting | Downlight | Manufacturer: Acuity - Juno Lighting | True |  |  |  |  | Mini Recessed Home > Light Emitting Diodes (LEDs) > 12V LED Bulbs > MD1LG2-3K-FL-BZ Mini Downlight Product Specifications - Quick Reference Lamp Wattage: Working Voltage: 5 Watts 12V AC Dimensions: Rated Life: 2 1/4" W x 2 7/8" H 50,000 Hours Fixture Finish: Bronze Plated Dimmable: YES Light Color: Beam Pattern: 3000K Flood 35 Degree Certifications: Warranty: UL 5 Year Limited This model is the Juno MD1LG2-3K-FL-BZ or MD1LG2 RD 03LM 30K 80CRI FL BZ (the G2 in the part number stands for Generation 2 - This GEN2 mini downlight replaces the GEN1 part number MD1L3K-FL-BZ). These IC-Rated Miniature LED Downlights are ultra-compact and super-energy efficient. While consuming just 5 watts, these sleek compact recessed lights provide direct accent lighting with a low glare optic system that has an equivalent light output and distribution of a 20 watt halogen lamp. Operation requires only a remote,120V to 12VAC electronic or magnetic Juno driver/transformer (Sold Separately). The die cast aluminum IC-rated housings are approved for use in both insulated and non-insulated ceilings, and can be recessed into extra-small spaces. Available in either 2700K, 3000K, 3500K or 4000K, these Mini LED recessed lights can be combined in a variety of finishes and beam patterns allowing you to create the most energy efficient solution while providing the desired look in any confined area. Not only is this an energy efficient recessed can, it is also environment friendly; free of harmful UV-rays, infrared wavelengths, lead and mercury! An exceptionally long service life of 50,000 hours at 70% lumen maintenance assures many years of maintenance-free use. Click here to see the complete Juno Lighting MD1LG2 LED Downlight Specification Sheet. This is the mini led downlight MD1LG2-3K-FL-BZ with a color temperature of 3000K and CRI of 80 (minimum) providing excellent color rendering. The optics on this recessed light creates a Flood (35 degree) beam pattern. The stylish Juno MD1L fixture has a Bronze finish trim with matching reflector for a uniform appearance. This LED downlight requires a 120V to 12V electronic or magnetic remote transformer to complete the system (Sold Separately). The Juno TL602E electronic transformer was designed for use with these lights, and is dimmable. Click here to see the Juno TL602E Driver-Transformer Specification Sheet for a partial list of compatible dimmers. With a trim diameter measuring in at 2 1/4 and only 2 7/8 high, this Mini Led recessed fixture can fit just about anywhere and can be completely covered in insulation. The tempered spring steel torsion clips (mouse-trap springs) are fully assembled to the housing for fast, easy, secure installation or removal. A removable cover plate provides quick access to the wiring compartment, and four pole terminal blocks facilitate a simple and secure connection with a commonly available low voltage cable (Type CL2 or NEC Equivalent, 18-12 AWG) for one fixture, or for daisy chaining multiple fixtures. Click here for the complete Juno MD1L Mini LED Downlight Installation Instructions.The Juno MD1LG2-3K-FL-BZ is UL listed for indoor damp locations and daisy chaining, UL and cUL listed RoHS compliant. Acuity - Juno Lighting MD1LG2-3K-FL-BZ Mini Downlight | 3000 | 80 | 300 | 60 | 50000 | 5 | 1 | 132.31 | 132.31 | 155.4694 | 2020Q2 | https://www.greenelectricalsupply.com/juno-lighting-md1lg2-3k-fl-bz-mini-led-downlight-3000k.aspx | Green Electrical Supply | 2020 | No
LED Lighting | Downlight | Manufacturer: Acuity - Juno Lighting | True |  |  |  |  | Mini Recessed Home > Light Emitting Diodes (LEDs) > 12V LED Bulbs > MD1LG2-3K-FL-SN Mini Downlight Product Specifications - Quick Reference Lamp Wattage: Working Voltage: 5 Watts 12V AC Dimensions: Rated Life: 2 1/4" W x 2 7/8" H 50,000 Hours Fixture Finish: Satin Nickel Dimmable: YES Light Color: Beam Pattern: 3000K Flood 35 Degree Certifications: Warranty: UL 5 Year Limited This model is the Juno MD1LG2-3K-FL-SN or MD1LG2 RD 03LM 30K 80CRI FL SN (the G2 in the part number stands for Generation 2 - This GEN2 mini downlight replaces the GEN1 part number MD1L3K-FL-SN). These IC-Rated Miniature LED Downlights are ultra-compact and super-energy efficient. While consuming just 5 watts, these sleek compact recessed lights provide direct accent lighting with a low glare optic system that has an equivalent light output and distribution of a 20 watt halogen lamp. Operation requires only a remote,120V to 12VAC electronic or magnetic Juno driver/transformer (Sold Separately). The die cast aluminum IC-rated housings are approved for use in both insulated and non-insulated ceilings, and can be recessed into extra-small spaces. Available in either 2700K, 3000K, 3500K or 4000K, these Mini LED recessed lights can be combined in a variety of finishes and beam patterns allowing you to create the most energy efficient solution while providing the desired look in any confined area. Not only is this an energy efficient recessed can, it is also environment friendly; free of harmful UV-rays, infrared wavelengths, lead and mercury! An exceptionally long service life of 50,000 hours at 70% lumen maintenance assures many years of maintenance-free use. Click here to see the complete Juno Lighting MD1LG2 LED Downlight Specification Sheet. This is the mini led downlight MD1LG2-3K-FL-SN with a color temperature of 3000K and CRI of 80 (minimum) providing excellent color rendering. The optics on this recessed light creates a Flood (35 degree) beam pattern. The stylish Juno MD1L fixture has a Nickel finish trim with matching reflector for a uniform appearance. This LED downlight requires a 120V to 12V electronic or magnetic remote transformer to complete the system (Sold Separately). The Juno TL602E electronic transformer was designed for use with these lights, and is dimmable. Click here to see the Juno TL602E Driver-Transformer Specification Sheet for a partial list of compatible dimmers. With a trim diameter measuring in at 2 1/4 and only 2 7/8 high, this Mini Led recessed fixture can fit just about anywhere and can be completely covered in insulation. The tempered spring steel torsion clips (mouse-trap springs) are fully assembled to the housing for fast, easy, secure installation or removal. A removable cover plate provides quick access to the wiring compartment, and four pole terminal blocks facilitate a simple and secure connection with a commonly available low voltage cable (Type CL2 or NEC Equivalent, 18-12 AWG) for one fixture, or for daisy chaining multiple fixtures. Click here for the complete Juno MD1L Mini LED Downlight Installation Instructions.The Juno MD1LG2-3K-FL-SN is UL listed for indoor damp locations and daisy chaining , UL and cUL listed RoHS compliant. Acuity - Juno Lighting MD1LG2-3K-FL-SN Mini Downlight | 3000 | 80 | 300 | 60 | 50000 | 5 | 1 | 132.31 | 132.31 | 155.4694 | 2020Q2 | https://www.greenelectricalsupply.com/juno-lighting-md1lg2-3k-fl-sn-mini-led-downlight-3000k.aspx | Green Electrical Supply | 2020 | No
LED Lighting | Downlight | Manufacturer: Acuity - Juno Lighting | True |  |  |  |  | Mini Recessed Home > Light Emitting Diodes (LEDs) > 12V LED Bulbs > MD1LG2-3K-FL-WH Mini Downlight Product Specifications - Quick Reference Lamp Wattage: Working Voltage: 5 Watts 12V AC Dimensions: Rated Life: 2 1/4" W x 2 7/8" H 50,000 Hours Fixture Finish: Classic White Dimmable: YES Light Color: Beam Pattern: 3000K Flood 35 Degree Certifications: Warranty: UL 5 Year Limited This model is the Juno MD1LG2-3K-FL-WH or MD1LG2 RD 03LM 30K 80CRI FL WH (the G2 in the part number stands for Generation 2 - This GEN2 mini downlight replaces the GEN1 part number MD1L3K-FL-WH). These IC-Rated Miniature LED Downlights are ultra-compact and super-energy efficient. While consuming just 5 watts, these sleek compact recessed lights provide direct accent lighting with a low glare optic system that has an equivalent light output and distribution of a 20 watt halogen lamp. Operation requires only a remote,120V to 12VAC electronic or magnetic Juno driver/transformer (Sold Separately). The die cast aluminum IC-rated housings are approved for use in both insulated and non-insulated ceilings, and can be recessed into extra-small spaces. Available in either 2700K, 3000K, 3500K or 4000K, these Mini LED recessed lights can be combined in a variety of finishes and beam patterns allowing you to create the most energy efficient solution while providing the desired look in any confined area. Not only is this an energy efficient recessed can, it is also environment friendly; free of harmful UV-rays, infrared wavelengths, lead and mercury! An exceptionally long service life of 50,000 hours at 70% lumen maintenance assures many years of maintenance-free use. Click here to see the complete Juno Lighting MD1LG2 LED Downlight Specification Sheet. This is the mini led downlight MD1LG2-3K-FL-WH with a color temperature of 3000K and CRI of 80 (minimum) providing excellent color rendering. The optics on this recessed light creates a Flood (35 degree) beam pattern. The stylish Juno MD1L fixture has a White finish trim with matching reflector for a uniform appearance. This LED downlight requires a 120V to 12V electronic or magnetic remote transformer to complete the system (Sold Separately). The Juno TL602E electronic transformer was designed for use with these lights, and is dimmable. Click here to see the Juno TL602E Driver-Transformer Specification Sheet for a partial list of compatible dimmers. With a trim diameter measuring in at 2 1/4 and only 2 7/8 high, this Mini Led recessed fixture can fit just about anywhere and can be completely covered in insulation. The tempered spring steel torsion clips (mouse-trap springs) are fully assembled to the housing for fast, easy, secure installation or removal. A removable cover plate provides quick access to the wiring compartment, and four pole terminal blocks facilitate a simple and secure connection with a commonly available low voltage cable (Type CL2 or NEC Equivalent, 18-12 AWG) for one fixture, or for daisy chaining multiple fixtures. Click here for the complete Juno MD1L Mini LED Downlight Installation Instructions.The Juno MD1LG2-3K-FL-WH is UL listed for indoor damp locations and daisy chaining, UL and cUL listed RoHS compliant. Acuity - Juno Lighting MD1LG2-3K-FL-WH Mini Downlight | 3000 | 80 | 300 | 60 | 50000 | 5 | 1 | 106.97 | 106.97 | 125.6939 | 2020Q2 | https://www.greenelectricalsupply.com/juno-lighting-md1lg2-3k-fl-wh-mini-led-downlight-3000k.aspx | Green Electrical Supply | 2020 | No
LED Lighting | Downlight | Manufacturer: Acuity - Juno Lighting | True |  |  |  |  | Mini Recessed Home > Light Emitting Diodes (LEDs) > 12V LED Bulbs > MD1LG2-3K-NFL-BL Mini Downlight Product Specifications - Quick Reference Lamp Wattage: Working Voltage: 5 Watts 12V AC Dimensions: Rated Life: 2 1/4" W x 2 7/8" H 50,000 Hours Fixture Finish: Classic Black Dimmable: YES Light Color: Beam Pattern: 3000K Flood 24 Degree Certifications: Warranty: UL 5 Year Limited This model is the Juno MD1LG2-3K-NFL-BL or MD1LG2 RD 03LM 30K 80CRI NFL BL (the G2 in the part number stands for Generation 2 - This GEN2 mini downlight replaces the GEN1 part number MD1L3K-NFL-BL). These IC-Rated Miniature LED Downlights are ultra-compact and super-energy efficient. While consuming just 5 watts, these sleek compact recessed lights provide direct accent lighting with a low glare optic system that has an equivalent light output and distribution of a 20 watt halogen lamp. Operation requires only a remote,120V to 12VAC electronic or magnetic Juno driver/transformer (Sold Separately). The die cast aluminum IC-rated housings are approved for use in both insulated and non-insulated ceilings, and can be recessed into extra-small spaces. Available in either 2700K, 3000K, 3500K or 4000K, these Mini LED recessed lights can be combined in a variety of finishes and beam patterns allowing you to create the most energy efficient solution while providing the desired look in any confined area. Not only is this an energy efficient recessed can, it is also environment friendly; free of harmful UV-rays, infrared wavelengths, lead and mercury! An exceptionally long service life of 50,000 hours at 70% lumen maintenance assures many years of maintenance-free use. Click here to see the complete Juno Lighting MD1LG2 LED Downlight Specification Sheet. This is the mini led downlight MD1LG2-3K-NFL-BL with a color temperature of 3000K and CRI of 80 (minimum) providing excellent color rendering. The optics on this recessed light creates a Narrow Flood (24 degree) beam pattern. The stylish Juno MD1L fixture has a Black finish trim with matching reflector for a uniform appearance. This LED downlight requires a 120V to 12V electronic or magnetic remote transformer to complete the system (Sold Separately). The Juno TL602E electronic transformer was designed for use with these lights, and is dimmable. Click here to see the Juno TL602E Driver-Transformer Specification Sheet for a partial list of compatible dimmers. With a trim diameter measuring in at 2 1/4 and only 2 7/8 high, this Mini Led recessed fixture can fit just about anywhere and can be completely covered in insulation. The tempered spring steel torsion clips (mouse-trap springs) are fully assembled to the housing for fast, easy, secure installation or removal. A removable cover plate provides quick access to the wiring compartment, and four pole terminal blocks facilitate a simple and secure connection with a commonly available low voltage cable (Type CL2 or NEC Equivalent, 18-12 AWG) for one fixture, or for daisy chaining multiple fixtures. Click here for the complete Juno MD1L Mini LED Downlight Installation Instructions.The Juno MD1LG2-3K-NFL-BL is UL listed for indoor damp locations and daisy chaining,UL and cUL listed RoHS compliant. Acuity - Juno Lighting MD1LG2-3K-NFL-BL Mini Downlight | 3000 | 80 | 300 | 60 | 50000 | 5 | 1 | 106.97 | 106.97 | 125.6939 | 2020Q2 | https://www.greenelectricalsupply.com/juno-lighting-md1lg2-3k-nfl-bl-mini-led-downlight-3000k.aspx | Green Electrical Supply | 2020 | No
LED Lighting | Downlight | Manufacturer: Acuity - Juno Lighting | True |  |  |  |  | Mini Recessed Home > Light Emitting Diodes (LEDs) > 12V LED Bulbs > MD1LG2-3K-NFL-BZ Mini Downlight Product Specifications - Quick Reference Lamp Wattage: Working Voltage: 5 Watts 12V AC Dimensions: Rated Life: 2 1/4" W x 2 7/8" H 50,000 Hours Fixture Finish: Bronze Plated Dimmable: YES Light Color: Beam Pattern: 3000K Flood 24 Degree Certifications: Warranty: UL 5 Year Limited This model is the Juno MD1LG2-3K-NFL-BZ or MD1LG2 RD 03LM 30K 80CRI NFL BZ (the G2 in the part number stands for Generation 2 - This GEN2 mini downlight replaces the GEN1 part number MD1L3K-NFL-BZ). These IC-Rated Miniature LED Downlights are ultra-compact and super-energy efficient. While consuming just 5 watts, these sleek compact recessed lights provide direct accent lighting with a low glare optic system that has an equivalent light output and distribution of a 20 watt halogen lamp. Operation requires only a remote,120V to 12VAC electronic or magnetic Juno driver/transformer (Sold Separately). The die cast aluminum IC-rated housings are approved for use in both insulated and non-insulated ceilings, and can be recessed into extra-small spaces. Available in either 2700K, 3000K, 3500K or 4000K, these Mini LED recessed lights can be combined in a variety of finishes and beam patterns allowing you to create the most energy efficient solution while providing the desired look in any confined area. Not only is this an energy efficient recessed can, it is also environment friendly; free of harmful UV-rays, infrared wavelengths, lead and mercury! An exceptionally long service life of 50,000 hours at 70% lumen maintenance assures many years of maintenance-free use. Click here to see the complete Juno Lighting MD1LG2 LED Downlight Specification Sheet. This is the mini led downlight MD1LG2-3K-NFL-BZwith a color temperature of 3000K and CRI of 80 (minimum) providing excellent color rendering. The optics on this recessed light creates a Narrow Flood (24 degree) beam pattern. The stylish Juno MD1L fixture has a Bronze finish trim with matching reflector for a uniform appearance. This LED downlight requires a 120V to 12V electronic or magnetic remote transformer to complete the system (Sold Separately). The Juno TL602E electronic transformer was designed for use with these lights, and is dimmable. Click here to see the Juno TL602E Driver-Transformer Specification Sheet for a partial list of compatible dimmers. With a trim diameter measuring in at 2 1/4 and only 2 7/8 high, this Mini Led recessed fixture can fit just about anywhere and can be completely covered in insulation. The tempered spring steel torsion clips (mouse-trap springs) are fully assembled to the housing for fast, easy, secure installation or removal. A removable cover plate provides quick access to the wiring compartment, and four pole terminal blocks facilitate a simple and secure connection with a commonly available low voltage cable (Type CL2 or NEC Equivalent, 18-12 AWG) for one fixture, or for daisy chaining multiple fixtures. Click here for the complete Juno MD1L Mini LED Downlight Installation Instructions.The Juno MD1LG2-3K-NFL-BZ is UL listed for indoor damp locations and daisy chaining, UL and cUL listed RoHS compliant. Acuity - Juno Lighting MD1LG2-3K-NFL-BZ Mini Downlight | 3000 | 80 | 300 | 60 | 50000 | 5 | 1 | 128.83 | 128.83 | 151.3802 | 2020Q2 | https://www.greenelectricalsupply.com/juno-lighting-md1lg2-3k-nfl-bz-mini-led-downlight-3000k.aspx | Green Electrical Supply | 2020 | No
LED Lighting | Downlight | Manufacturer: Acuity - Juno Lighting | True |  |  |  |  | Mini Recessed Home > Light Emitting Diodes (LEDs) > 12V LED Bulbs > MD1LG2-3K-NFL-SN Mini Downlight Product Specifications - Quick Reference Lamp Wattage: Working Voltage: 5 Watts 12V AC Dimensions: Rated Life: 2 1/4" W x 2 7/8" H 50,000 Hours Fixture Finish: Satin Nickel Dimmable: YES Light Color: Beam Pattern: 3000K Flood 24 Degree Certifications: Warranty: UL 5 Year Limited This model is the Juno MD1LG2-3K-NFL-SN or MD1LG2 RD 03LM 30K 80CRI NFL SN (the G2 in the part number stands for Generation 2 - This GEN2 mini downlight replaces the GEN1 part number MD1L3K-NFL-SN). These IC-Rated Miniature LED Downlights are ultra-compact and super-energy efficient. While consuming just 5 watts, these sleek compact recessed lights provide direct accent lighting with a low glare optic system that has an equivalent light output and distribution of a 20 watt halogen lamp. Operation requires only a remote,120V to 12VAC electronic or magnetic Juno driver/transformer (Sold Separately). The die cast aluminum IC-rated housings are approved for use in both insulated and non-insulated ceilings, and can be recessed into extra-small spaces. Available in either 2700K, 3000K, 3500K or 4000K, these Mini LED recessed lights can be combined in a variety of finishes and beam patterns allowing you to create the most energy efficient solution while providing the desired look in any confined area. Not only is this an energy efficient recessed can, it is also environment friendly; free of harmful UV-rays, infrared wavelengths, lead and mercury! An exceptionally long service life of 50,000 hours at 70% lumen maintenance assures many years of maintenance-free use. Click here to see the complete Juno Lighting MD1LG2 LED Downlight Specification Sheet. This is the mini led downlight MD1LG2-3K-NFL-SN with a color temperature of 3000K and CRI of 80 (minimum) providing excellent color rendering. The optics on this recessed light creates a Narrow Flood (24 degree) beam pattern. The stylish Juno MD1L fixture has a Nickel finish trim with matching reflector for a uniform appearance. This LED downlight requires a 120V to 12V electronic or magnetic remote transformer to complete the system (Sold Separately). The Juno TL602E electronic transformer was designed for use with these lights, and is dimmable. Click here to see the Juno TL602E Driver-Transformer Specification Sheet for a partial list of compatible dimmers. With a trim diameter measuring in at 2 1/4 and only 2 7/8 high, this Mini Led recessed fixture can fit just about anywhere and can be completely covered in insulation. The tempered spring steel torsion clips (mouse-trap springs) are fully assembled to the housing for fast, easy, secure installation or removal. A removable cover plate provides quick access to the wiring compartment, and four pole terminal blocks facilitate a simple and secure connection with a commonly available low voltage cable (Type CL2 or NEC Equivalent, 18-12 AWG) for one fixture, or for daisy chaining multiple fixtures. Click here for the complete Juno MD1L Mini LED Downlight Installation Instructions.The Juno MD1LG2-3K-NFL-SN is UL listed for indoor damp locations and daisy chaining , UL and cUL listed RoHS compliant. Acuity - Juno Lighting MD1LG2-3K-NFL-SN Mini Downlight | 3000 | 80 | 300 | 60 | 50000 | 5 | 1 | 132.31 | 132.31 | 155.4694 | 2020Q2 | https://www.greenelectricalsupply.com/juno-lighting-md1lg2-3k-nfl-sn-mini-led-downlight-3000k.aspx | Green Electrical Supply | 2020 | No
LED Lighting | Downlight | Manufacturer: Acuity - Juno Lighting | True |  |  |  |  | Mini Recessed Home > Light Emitting Diodes (LEDs) > 12V LED Bulbs > MD1LG2-3K-NFL-WH Mini Downlight Product Specifications - Quick Reference Lamp Wattage: Working Voltage: 5 Watts 12V AC Dimensions: Rated Life: 2 1/4" W x 2 7/8" H 50,000 Hours Fixture Finish: Classic White Dimmable: YES Light Color: Beam Pattern: 3000K Flood 24 Degree Certifications: Warranty: UL 5 Year Limited This model is the Juno MD1LG2-3K-NFL-WH or MD1LG2 RD 03LM 30K 80CRI NFL WH (the G2 in the part number stands for Generation 2 - This GEN2 mini downlight replaces the GEN1 part number MD1L3K-NFL-WH). These IC-Rated Miniature LED Downlights are ultra-compact and super-energy efficient. While consuming just 5 watts, these sleek compact recessed lights provide direct accent lighting with a low glare optic system that has an equivalent light output and distribution of a 20 watt halogen lamp. Operation requires only a remote,120V to 12VAC electronic or magnetic Juno driver/transformer (Sold Separately). The die cast aluminum IC-rated housings are approved for use in both insulated and non-insulated ceilings, and can be recessed into extra-small spaces. Available in either 2700K, 3000K, 3500K or 4000K, these Mini LED recessed lights can be combined in a variety of finishes and beam patterns allowing you to create the most energy efficient solution while providing the desired look in any confined area. Not only is this an energy efficient recessed can, it is also environment friendly; free of harmful UV-rays, infrared wavelengths, lead and mercury! An exceptionally long service life of 50,000 hours at 70% lumen maintenance assures many years of maintenance-free use. Click here to see the complete Juno Lighting MD1LG2 LED Downlight Specification Sheet. This is the mini led downlight MD1LG2-3K-NFL-WH with a color temperature of 3000K and CRI of 80 (minimum) providing excellent color rendering. The optics on this recessed light creates a Narrow Flood (24 degree) beam pattern. The stylish Juno MD1L fixture has a White finish trim with matching reflector for a uniform appearance. This LED downlight requires a 120V to 12V electronic or magnetic remote transformer to complete the system (Sold Separately). The Juno TL602E electronic transformer was designed for use with these lights, and is dimmable. Click here to see the Juno TL602E Driver-Transformer Specification Sheet for a partial list of compatible dimmers. With a trim diameter measuring in at 2 1/4 and only 2 7/8 high, this Mini Led recessed fixture can fit just about anywhere and can be completely covered in insulation. The tempered spring steel torsion clips (mouse-trap springs) are fully assembled to the housing for fast, easy, secure installation or removal. A removable cover plate provides quick access to the wiring compartment, and four pole terminal blocks facilitate a simple and secure connection with a commonly available low voltage cable (Type CL2 or NEC Equivalent, 18-12 AWG) for one fixture, or for daisy chaining multiple fixtures. Click here for the complete Juno MD1L Mini LED Downlight Installation Instructions.The Juno MD1LG2-3K-NFL-WH is UL listed for indoor damp locations and daisy chaining,UL and cUL listed RoHS compliant. Acuity - Juno Lighting MD1LG2-3K-NFL-WH Mini Downlight | 3000 | 80 | 300 | 60 | 50000 | 5 | 1 | 106.97 | 106.97 | 125.6939 | 2020Q2 | https://www.greenelectricalsupply.com/juno-lighting-md1lg2-3k-nfl-wh-mini-led-downlight-3000k.aspx | Green Electrical Supply | 2020 | No
LED Lighting | Downlight | Manufacturer: Acuity - Juno Lighting | True |  |  |  |  | Mini Recessed Home > Light Emitting Diodes (LEDs) > 12V LED Bulbs > MD1LG2-3K-SP-BL Mini Downlight Product Specifications - Quick Reference Lamp Wattage: Working Voltage: 5 Watts 12V AC Dimensions: Rated Life: 2 1/4" W x 2 7/8" H 50,000 Hours Fixture Finish: Classic Black Dimmable: YES Light Color: Beam Pattern: 3000K Spot 16 Degree Certifications: Warranty: UL 5 Year Limited This model is the Juno MD1LG2-3K-SP-BL or MD1LG2 RD 03LM 30K 80CRI SP BL (the G2 in the part number stands for Generation 2 - This GEN2 mini downlight replaces the GEN1 part number MD1L3K-SP-BL). These IC-Rated Miniature LED Downlights are ultra-compact and super-energy efficient. While consuming just 5 watts, these sleek compact recessed lights provide direct accent lighting with a low glare optic system that has an equivalent light output and distribution of a 20 watt halogen lamp. Operation requires only a remote,120V to 12VAC electronic or magnetic Juno driver/transformer (Sold Separately). The die cast aluminum IC-rated housings are approved for use in both insulated and non-insulated ceilings, and can be recessed into extra-small spaces. Available in either 2700K, 3000K, 3500K or 4000K, these Mini LED recessed lights can be combined in a variety of finishes and beam patterns allowing you to create the most energy efficient solution while providing the desired look in any confined area. Not only is this an energy efficient recessed can, it is also environment friendly; free of harmful UV-rays, infrared wavelengths, lead and mercury! An exceptionally long service life of 50,000 hours at 70% lumen maintenance assures many years of maintenance-free use. Click here to see the complete Juno Lighting MD1LG2 LED Downlight Specification Sheet. This is the mini led downlight MD1LG2-3K-SP-BL with a color temperature of 3000K and CRI of 80 (minimum) providing excellent color rendering. The optics on this recessed light creates a Spot (16 degree) beam pattern. The stylish Juno MD1L fixture has a Black finish trim with matching reflector for a uniform appearance. This LED downlight requires a 120V to 12V electronic or magnetic remote transformer to complete the system (Sold Separately). The Juno TL602E electronic transformer was designed for use with these lights, and is dimmable. Click here to see the Juno TL602E Driver-Transformer Specification Sheet for a partial list of compatible dimmers. With a trim diameter measuring in at 2 1/4 and only 2 7/8 high, this Mini Led recessed fixture can fit just about anywhere and can be completely covered in insulation. The tempered spring steel torsion clips (mouse-trap springs) are fully assembled to the housing for fast, easy, secure installation or removal. A removable cover plate provides quick access to the wiring compartment, and four pole terminal blocks facilitate a simple and secure connection with a commonly available low voltage cable (Type CL2 or NEC Equivalent, 18-12 AWG) for one fixture, or for daisy chaining multiple fixtures. Click here for the complete Juno MD1L Mini LED Downlight Installation Instructions.The Juno MD1LG2-3K-SP-BL is UL listed for indoor damp locations and daisy chaining , UL and cUL listed RoHS compliant. Acuity - Juno Lighting MD1LG2-3K-SP-BL Mini Downlight | 3000 | 80 | 300 | 60 | 50000 | 5 | 1 | 106.97 | 106.97 | 125.6939 | 2020Q2 | https://www.greenelectricalsupply.com/juno-lighting-md1lg2-3k-sp-bl-mini-led-downlight-3000k.aspx | Green Electrical Supply | 2020 | No
LED Lighting | Downlight | Manufacturer: Acuity - Juno Lighting | True |  |  |  |  | Mini Recessed Home > Light Emitting Diodes (LEDs) > 12V LED Bulbs > MD1LG2-3K-SP-BZ Mini Downlight Product Specifications - Quick Reference Lamp Wattage: Working Voltage: 5 Watts 12V AC Dimensions: Rated Life: 2 1/4" W x 2 7/8" H 50,000 Hours Fixture Finish: Bronze Plated Dimmable: YES Light Color: Beam Pattern: 3000K Spot 16 Degree Certifications: Warranty: UL 5 Year Limited This model is the Juno MD1LG2-3K-SP-BZ or MD1LG2 RD 03LM 30K 80CRI SP BZ (the G2 in the part number stands for Generation 2 - This GEN2 mini downlight replaces the GEN1 part number MD1L3K-SP-BZ). These IC-Rated Miniature LED Downlights are ultra-compact and super-energy efficient. While consuming just 5 watts, these sleek compact recessed lights provide direct accent lighting with a low glare optic system that has an equivalent light output and distribution of a 20 watt halogen lamp. Operation requires only a remote,120V to 12VAC electronic or magnetic Juno driver/transformer (Sold Separately). The die cast aluminum IC-rated housings are approved for use in both insulated and non-insulated ceilings, and can be recessed into extra-small spaces. Available in either 2700K, 3000K, 3500K or 4000K, these Mini LED recessed lights can be combined in a variety of finishes and beam patterns allowing you to create the most energy efficient solution while providing the desired look in any confined area. Not only is this an energy efficient recessed can, it is also environment friendly; free of harmful UV-rays, infrared wavelengths, lead and mercury! An exceptionally long service life of 50,000 hours at 70% lumen maintenance assures many years of maintenance-free use. Click here to see the complete Juno Lighting MD1LG2 LED Downlight Specification Sheet. This is the mini led downlight MD1LG2-3K-SP-BZ with a color temperature of 3000K and CRI of 80 (minimum) providing excellent color rendering. The optics on this recessed light creates a Spot (16 degree) beam pattern. The stylish Juno MD1L fixture has a Bronze finish trim with matching reflector for a uniform appearance. This LED downlight requires a 120V to 12V electronic or magnetic remote transformer to complete the system (Sold Separately). The Juno TL602E electronic transformer was designed for use with these lights, and is dimmable. Click here to see the Juno TL602E Driver-Transformer Specification Sheet for a partial list of compatible dimmers. With a trim diameter measuring in at 2 1/4 and only 2 7/8 high, this Mini Led recessed fixture can fit just about anywhere and can be completely covered in insulation. The tempered spring steel torsion clips (mouse-trap springs) are fully assembled to the housing for fast, easy, secure installation or removal. A removable cover plate provides quick access to the wiring compartment, and four pole terminal blocks facilitate a simple and secure connection with a commonly available low voltage cable (Type CL2 or NEC Equivalent, 18-12 AWG) for one fixture, or for daisy chaining multiple fixtures. Click here for the complete Juno MD1L Mini LED Downlight Installation Instructions.The Juno MD1LG2-3K-SP-BZ is UL listed for indoor damp locations and daisy chaining, UL and cUL listed RoHS compliant. Acuity - Juno Lighting MD1LG2-3K-SP-BZ Mini Downlight | 3000 | 80 | 300 | 60 | 50000 | 5 | 1 | 128.83 | 128.83 | 151.3802 | 2020Q2 | https://www.greenelectricalsupply.com/juno-lighting-md1lg2-3k-sp-bz-mini-led-downlight-3000k.aspx | Green Electrical Supply | 2020 | No
LED Lighting | Downlight | Manufacturer: Acuity - Juno Lighting | True |  |  |  |  | Mini Recessed Home > Light Emitting Diodes (LEDs) > 12V LED Bulbs > MD1LG2-3K-SP-SN Mini Downlight Product Specifications - Quick Reference Lamp Wattage: Working Voltage: 5 Watts 12V AC Dimensions: Rated Life: 2 1/4" W x 2 7/8" H 50,000 Hours Fixture Finish: Satin Nickel Dimmable: YES Light Color: Beam Pattern: 3000K Spot 16 Degree Certifications: Warranty: UL 5 Year Limited This model is the Juno MD1LG2-3K-SP-SN or MD1LG2 RD 03LM 30K 80CRI SP SN (the G2 in the part number stands for Generation 2 - This GEN2 mini downlight replaces the GEN1 part number MD1L3K-SP-SN). These IC-Rated Miniature LED Downlights are ultra-compact and super-energy efficient. While consuming just 5 watts, these sleek compact recessed lights provide direct accent lighting with a low glare optic system that has an equivalent light output and distribution of a 20 watt halogen lamp. Operation requires only a remote,120V to 12VAC electronic or magnetic Juno driver/transformer (Sold Separately). The die cast aluminum IC-rated housings are approved for use in both insulated and non-insulated ceilings, and can be recessed into extra-small spaces. Available in either 2700K, 3000K, 3500K or 4000K, these Mini LED recessed lights can be combined in a variety of finishes and beam patterns allowing you to create the most energy efficient solution while providing the desired look in any confined area. Not only is this an energy efficient recessed can, it is also environment friendly; free of harmful UV-rays, infrared wavelengths, lead and mercury! An exceptionally long service life of 50,000 hours at 70% lumen maintenance assures many years of maintenance-free use. Click here to see the complete Juno Lighting MD1LG2 LED Downlight Specification Sheet. This is the mini led downlight MD1LG2-3K-SP-SN with a color temperature of 3000K and CRI of 80 (minimum) providing excellent color rendering. The optics on this recessed light creates a Spot (16 degree) beam pattern. The stylish Juno MD1L fixture has a Nickel finish trim with matching reflector for a uniform appearance. This LED downlight requires a 120V to 12V electronic or magnetic remote transformer to complete the system (Sold Separately). The Juno TL602E electronic transformer was designed for use with these lights, and is dimmable. Click here to see the Juno TL602E Driver-Transformer Specification Sheet for a partial list of compatible dimmers. With a trim diameter measuring in at 2 1/4 and only 2 7/8 high, this Mini Led recessed fixture can fit just about anywhere and can be completely covered in insulation. The tempered spring steel torsion clips (mouse-trap springs) are fully assembled to the housing for fast, easy, secure installation or removal. A removable cover plate provides quick access to the wiring compartment, and four pole terminal blocks facilitate a simple and secure connection with a commonly available low voltage cable (Type CL2 or NEC Equivalent, 18-12 AWG) for one fixture, or for daisy chaining multiple fixtures. Click here for the complete Juno MD1L Mini LED Downlight Installation Instructions.The Juno MD1LG2-3K-SP-SN is UL listed for indoor damp locations and daisy chaining , UL and cUL listed RoHS compliant. Acuity - Juno Lighting MD1LG2-3K-SP-SN Mini Downlight | 3000 | 80 | 300 | 60 | 50000 | 5 | 1 | 128.83 | 128.83 | 151.3802 | 2020Q2 | https://www.greenelectricalsupply.com/juno-lighting-md1lg2-3k-sp-sn-mini-led-downlight-3000k.aspx | Green Electrical Supply | 2020 | No
LED Lighting | Downlight | Manufacturer: Acuity - Juno Lighting | True |  |  |  |  | Mini Recessed Home > Light Emitting Diodes (LEDs) > 12V LED Bulbs > MD1LG2-3K-SP-WH Mini Downlight Product Specifications - Quick Reference Lamp Wattage: Working Voltage: 5 Watts 12V AC Dimensions: Rated Life: 2 1/4" W x 2 7/8" H 50,000 Hours Fixture Finish: Classic White Dimmable: YES Light Color: Beam Pattern: 3000K Spot 16 Degree Certifications: Warranty: UL 5 Year Limited This model is the Juno MD1LG2-3K-SP-WH or MD1LG2 RD 03LM 30K 80CRI SP WH (the G2 in the part number stands for Generation 2 - This GEN2 mini downlight replaces the GEN1 part number MD1L3K-SP-WH). These IC-Rated Miniature LED Downlights are ultra-compact and super-energy efficient. While consuming just 5 watts, these sleek compact recessed lights provide direct accent lighting with a low glare optic system that has an equivalent light output and distribution of a 20 watt halogen lamp. Operation requires only a remote,120V to 12VAC electronic or magnetic Juno driver/transformer (Sold Separately). The die cast aluminum IC-rated housings are approved for use in both insulated and non-insulated ceilings, and can be recessed into extra-small spaces. Available in either 2700K, 3000K, 3500K or 4000K, these Mini LED recessed lights can be combined in a variety of finishes and beam patterns allowing you to create the most energy efficient solution while providing the desired look in any confined area. Not only is this an energy efficient recessed can, it is also environment friendly; free of harmful UV-rays, infrared wavelengths, lead and mercury! An exceptionally long service life of 50,000 hours at 70% lumen maintenance assures many years of maintenance-free use. Click here to see the complete Juno Lighting MD1LG2 LED Downlight Specification Sheet. This is the mini led downlight MD1LG2-3K-SP-WH with a color temperature of 3000K and CRI of 80 (minimum) providing excellent color rendering. The optics on this recessed light creates a Spot (16 degree) beam pattern. The stylish Juno MD1L fixture has a White finish trim with matching reflector for a uniform appearance. This LED downlight requires a 120V to 12V electronic or magnetic remote transformer to complete the system (Sold Separately). The Juno TL602E electronic transformer was designed for use with these lights, and is dimmable. Click here to see the Juno TL602E Driver-Transformer Specification Sheet for a partial list of compatible dimmers. With a trim diameter measuring in at 2 1/4 and only 2 7/8 high, this Mini Led recessed fixture can fit just about anywhere and can be completely covered in insulation. The tempered spring steel torsion clips (mouse-trap springs) are fully assembled to the housing for fast, easy, secure installation or removal. A removable cover plate provides quick access to the wiring compartment, and four pole terminal blocks facilitate a simple and secure connection with a commonly available low voltage cable (Type CL2 or NEC Equivalent, 18-12 AWG) for one fixture, or for daisy chaining multiple fixtures. Click here for the complete Juno MD1L Mini LED Downlight Installation Instructions.The Juno MD1LG2-3K-SP-WH is UL listed for indoor damp locations and daisy chaining, UL and cUL listed RoHS compliant. Acuity - Juno Lighting MD1LG2-3K-SP-WH Mini Downlight | 3000 | 80 | 300 | 60 | 50000 | 5 | 1 | 106.97 | 106.97 | 125.6939 | 2020Q2 | https://www.greenelectricalsupply.com/juno-lighting-md1lg2-3k-sp-wh-mini-led-downlight-3000k.aspx | Green Electrical Supply | 2020 | No
LED Lighting | Downlight | Manufacturer: Acuity - Juno Lighting | True |  |  |  |  | Mini Recessed Home > Light Emitting Diodes (LEDs) > 12V LED Bulbs > MD1LG2-41K-FL-BL Mini Downlight Product Specifications - Quick Reference Lamp Wattage: Working Voltage: 5 Watts 12V AC Dimensions: Rated Life: 2 1/4" W x 2 7/8" H 50,000 Hours Fixture Finish: Classic Black Dimmable: YES Light Color: Beam Pattern: 4100K Flood 35 Degree Certifications: Warranty: UL 5 Year Limited This model is the Juno MD1LG2-41K-FL-BL or MD1LG2 RD 03LM 40K 80CRI FL BL (the G2 in the part number stands for Generation 2 - This GEN2 mini downlight replaces the GEN1 part number MD1L41K-FL-BL). These IC-Rated Miniature LED Downlights are ultra-compact and super-energy efficient. While consuming just 5 watts, these sleek compact recessed lights provide direct accent lighting with a low glare optic system that has an equivalent light output and distribution of a 20 watt halogen lamp. Operation requires only a remote,120V to 12VAC electronic or magnetic Juno driver/transformer (Sold Separately). The die cast aluminum IC-rated housings are approved for use in both insulated and non-insulated ceilings, and can be recessed into extra-small spaces. Available in either 2700K, 3000K, 3500K or 4000K, these Mini LED recessed lights can be combined in a variety of finishes and beam patterns allowing you to create the most energy efficient solution while providing the desired look in any confined area. Not only is this an energy efficient recessed can, it is also environment friendly; free of harmful UV-rays, infrared wavelengths, lead and mercury! An exceptionally long service life of 50,000 hours at 70% lumen maintenance assures many years of maintenance-free use. Click here to see the complete Juno Lighting MD1LG2 LED Downlight Specification Sheet. This is the mini led downlight MD1LG2-41K-FL-BL with a color temperature of 4100K and CRI of 80 (minimum) providing excellent color rendering. The optics on this recessed light creates a Flood (35 degree) beam pattern. The stylish Juno MD1L fixture has a Black finish trim with matching reflector for a uniform appearance. This LED downlight requires a 120V to 12V electronic or magnetic remote transformer to complete the system (Sold Separately). The Juno TL602E electronic transformer was designed for use with these lights, and is dimmable. Click here to see the Juno TL602E Driver-Transformer Specification Sheet for a partial list of compatible dimmers. With a trim diameter measuring in at 2 1/4 and only 2 7/8 high, this Mini Led recessed fixture can fit just about anywhere and can be completely covered in insulation. The tempered spring steel torsion clips (mouse-trap springs) are fully assembled to the housing for fast, easy, secure installation or removal. A removable cover plate provides quick access to the wiring compartment, and four pole terminal blocks facilitate a simple and secure connection with a commonly available low voltage cable (Type CL2 or NEC Equivalent, 18-12 AWG) for one fixture, or for daisy chaining multiple fixtures. Click here for the complete Juno MD1L Mini LED Downlight Installation Instructions.The Juno MD1LG2-41K-FL-BL is UL listed for indoor damp locations and daisy chaining ,UL and cUL listed RoHS compliant. Acuity - Juno Lighting MD1LG2-41K-FL-BL Mini Downlight | 4100 | 80 | 300 | 60 | 50000 | 5 | 1 | 106.97 | 106.97 | 125.6939 | 2020Q2 | https://www.greenelectricalsupply.com/juno-lighting-md1lg2-41k-fl-bl-mini-led-downlight-4100k.aspx | Green Electrical Supply | 2020 | No
LED Lighting | Downlight | Manufacturer: Acuity - Juno Lighting | True |  |  |  |  | Mini Recessed Home > Light Emitting Diodes (LEDs) > 12V LED Bulbs > MD1LG2-41K-FL-BZ Mini Downlight Product Specifications - Quick Reference Lamp Wattage: Working Voltage: 5 Watts 12V AC Dimensions: Rated Life: 2 1/4" W x 2 7/8" H 50,000 Hours Fixture Finish: Bronze Plated Dimmable: YES Light Color: Beam Pattern: 4100K Flood 35 Degree Certifications: Warranty: UL 5 Year Limited This model is the Juno MD1LG2-41K-FL-BZ or MD1LG2 RD 03LM 40K 80CRI FL BZ (the G2 in the part number stands for Generation 2 - This GEN2 mini downlight replaces the GEN1 part number MD1L41K-FL-BZ). These IC-Rated Miniature LED Downlights are ultra-compact and super-energy efficient. While consuming just 5 watts, these sleek compact recessed lights provide direct accent lighting with a low glare optic system that has an equivalent light output and distribution of a 20 watt halogen lamp. Operation requires only a remote,120V to 12VAC electronic or magnetic Juno driver/transformer (Sold Separately). The die cast aluminum IC-rated housings are approved for use in both insulated and non-insulated ceilings, and can be recessed into extra-small spaces. Available in either 2700K, 3000K, 3500K or 4000K, these Mini LED recessed lights can be combined in a variety of finishes and beam patterns allowing you to create the most energy efficient solution while providing the desired look in any confined area. Not only is this an energy efficient recessed can, it is also environment friendly; free of harmful UV-rays, infrared wavelengths, lead and mercury! An exceptionally long service life of 50,000 hours at 70% lumen maintenance assures many years of maintenance-free use. Click here to see the complete Juno Lighting MD1LG2 LED Downlight Specification Sheet. This is the mini led downlight MD1LG2-41K-FL-BZ with a color temperature of 4100K and CRI of 80 (minimum) providing excellent color rendering. The optics on this recessed light creates a Flood (35 degree) beam pattern. The stylish Juno MD1L fixture has a Bronze finish trim with matching reflector for a uniform appearance. This LED downlight requires a 120V to 12V electronic or magnetic remote transformer to complete the system (Sold Separately). The Juno TL602E electronic transformer was designed for use with these lights, and is dimmable. Click here to see the Juno TL602E Driver-Transformer Specification Sheet for a partial list of compatible dimmers. With a trim diameter measuring in at 2 1/4 and only 2 7/8 high, this Mini Led recessed fixture can fit just about anywhere and can be completely covered in insulation. The tempered spring steel torsion clips (mouse-trap springs) are fully assembled to the housing for fast, easy, secure installation or removal. A removable cover plate provides quick access to the wiring compartment, and four pole terminal blocks facilitate a simple and secure connection with a commonly available low voltage cable (Type CL2 or NEC Equivalent, 18-12 AWG) for one fixture, or for daisy chaining multiple fixtures. Click here for the complete Juno MD1L Mini LED Downlight Installation Instructions.The Juno MD1LG2-41K-FL-BZ is UL listed for indoor damp locations and daisy chaining, UL and cUL listed RoHS compliant. Acuity - Juno Lighting MD1LG2-41K-FL-BZ Mini Downlight | 4100 | 80 | 300 | 60 | 50000 | 5 | 1 | 128.83 | 128.83 | 151.3802 | 2020Q2 | https://www.greenelectricalsupply.com/juno-lighting-md1lg2-41k-fl-bz-mini-led-downlight-4100k.aspx | Green Electrical Supply | 2020 | No
LED Lighting | Downlight | Manufacturer: Acuity - Juno Lighting | True |  |  |  |  | Mini Recessed Home > Light Emitting Diodes (LEDs) > 12V LED Bulbs > MD1LG2-41K-FL-SN Mini Downlight Product Specifications - Quick Reference Lamp Wattage: Working Voltage: 5 Watts 12V AC Dimensions: Rated Life: 2 1/4" W x 2 7/8" H 50,000 Hours Fixture Finish: Satin Nickel Dimmable: YES Light Color: Beam Pattern: 4100K Flood 35 Degree Certifications: Warranty: UL 5 Year Limited This model is the Juno MD1LG2-41K-FL-SN or MD1LG2 RD 03LM 40K 80CRI FL SN (the G2 in the part number stands for Generation 2 - This GEN2 mini downlight replaces the GEN1 part number MD1L41K-FL-SN). These IC-Rated Miniature LED Downlights are ultra-compact and super-energy efficient. While consuming just 5 watts, these sleek compact recessed lights provide direct accent lighting with a low glare optic system that has an equivalent light output and distribution of a 20 watt halogen lamp. Operation requires only a remote,120V to 12VAC electronic or magnetic Juno driver/transformer (Sold Separately). The die cast aluminum IC-rated housings are approved for use in both insulated and non-insulated ceilings, and can be recessed into extra-small spaces. Available in either 2700K, 3000K, 3500K or 4000K, these Mini LED recessed lights can be combined in a variety of finishes and beam patterns allowing you to create the most energy efficient solution while providing the desired look in any confined area. Not only is this an energy efficient recessed can, it is also environment friendly; free of harmful UV-rays, infrared wavelengths, lead and mercury! An exceptionally long service life of 50,000 hours at 70% lumen maintenance assures many years of maintenance-free use. Click here to see the complete Juno Lighting MD1LG2 LED Downlight Specification Sheet. This is the mini led downlight MD1LG2-41K-FL-SN with a color temperature of 4100K and CRI of 80 (minimum) providing excellent color rendering. The optics on this recessed light creates a Flood (35 degree) beam pattern. The stylish Juno MD1L fixture has a Nickel finish trim with matching reflector for a uniform appearance. This LED downlight requires a 120V to 12V electronic or magnetic remote transformer to complete the system (Sold Separately). The Juno TL602E electronic transformer was designed for use with these lights, and is dimmable. Click here to see the Juno TL602E Driver-Transformer Specification Sheet for a partial list of compatible dimmers. With a trim diameter measuring in at 2 1/4 and only 2 7/8 high, this Mini Led recessed fixture can fit just about anywhere and can be completely covered in insulation. The tempered spring steel torsion clips (mouse-trap springs) are fully assembled to the housing for fast, easy, secure installation or removal. A removable cover plate provides quick access to the wiring compartment, and four pole terminal blocks facilitate a simple and secure connection with a commonly available low voltage cable (Type CL2 or NEC Equivalent, 18-12 AWG) for one fixture, or for daisy chaining multiple fixtures. Click here for the complete Juno MD1L Mini LED Downlight Installation Instructions.The Juno MD1LG2-41K-FL-SN is UL listed for indoor damp locations and daisy chaining , UL and cUL listed RoHS compliant. Acuity - Juno Lighting MD1LG2-41K-FL-SN Mini Downlight | 4100 | 80 | 300 | 60 | 50000 | 5 | 1 | 128.83 | 128.83 | 151.3802 | 2020Q2 | https://www.greenelectricalsupply.com/juno-lighting-md1lg2-41k-fl-sn-mini-led-downlight-4100k.aspx | Green Electrical Supply | 2020 | No
LED Lighting | Downlight | Manufacturer: Acuity - Juno Lighting | True |  |  |  |  | Mini Recessed Home > Light Emitting Diodes (LEDs) > 12V LED Bulbs > MD1LG2-41K-FL-WH Mini Downlight Product Specifications - Quick Reference Lamp Wattage: Working Voltage: 5 Watts 12V AC Dimensions: Rated Life: 2 1/4" W x 2 7/8" H 50,000 Hours Fixture Finish: Classic White Dimmable: YES Light Color: Beam Pattern: 4100K Flood 35 Degree Certifications: Warranty: UL 5 Year Limited This model is the Juno MD1LG2-41K-FL-WH or MD1LG2 RD 03LM 40K 80CRI FL WH (the G2 in the part number stands for Generation 2 - This GEN2 mini downlight replaces the GEN1 part number MD1L41K-FL-WH). These IC-Rated Miniature LED Downlights are ultra-compact and super-energy efficient. While consuming just 5 watts, these sleek compact recessed lights provide direct accent lighting with a low glare optic system that has an equivalent light output and distribution of a 20 watt halogen lamp. Operation requires only a remote,120V to 12VAC electronic or magnetic Juno driver/transformer (Sold Separately). The die cast aluminum IC-rated housings are approved for use in both insulated and non-insulated ceilings, and can be recessed into extra-small spaces. Available in either 2700K, 3000K, 3500K or 4000K, these Mini LED recessed lights can be combined in a variety of finishes and beam patterns allowing you to create the most energy efficient solution while providing the desired look in any confined area. Not only is this an energy efficient recessed can, it is also environment friendly; free of harmful UV-rays, infrared wavelengths, lead and mercury! An exceptionally long service life of 50,000 hours at 70% lumen maintenance assures many years of maintenance-free use. Click here to see the complete Juno Lighting MD1LG2 LED Downlight Specification Sheet. This is the mini led downlight MD1LG2-41K-FL-WH with a color temperature of 4100K and CRI of 80 (minimum) providing excellent color rendering. The optics on this recessed light creates a Flood (35 degree) beam pattern. The stylish Juno MD1L fixture has a White finish trim with matching reflector for a uniform appearance. This LED downlight requires a 120V to 12V electronic or magnetic remote transformer to complete the system (Sold Separately). The Juno TL602E electronic transformer was designed for use with these lights, and is dimmable. Click here to see the Juno TL602E Driver-Transformer Specification Sheet for a partial list of compatible dimmers. With a trim diameter measuring in at 2 1/4 and only 2 7/8 high, this Mini Led recessed fixture can fit just about anywhere and can be completely covered in insulation. The tempered spring steel torsion clips (mouse-trap springs) are fully assembled to the housing for fast, easy, secure installation or removal. A removable cover plate provides quick access to the wiring compartment, and four pole terminal blocks facilitate a simple and secure connection with a commonly available low voltage cable (Type CL2 or NEC Equivalent, 18-12 AWG) for one fixture, or for daisy chaining multiple fixtures. Click here for the complete Juno MD1L Mini LED Downlight Installation Instructions.The Juno MD1LG2-41K-FL-WH is UL listed for indoor damp locations and daisy chaining , UL and cUL listed RoHS compliant. Acuity - Juno Lighting MD1LG2-41K-FL-WH Mini Downlight | 4100 | 80 | 300 | 60 | 50000 | 5 | 1 | 106.97 | 106.97 | 125.6939 | 2020Q2 | https://www.greenelectricalsupply.com/juno-lighting-md1lg2-41k-fl-wh-mini-led-downlight-4100k.aspx | Green Electrical Supply | 2020 | No
LED Lighting | Downlight | Manufacturer: Acuity - Juno Lighting | True |  |  |  |  | Mini Recessed Home > Light Emitting Diodes (LEDs) > 12V LED Bulbs > MD1LG241K-NFL-BL Mini Downlight Product Specifications - Quick Reference Lamp Wattage: Working Voltage: 5 Watts 12V AC Dimensions: Rated Life: 2 1/4" W x 2 7/8" H 50,000 Hours Fixture Finish: Classic Black Dimmable: YES Light Color: Beam Pattern: 4100K Flood 24 Degree Certifications: Warranty: UL 5 Year Limited This model is the Juno MD1LG2-41K-NFL-BL or MD1LG2 RD 03LM 40K 80CRI NFL BL (the G2 in the part number stands for Generation 2 - This GEN2 mini downlight replaces the GEN1 part number MD1L41K-NFL-BL). These IC-Rated Miniature LED Downlights are ultra-compact and super-energy efficient. While consuming just 5 watts, these sleek compact recessed lights provide direct accent lighting with a low glare optic system that has an equivalent light output and distribution of a 20 watt halogen lamp. Operation requires only a remote,120V to 12VAC electronic or magnetic Juno driver/transformer (Sold Separately). The die cast aluminum IC-rated housings are approved for use in both insulated and non-insulated ceilings, and can be recessed into extra-small spaces. Available in either 2700K, 3000K, 3500K or 4000K, these Mini LED recessed lights can be combined in a variety of finishes and beam patterns allowing you to create the most energy efficient solution while providing the desired look in any confined area. Not only is this an energy efficient recessed can, it is also environment friendly; free of harmful UV-rays, infrared wavelengths, lead and mercury! An exceptionally long service life of 50,000 hours at 70% lumen maintenance assures many years of maintenance-free use. Click here to see the complete Juno Lighting MD1LG2 LED Downlight Specification Sheet. This is the mini led downlight MD1LG2-41K-NFL-BL with a color temperature of 4100K and CRI of 80 (minimum) providing excellent color rendering. The optics on this recessed light creates a Narrow Flood (24 degree) beam pattern. The stylish Juno MD1L fixture has a Black finish trim with matching reflector for a uniform appearance. This LED downlight requires a 120V to 12V electronic or magnetic remote transformer to complete the system (Sold Separately). The Juno TL602E electronic transformer was designed for use with these lights, and is dimmable. Click here to see the Juno TL602E Driver-Transformer Specification Sheet for a partial list of compatible dimmers. With a trim diameter measuring in at 2 1/4 and only 2 7/8 high, this Mini Led recessed fixture can fit just about anywhere and can be completely covered in insulation. The tempered spring steel torsion clips (mouse-trap springs) are fully assembled to the housing for fast, easy, secure installation or removal. A removable cover plate provides quick access to the wiring compartment, and four pole terminal blocks facilitate a simple and secure connection with a commonly available low voltage cable (Type CL2 or NEC Equivalent, 18-12 AWG) for one fixture, or for daisy chaining multiple fixtures. Click here for the complete Juno MD1L Mini LED Downlight Installation Instructions.The Juno MD1LG2-41K-NFL-BL is UL listed for indoor damp locations and daisy chaining , UL and cUL listed RoHS compliant. Acuity - Juno Lighting MD1LG241K-NFL-BL Mini Downlight | 4100 | 80 | 300 | 60 | 50000 | 5 | 1 | 106.97 | 106.97 | 125.6939 | 2020Q2 | https://www.greenelectricalsupply.com/juno-lighting-md1lg2-41k-nfl-bl-mini-led-downlight-4100k.aspx | Green Electrical Supply | 2020 | No
LED Lighting | Downlight | Manufacturer: Acuity - Juno Lighting | True |  |  |  |  | Mini Recessed Home > Light Emitting Diodes (LEDs) > 12V LED Bulbs > MD1LG241K-NFL-BZ Mini Downlight Product Specifications - Quick Reference Lamp Wattage: Working Voltage: 5 Watts 12V AC Dimensions: Rated Life: 2 1/4" W x 2 7/8" H 50,000 Hours Fixture Finish: Bronze Plated Dimmable: YES Light Color: Beam Pattern: 4100K Flood 24 Degree Certifications: Warranty: UL 5 Year Limited This model is the Juno MD1LG2-41K-NFL-BZ or MD1LG2 RD 03LM 40K 80CRI NFL BZ (the G2 in the part number stands for Generation 2 - This GEN2 mini downlight replaces the GEN1 part number MD1L41K-NFL-BZ). These IC-Rated Miniature LED Downlights are ultra-compact and super-energy efficient. While consuming just 5 watts, these sleek compact recessed lights provide direct accent lighting with a low glare optic system that has an equivalent light output and distribution of a 20 watt halogen lamp. Operation requires only a remote,120V to 12VAC electronic or magnetic Juno driver/transformer (Sold Separately). The die cast aluminum IC-rated housings are approved for use in both insulated and non-insulated ceilings, and can be recessed into extra-small spaces. Available in either 2700K, 3000K, 3500K or 4000K, these Mini LED recessed lights can be combined in a variety of finishes and beam patterns allowing you to create the most energy efficient solution while providing the desired look in any confined area. Not only is this an energy efficient recessed can, it is also environment friendly; free of harmful UV-rays, infrared wavelengths, lead and mercury! An exceptionally long service life of 50,000 hours at 70% lumen maintenance assures many years of maintenance-free use. Click here to see the complete Juno Lighting MD1LG2 LED Downlight Specification Sheet. This is the mini led downlight MD1LG2-41K-NFL-BZ with a color temperature of 4100K and CRI of 80 (minimum) providing excellent color rendering. The optics on this recessed light creates a Narrow Flood (24 degree) beam pattern. The stylish Juno MD1L fixture has a Bronze finish trim with matching reflector for a uniform appearance. This LED downlight requires a 120V to 12V electronic or magnetic remote transformer to complete the system (Sold Separately). The Juno TL602E electronic transformer was designed for use with these lights, and is dimmable. Click here to see the Juno TL602E Driver-Transformer Specification Sheet for a partial list of compatible dimmers. With a trim diameter measuring in at 2 1/4 and only 2 7/8 high, this Mini Led recessed fixture can fit just about anywhere and can be completely covered in insulation. The tempered spring steel torsion clips (mouse-trap springs) are fully assembled to the housing for fast, easy, secure installation or removal. A removable cover plate provides quick access to the wiring compartment, and four pole terminal blocks facilitate a simple and secure connection with a commonly available low voltage cable (Type CL2 or NEC Equivalent, 18-12 AWG) for one fixture, or for daisy chaining multiple fixtures. Click here for the complete Juno MD1L Mini LED Downlight Installation Instructions.The Juno MD1LG2-41K-NFL-BZ is UL listed for indoor damp locations and daisy chaining, UL and cUL listed RoHS compliant. Acuity - Juno Lighting MD1LG241K-NFL-BZ Mini Downlight | 4100 | 80 | 300 | 60 | 50000 | 5 | 1 | 128.83 | 128.83 | 151.3802 | 2020Q2 | https://www.greenelectricalsupply.com/juno-lighting-md1lg2-41k-nfl-bz-mini-led-downlight-4100k.aspx | Green Electrical Supply | 2020 | No
LED Lighting | Downlight | Manufacturer: Acuity - Juno Lighting | True |  |  |  |  | Mini Recessed Home > Light Emitting Diodes (LEDs) > 12V LED Bulbs > MD1LG241K-NFL-SN Mini Downlight Product Specifications - Quick Reference Lamp Wattage: Working Voltage: 5 Watts 12V AC Dimensions: Rated Life: 2 1/4" W x 2 7/8" H 50,000 Hours Fixture Finish: Satin Nickel Dimmable: YES Light Color: Beam Pattern: 4100K Flood 24 Degree Certifications: Warranty: UL 5 Year Limited This model is the Juno MD1LG2-41K-NFL-SN or MD1LG2 RD 03LM 40K 80CRI NFL SN (the G2 in the part number stands for Generation 2 - This GEN2 mini downlight replaces the GEN1 part number MD1L41K-NFL-SN). These IC-Rated Miniature LED Downlights are ultra-compact and super-energy efficient. While consuming just 5 watts, these sleek compact recessed lights provide direct accent lighting with a low glare optic system that has an equivalent light output and distribution of a 20 watt halogen lamp. Operation requires only a remote,120V to 12VAC electronic or magnetic Juno driver/transformer (Sold Separately). The die cast aluminum IC-rated housings are approved for use in both insulated and non-insulated ceilings, and can be recessed into extra-small spaces. Available in either 2700K, 3000K, 3500K or 4000K, these Mini LED recessed lights can be combined in a variety of finishes and beam patterns allowing you to create the most energy efficient solution while providing the desired look in any confined area. Not only is this an energy efficient recessed can, it is also environment friendly; free of harmful UV-rays, infrared wavelengths, lead and mercury! An exceptionally long service life of 50,000 hours at 70% lumen maintenance assures many years of maintenance-free use. Click here to see the complete Juno Lighting MD1LG2 LED Downlight Specification Sheet. This is the mini led downlight MD1LG2-41K-NFL-SN with a color temperature of 4100K and CRI of 80 (minimum) providing excellent color rendering. The optics on this recessed light creates a Narrow Flood (24 degree) beam pattern. The stylish Juno MD1L fixture has a Nickel finish trim with matching reflector for a uniform appearance. This LED downlight requires a 120V to 12V electronic or magnetic remote transformer to complete the system (Sold Separately). The Juno TL602E electronic transformer was designed for use with these lights, and is dimmable. Click here to see the Juno TL602E Driver-Transformer Specification Sheet for a partial list of compatible dimmers. With a trim diameter measuring in at 2 1/4 and only 2 7/8 high, this Mini Led recessed fixture can fit just about anywhere and can be completely covered in insulation. The tempered spring steel torsion clips (mouse-trap springs) are fully assembled to the housing for fast, easy, secure installation or removal. A removable cover plate provides quick access to the wiring compartment, and four pole terminal blocks facilitate a simple and secure connection with a commonly available low voltage cable (Type CL2 or NEC Equivalent, 18-12 AWG) for one fixture, or for daisy chaining multiple fixtures. Click here for the complete Juno MD1L Mini LED Downlight Installation Instructions.The Juno MD1LG2-41K-NFL-SN is UL listed for indoor damp locations and daisy chaining , UL and cUL listed RoHS compliant. Acuity - Juno Lighting MD1LG241K-NFL-SN Mini Downlight | 4100 | 80 | 300 | 60 | 50000 | 5 | 1 | 128.83 | 128.83 | 151.3802 | 2020Q2 | https://www.greenelectricalsupply.com/juno-lighting-md1lg2-41k-nfl-sn-mini-led-downlight-4100k.aspx | Green Electrical Supply | 2020 | No
LED Lighting | Downlight | Manufacturer: Acuity - Juno Lighting | True |  |  |  |  | Mini Recessed Home > Light Emitting Diodes (LEDs) > 12V LED Bulbs > MD1LG241K-NFL-WH Mini Downlight Product Specifications - Quick Reference Lamp Wattage: Working Voltage: 5 Watts 12V AC Dimensions: Rated Life: 2 1/4" W x 2 7/8" H 50,000 Hours Fixture Finish: Classic White Dimmable: YES Light Color: Beam Pattern: 4100K Flood 24 Degree Certifications: Warranty: UL 5 Year Limited This model is the Juno MD1LG2-41K-NFL-WH or MD1LG2 RD 03LM 40K 80CRI NFL WH (the G2 in the part number stands for Generation 2 - This GEN2 mini downlight replaces the GEN1 part number MD1L41K-NFL-WH). These IC-Rated Miniature LED Downlights are ultra-compact and super-energy efficient. While consuming just 5 watts, these sleek compact recessed lights provide direct accent lighting with a low glare optic system that has an equivalent light output and distribution of a 20 watt halogen lamp. Operation requires only a remote,120V to 12VAC electronic or magnetic Juno driver/transformer (Sold Separately). The die cast aluminum IC-rated housings are approved for use in both insulated and non-insulated ceilings, and can be recessed into extra-small spaces. Available in either 2700K, 3000K, 3500K or 4000K, these Mini LED recessed lights can be combined in a variety of finishes and beam patterns allowing you to create the most energy efficient solution while providing the desired look in any confined area. Not only is this an energy efficient recessed can, it is also environment friendly; free of harmful UV-rays, infrared wavelengths, lead and mercury! An exceptionally long service life of 50,000 hours at 70% lumen maintenance assures many years of maintenance-free use. Click here to see the complete Juno Lighting MD1LG2 LED Downlight Specification Sheet. This is the mini led downlight MD1LG2-41K-NFL-WH with a color temperature of 4100K and CRI of 80 (minimum) providing excellent color rendering. The optics on this recessed light creates a Narrow Flood (24 degree) beam pattern. The stylish Juno MD1L fixture has a White finish trim with matching reflector for a uniform appearance. This LED downlight requires a 120V to 12V electronic or magnetic remote transformer to complete the system (Sold Separately). The Juno TL602E electronic transformer was designed for use with these lights, and is dimmable. Click here to see the Juno TL602E Driver-Transformer Specification Sheet for a partial list of compatible dimmers. With a trim diameter measuring in at 2 1/4 and only 2 7/8 high, this Mini Led recessed fixture can fit just about anywhere and can be completely covered in insulation. The tempered spring steel torsion clips (mouse-trap springs) are fully assembled to the housing for fast, easy, secure installation or removal. A removable cover plate provides quick access to the wiring compartment, and four pole terminal blocks facilitate a simple and secure connection with a commonly available low voltage cable (Type CL2 or NEC Equivalent, 18-12 AWG) for one fixture, or for daisy chaining multiple fixtures. Click here for the complete Juno MD1L Mini LED Downlight Installation Instructions.The Juno MD1LG2-41K-NFL-WH is UL listed for indoor damp locations and daisy chaining, UL and cUL listed RoHS compliant. Acuity - Juno Lighting MD1LG241K-NFL-WH Mini Downlight | 4100 | 80 | 300 | 60 | 50000 | 5 | 1 | 106.97 | 106.97 | 125.6939 | 2020Q2 | https://www.greenelectricalsupply.com/juno-lighting-md1lg2-41k-nfl-wh-mini-led-downlight-4100k.aspx | Green Electrical Supply | 2020 | No
LED Lighting | Downlight | Manufacturer: Acuity - Juno Lighting | True |  |  |  |  | Mini Recessed Home > Light Emitting Diodes (LEDs) > 12V LED Bulbs > MD1LG2-41K-SP-BL Mini Downlight Product Specifications - Quick Reference Lamp Wattage: Working Voltage: 5 Watts 12V AC Dimensions: Rated Life: 2 1/4" W x 2 7/8" H 50,000 Hours Fixture Finish: Classic Black Dimmable: YES Light Color: Beam Pattern: 4100K Spot 16 Degree Certifications: Warranty: UL 5 Year Limited This model is the Juno MD1LG2-41K-SP-BL or MD1LG2 RD 03LM 40K 80CRI SP BL (the G2 in the part number stands for Generation 2 - This GEN2 mini downlight replaces the GEN1 part number MD1L41K-SP-BL). These IC-Rated Miniature LED Downlights are ultra-compact and super-energy efficient. While consuming just 5 watts, these sleek compact recessed lights provide direct accent lighting with a low glare optic system that has an equivalent light output and distribution of a 20 watt halogen lamp. Operation requires only a remote,120V to 12VAC electronic or magnetic Juno driver/transformer (Sold Separately). The die cast aluminum IC-rated housings are approved for use in both insulated and non-insulated ceilings, and can be recessed into extra-small spaces. Available in either 2700K, 3000K, 3500K or 4000K, these Mini LED recessed lights can be combined in a variety of finishes and beam patterns allowing you to create the most energy efficient solution while providing the desired look in any confined area. Not only is this an energy efficient recessed can, it is also environment friendly; free of harmful UV-rays, infrared wavelengths, lead and mercury! An exceptionally long service life of 50,000 hours at 70% lumen maintenance assures many years of maintenance-free use. Click here to see the complete Juno Lighting MD1LG2 LED Downlight Specification Sheet. This is the mini led downlight MD1LG2-41K-SP-BL with a color temperature of 4100K and CRI of 80 (minimum) providing excellent color rendering. The optics on this recessed light creates a Spot (16 degree) beam pattern. The stylish Juno MD1L fixture has a Black finish trim with matching reflector for a uniform appearance. This LED downlight requires a 120V to 12V electronic or magnetic remote transformer to complete the system (Sold Separately). The Juno TL602E electronic transformer was designed for use with these lights, and is dimmable. Click here to see the Juno TL602E Driver-Transformer Specification Sheet for a partial list of compatible dimmers. With a trim diameter measuring in at 2 1/4 and only 2 7/8 high, this Mini Led recessed fixture can fit just about anywhere and can be completely covered in insulation. The tempered spring steel torsion clips (mouse-trap springs) are fully assembled to the housing for fast, easy, secure installation or removal. A removable cover plate provides quick access to the wiring compartment, and four pole terminal blocks facilitate a simple and secure connection with a commonly available low voltage cable (Type CL2 or NEC Equivalent, 18-12 AWG) for one fixture, or for daisy chaining multiple fixtures. Click here for the complete Juno MD1L Mini LED Downlight Installation Instructions.The Juno MD1LG2-41K-SP-BL is UL listed for indoor damp locations and daisy chaining, UL and cUL listed RoHS compliant. Acuity - Juno Lighting MD1LG2-41K-SP-BL Mini Downlight | 4100 | 80 | 300 | 60 | 50000 | 5 | 1 | 106.97 | 106.97 | 125.6939 | 2020Q2 | https://www.greenelectricalsupply.com/juno-lighting-md1lg2-41k-sp-bl-mini-led-downlight-4100k.aspx | Green Electrical Supply | 2020 | No
LED Lighting | Downlight | Manufacturer: Acuity - Juno Lighting | True |  |  |  |  | Mini Recessed Home > Light Emitting Diodes (LEDs) > 12V LED Bulbs > MD1LG2-41K-SP-BZ Mini Downlight Product Specifications - Quick Reference Lamp Wattage: Working Voltage: 5 Watts 12V AC Dimensions: Rated Life: 2 1/4" W x 2 7/8" H 50,000 Hours Fixture Finish: Bronze Plated Dimmable: YES Light Color: Beam Pattern: 4100K Spot 16 Degree Certifications: Warranty: UL 5 Year Limited This model is the Juno MD1LG2-41K-SP-BZ or MD1LG2 RD 03LM 40K 80CRI SP BZ (the G2 in the part number stands for Generation 2 - This GEN2 mini downlight replaces the GEN1 part number MD1L41K-SP-BZ). These IC-Rated Miniature LED Downlights are ultra-compact and super-energy efficient. While consuming just 5 watts, these sleek compact recessed lights provide direct accent lighting with a low glare optic system that has an equivalent light output and distribution of a 20 watt halogen lamp. Operation requires only a remote,120V to 12VAC electronic or magnetic Juno driver/transformer (Sold Separately). The die cast aluminum IC-rated housings are approved for use in both insulated and non-insulated ceilings, and can be recessed into extra-small spaces. Available in either 2700K, 3000K, 3500K or 4000K, these Mini LED recessed lights can be combined in a variety of finishes and beam patterns allowing you to create the most energy efficient solution while providing the desired look in any confined area. Not only is this an energy efficient recessed can, it is also environment friendly; free of harmful UV-rays, infrared wavelengths, lead and mercury! An exceptionally long service life of 50,000 hours at 70% lumen maintenance assures many years of maintenance-free use. Click here to see the complete Juno Lighting MD1LG2 LED Downlight Specification Sheet. This is the mini led downlight MD1LG2-41K-SP-BZ with a color temperature of 4100K and CRI of 80 (minimum) providing excellent color rendering. The optics on this recessed light creates a Spot (16 degree) beam pattern. The stylish Juno MD1L fixture has a Bronze finish trim with matching reflector for a uniform appearance. This LED downlight requires a 120V to 12V electronic or magnetic remote transformer to complete the system (Sold Separately). The Juno TL602E electronic transformer was designed for use with these lights, and is dimmable. Click here to see the Juno TL602E Driver-Transformer Specification Sheet for a partial list of compatible dimmers. With a trim diameter measuring in at 2 1/4 and only 2 7/8 high, this Mini Led recessed fixture can fit just about anywhere and can be completely covered in insulation. The tempered spring steel torsion clips (mouse-trap springs) are fully assembled to the housing for fast, easy, secure installation or removal. A removable cover plate provides quick access to the wiring compartment, and four pole terminal blocks facilitate a simple and secure connection with a commonly available low voltage cable (Type CL2 or NEC Equivalent, 18-12 AWG) for one fixture, or for daisy chaining multiple fixtures. Click here for the complete Juno MD1L Mini LED Downlight Installation Instructions.The Juno MD1LG2-41K-SP-BZ is UL listed for indoor damp locations and daisy chaining , UL and cUL listed RoHS compliant. Acuity - Juno Lighting MD1LG2-41K-SP-BZ Mini Downlight | 4100 | 80 | 300 | 60 | 50000 | 5 | 1 | 128.83 | 128.83 | 151.3802 | 2020Q2 | https://www.greenelectricalsupply.com/juno-lighting-md1lg2-41k-sp-bz-mini-led-downlight-4100k.aspx | Green Electrical Supply | 2020 | No
LED Lighting | Downlight | Manufacturer: Acuity - Juno Lighting | True |  |  |  |  | Mini Recessed Home > Light Emitting Diodes (LEDs) > 12V LED Bulbs > MD1LG2-41K-SP-SN Mini Downlight Product Specifications - Quick Reference Lamp Wattage: Working Voltage: 5 Watts 12V AC Dimensions: Rated Life: 2 1/4" W x 2 7/8" H 50,000 Hours Fixture Finish: Satin Nickel Dimmable: YES Light Color: Beam Pattern: 4100K Spot 16 Degree Certifications: Warranty: UL 5 Year Limited This model is the Juno MD1LG2-41K-SP-SN or MD1LG2 RD 03LM 40K 80CRI SP SN (the G2 in the part number stands for Generation 2 - This GEN2 mini downlight replaces the GEN1 part number MD1L41K-SP-SN). These IC-Rated Miniature LED Downlights are ultra-compact and super-energy efficient. While consuming just 5 watts, these sleek compact recessed lights provide direct accent lighting with a low glare optic system that has an equivalent light output and distribution of a 20 watt halogen lamp. Operation requires only a remote,120V to 12VAC electronic or magnetic Juno driver/transformer (Sold Separately). The die cast aluminum IC-rated housings are approved for use in both insulated and non-insulated ceilings, and can be recessed into extra-small spaces. Available in either 2700K, 3000K, 3500K or 4000K, these Mini LED recessed lights can be combined in a variety of finishes and beam patterns allowing you to create the most energy efficient solution while providing the desired look in any confined area. Not only is this an energy efficient recessed can, it is also environment friendly; free of harmful UV-rays, infrared wavelengths, lead and mercury! An exceptionally long service life of 50,000 hours at 70% lumen maintenance assures many years of maintenance-free use. Click here to see the complete Juno Lighting MD1LG2 LED Downlight Specification Sheet. This is the mini led downlight MD1LG2-41K-SP-SN with a color temperature of 4100K and CRI of 80 (minimum) providing excellent color rendering. The optics on this recessed light creates a Spot (16 degree) beam pattern. The stylish Juno MD1L fixture has a Nickel finish trim with matching reflector for a uniform appearance. This LED downlight requires a 120V to 12V electronic or magnetic remote transformer to complete the system (Sold Separately). The Juno TL602E electronic transformer was designed for use with these lights, and is dimmable. Click here to see the Juno TL602E Driver-Transformer Specification Sheet for a partial list of compatible dimmers. With a trim diameter measuring in at 2 1/4 and only 2 7/8 high, this Mini Led recessed fixture can fit just about anywhere and can be completely covered in insulation. The tempered spring steel torsion clips (mouse-trap springs) are fully assembled to the housing for fast, easy, secure installation or removal. A removable cover plate provides quick access to the wiring compartment, and four pole terminal blocks facilitate a simple and secure connection with a commonly available low voltage cable (Type CL2 or NEC Equivalent, 18-12 AWG) for one fixture, or for daisy chaining multiple fixtures. Click here for the complete Juno MD1L Mini LED Downlight Installation Instructions.The Juno MD1LG2-41K-SP-SN is UL listed for indoor damp locations and daisy chaining, UL and cUL listed RoHS compliant. Acuity - Juno Lighting MD1LG2-41K-SP-SN Mini Downlight | 4100 | 80 | 300 | 60 | 50000 | 5 | 1 | 128.83 | 128.83 | 151.3802 | 2020Q2 | https://www.greenelectricalsupply.com/juno-lighting-md1lg2-41k-sp-sn-mini-led-downlight-4100k.aspx | Green Electrical Supply | 2020 | No
LED Lighting | Downlight | Manufacturer: Acuity - Juno Lighting | True |  |  |  |  | Mini Recessed Home > Light Emitting Diodes (LEDs) > 12V LED Bulbs > MD1LG2-41K-SP-WH Mini Downlight Product Specifications - Quick Reference Lamp Wattage: Working Voltage: 5 Watts 12V AC Dimensions: Rated Life: 2 1/4" W x 2 7/8" H 50,000 Hours Fixture Finish: Classic White Dimmable: YES Light Color: Beam Pattern: 4100K Spot 16 Degree Certifications: Warranty: UL 5 Year Limited This model is the Juno MD1LG2-41K-SP-WH or MD1LG2 RD 03LM 40K 80CRI SP WH (the G2 in the part number stands for Generation 2 - This GEN2 mini downlight replaces the GEN1 part number MD1L41K-SP-WH). These IC-Rated Miniature LED Downlights are ultra-compact and super-energy efficient. While consuming just 5 watts, these sleek compact recessed lights provide direct accent lighting with a low glare optic system that has an equivalent light output and distribution of a 20 watt halogen lamp. Operation requires only a remote,120V to 12VAC electronic or magnetic Juno driver/transformer (Sold Separately). The die cast aluminum IC-rated housings are approved for use in both insulated and non-insulated ceilings, and can be recessed into extra-small spaces. Available in either 2700K, 3000K, 3500K or 4000K, these Mini LED recessed lights can be combined in a variety of finishes and beam patterns allowing you to create the most energy efficient solution while providing the desired look in any confined area. Not only is this an energy efficient recessed can, it is also environment friendly; free of harmful UV-rays, infrared wavelengths, lead and mercury! An exceptionally long service life of 50,000 hours at 70% lumen maintenance assures many years of maintenance-free use. Click here to see the complete Juno Lighting MD1LG2 LED Downlight Specification Sheet. This is the mini led downlight MD1LG2-41K-SP-WH with a color temperature of 4100K and CRI of 80 (minimum) providing excellent color rendering. The optics on this recessed light creates a Spot (16 degree) beam pattern. The stylish Juno MD1L fixture has a White finish trim with matching reflector for a uniform appearance. This LED downlight requires a 120V to 12V electronic or magnetic remote transformer to complete the system (Sold Separately). The Juno TL602E electronic transformer was designed for use with these lights, and is dimmable. Click here to see the Juno TL602E Driver-Transformer Specification Sheet for a partial list of compatible dimmers. With a trim diameter measuring in at 2 1/4 and only 2 7/8 high, this Mini Led recessed fixture can fit just about anywhere and can be completely covered in insulation. The tempered spring steel torsion clips (mouse-trap springs) are fully assembled to the housing for fast, easy, secure installation or removal. A removable cover plate provides quick access to the wiring compartment, and four pole terminal blocks facilitate a simple and secure connection with a commonly available low voltage cable (Type CL2 or NEC Equivalent, 18-12 AWG) for one fixture, or for daisy chaining multiple fixtures. Click here for the complete Juno MD1L Mini LED Downlight Installation Instructions.The Juno MD1LG2-41K-SP-WH is UL listed for indoor damp locations and daisy chaining, UL and cUL listed RoHS compliant. Acuity - Juno Lighting MD1LG2-41K-SP-WH Mini Downlight | 4100 | 80 | 300 | 60 | 50000 | 5 | 1 | 106.97 | 106.97 | 125.6939 | 2020Q2 | https://www.greenelectricalsupply.com/juno-lighting-md1lg2-41k-sp-wh-mini-led-downlight-4100k.aspx | Green Electrical Supply | 2020 | No
LED Lighting | Downlight | Manufacturer: Acuity - Juno Lighting | True |  |  |  |  | Mini Recessed Home > Light Emitting Diodes (LEDs) > 12V LED Bulbs > MD1LWG2-27K-FL-BL Mini Flood Product Specifications - Quick Reference Lamp Wattage: Working Voltage: 5 Watts 12V AC Dimensions: Rated Life: 2 1/4" W x 2 7/8" H 50,000 Hours Fixture Finish: Classic Black Dimmable: YES Light Color: Beam Pattern: 2700K Flood 35 Degree Certifications: Warranty: UL, Wet Location 5 Year Limited This model is the Juno MD1LWG2-27K-FL-BL or MD1LG2 RD 03LM 27K 80CRI FL WL BL (the G2 in the part number stands for Generation 2 - This GEN2 mini downlight replaces the GEN1 part number MD1LW27K-FL-BL). These IC-Rated Miniature LED Downlights are ultra-compact and super-energy efficient. While consuming just 5 watts, these sleek compact recessed lights provide direct accent lighting with a low glare optic system that has an equivalent light output and distribution of a 20 watt halogen lamp. Operation requires only a remote,120V to 12VAC electronic or magnetic Juno driver/transformer (Sold Separately). The die cast aluminum IC-rated housings are approved for use in both insulated and non-insulated ceilings, and can be recessed into extra-small spaces. Available in either 2700K, 3000K, 3500K or 4000K, these Mini LED recessed lights can be combined in a variety of finishes and beam patterns allowing you to create the most energy efficient solution while providing the desired look in any confined area. Not only is this an energy efficient recessed can, it is also environment friendly; free of harmful UV-rays, infrared wavelengths, lead and mercury! An exceptionally long service life of 50,000 hours at 70% lumen maintenance assures many years of maintenance-free use. Click here to see the complete Juno Lighting MD1LWG2 LED Downlight Specification Sheet. This is the mini led downlight MD1LWG2-27K-FL-BL with a color temperature of 2700K and CRI of 80 (minimum) providing excellent color rendering. The optics on this recessed light creates a Flood (35 degree) beam pattern. The stylish Juno MD1LW fixture has a Black finish trim with matching reflector for a uniform appearance. This LED downlight requires a 120V to 12V electronic or magnetic remote transformer to complete the system (Sold Separately). The Juno TL602E electronic transformer was designed for use with these lights, and is dimmable. Click here to see the Juno TL602E Driver-Transformer Specification Sheet for a partial list of compatible dimmers. With a trim diameter measuring in at 2 1/4 and only 2 7/8 high, this Mini Led recessed fixture can fit just about anywhere and can be completely covered in insulation. The tempered spring steel torsion clips (mouse-trap springs) are fully assembled to the housing for fast, easy, secure installation or removal. A removable cover plate provides quick access to the wiring compartment, and four pole terminal blocks facilitate a simple and secure connection with a commonly available low voltage cable (Type CL2 or NEC Equivalent, 18-12 AWG) for one fixture, or for daisy chaining multiple fixtures. Click here for the complete Juno MD1L Mini LED Downlight Installation Instructions.The Juno MD1LWG2-27K-FL-BL is UL listed for wet locations and daisy chaining UL and cUL listed RoHS compliant. Acuity - Juno Lighting MD1LWG2-27K-FL-BL Mini Flood | 2700 | 80 | 300 | 60 | 50000 | 5 | 1 | 119.97 | 119.97 | 140.9694 | 2020Q2 | https://www.greenelectricalsupply.com/juno-lighting-md1lwg2-27k-fl-bl-mini-led-downlight-2700k.aspx | Green Electrical Supply | 2020 | No
LED Lighting | Downlight | Manufacturer: Acuity - Juno Lighting | True |  |  |  |  | Mini Recessed Home > Light Emitting Diodes (LEDs) > 12V LED Bulbs > MD1LWG2-27K-FL-BZ Mini Flood Product Specifications - Quick Reference Lamp Wattage: Working Voltage: 5 Watts 12V AC Dimensions: Rated Life: 2 1/4" W x 2 7/8" H 50,000 Hours Fixture Finish: Bronze Plated Dimmable: YES Light Color: Beam Pattern: 2700K Flood 35 Degree Certifications: Warranty: UL, Wet Location 5 Year Limited This model is the Juno MD1LWG2-27K-FL-BZ or MD1LG2 RD 03LM 27K 80CRI FL WL BZ (the G2 in the part number stands for Generation 2 - This GEN2 mini downlight replaces the GEN1 part number MD1LW27K-FL-BZ). These IC-Rated Miniature LED Downlights are ultra-compact and super-energy efficient. While consuming just 5 watts, these sleek compact recessed lights provide direct accent lighting with a low glare optic system that has an equivalent light output and distribution of a 20 watt halogen lamp. Operation requires only a remote,120V to 12VAC electronic or magnetic Juno driver/transformer (Sold Separately). The die cast aluminum IC-rated housings are approved for use in both insulated and non-insulated ceilings, and can be recessed into extra-small spaces. Available in either 2700K, 3000K, 3500K or 4000K, these Mini LED recessed lights can be combined in a variety of finishes and beam patterns allowing you to create the most energy efficient solution while providing the desired look in any confined area. Not only is this an energy efficient recessed can, it is also environment friendly; free of harmful UV-rays, infrared wavelengths, lead and mercury! An exceptionally long service life of 50,000 hours at 70% lumen maintenance assures many years of maintenance-free use. Click here to see the complete Juno Lighting MD1LWG2 LED Downlight Specification Sheet. This is the mini led downlight MD1LWG2-27K-FL-BZ with a color temperature of 2700K and CRI of 80 (minimum) providing excellent color rendering. The optics on this recessed light creates a Flood (35 degree) beam pattern. The stylish Juno MD1LW fixture has a Bronze finish trim with matching reflector for a uniform appearance. This LED downlight requires a 120V to 12V electronic or magnetic remote transformer to complete the system (Sold Separately). The Juno TL602E electronic transformer was designed for use with these lights, and is dimmable. Click here to see the Juno TL602E Driver-Transformer Specification Sheet for a partial list of compatible dimmers. With a trim diameter measuring in at 2 1/4 and only 2 7/8 high, this Mini Led recessed fixture can fit just about anywhere and can be completely covered in insulation. The tempered spring steel torsion clips (mouse-trap springs) are fully assembled to the housing for fast, easy, secure installation or removal. A removable cover plate provides quick access to the wiring compartment, and four pole terminal blocks facilitate a simple and secure connection with a commonly available low voltage cable (Type CL2 or NEC Equivalent, 18-12 AWG) for one fixture, or for daisy chaining multiple fixtures. Click here for the complete Juno MD1L Mini LED Downlight Installation Instructions.The Juno MD1LWG2-27K-FL-BZ is UL listed for wet locations and daisy chaining, UL and cUL listed RoHS compliant. Acuity - Juno Lighting MD1LWG2-27K-FL-BZ Mini Flood | 2700 | 80 | 300 | 60 | 50000 | 5 | 1 | 145.38 | 145.38 | 170.8271 | 2020Q2 | https://www.greenelectricalsupply.com/juno-lighting-md1lwg2-27k-fl-bz-mini-led-downlight-2700k.aspx | Green Electrical Supply | 2020 | No
LED Lighting | Downlight | Manufacturer: Acuity - Juno Lighting | True |  |  |  |  | Mini Recessed Home > Light Emitting Diodes (LEDs) > 12V LED Bulbs > MD1LWG2-27K-FL-SN Mini Flood Product Specifications - Quick Reference Lamp Wattage: Working Voltage: 5 Watts 12V AC Dimensions: Rated Life: 2 1/4" W x 2 7/8" H 50,000 Hours Fixture Finish: Satin Nickel Dimmable: YES Light Color: Beam Pattern: 2700K Flood 35 Degree Certifications: Warranty: UL, Wet Location 5 Year Limited This model is the Juno MD1LWG2-27K-FL-SN or MD1LG2 RD 03LM 27K 80CRI FL WL SN (the G2 in the part number stands for Generation 2 - This GEN2 mini downlight replaces the GEN1 part number MD1LW27K-FL-SN). These IC-Rated Miniature LED Downlights are ultra-compact and super-energy efficient. While consuming just 5 watts, these sleek compact recessed lights provide direct accent lighting with a low glare optic system that has an equivalent light output and distribution of a 20 watt halogen lamp. Operation requires only a remote,120V to 12VAC electronic or magnetic Juno driver/transformer (Sold Separately). The die cast aluminum IC-rated housings are approved for use in both insulated and non-insulated ceilings, and can be recessed into extra-small spaces. Available in either 2700K, 3000K, 3500K or 4000K, these Mini LED recessed lights can be combined in a variety of finishes and beam patterns allowing you to create the most energy efficient solution while providing the desired look in any confined area. Not only is this an energy efficient recessed can, it is also environment friendly; free of harmful UV-rays, infrared wavelengths, lead and mercury! An exceptionally long service life of 50,000 hours at 70% lumen maintenance assures many years of maintenance-free use. Click here to see the complete Juno Lighting MD1LWG2 LED Downlight Specification Sheet. This is the mini led downlight MD1LWG2-27K-FL-SN with a color temperature of 2700K and CRI of 80 (minimum) providing excellent color rendering. The optics on this recessed light creates a Flood (35 degree) beam pattern. The stylish Juno MD1LW fixture has a Satin Nickel finish trim with matching reflector for a uniform appearance. This LED downlight requires a 120V to 12V electronic or magnetic remote transformer to complete the system (Sold Separately). The Juno TL602E electronic transformer was designed for use with these lights, and is dimmable. Click here to see the Juno TL602E Driver-Transformer Specification Sheet for a partial list of compatible dimmers. With a trim diameter measuring in at 2 1/4 and only 2 7/8 high, this Mini Led recessed fixture can fit just about anywhere and can be completely covered in insulation. The tempered spring steel torsion clips (mouse-trap springs) are fully assembled to the housing for fast, easy, secure installation or removal. A removable cover plate provides quick access to the wiring compartment, and four pole terminal blocks facilitate a simple and secure connection with a commonly available low voltage cable (Type CL2 or NEC Equivalent, 18-12 AWG) for one fixture, or for daisy chaining multiple fixtures. Click here for the complete Juno MD1L Mini LED Downlight Installation Instructions.The Juno MD1LWG2-27K-FL-SN is UL listed for wet locations and daisy chaining ,UL and cUL listed RoHS compliant. Acuity - Juno Lighting MD1LWG2-27K-FL-SN Mini Flood | 2700 | 80 | 300 | 60 | 50000 | 5 | 1 | 145.38 | 145.38 | 170.8271 | 2020Q2 | https://www.greenelectricalsupply.com/juno-lighting-md1lwg2-27k-fl-sn-mini-led-downlight-2700k.aspx | Green Electrical Supply | 2020 | No
LED Lighting | Downlight | Manufacturer: Acuity - Juno Lighting | True |  |  |  |  | Mini Recessed Home > Light Emitting Diodes (LEDs) > 12V LED Bulbs > MD1LWG2-27K-FL-WH Mini Flood Product Specifications - Quick Reference Lamp Wattage: Working Voltage: 5 Watts 12V AC Dimensions: Rated Life: 2 1/4" W x 2 7/8" H 50,000 Hours Fixture Finish: Classic White Dimmable: YES Light Color: Beam Pattern: 2700K Flood 35 Degree Certifications: Warranty: UL, Wet Location 5 Year Limited This model is the Juno MD1LWG2-27K-FL-WH or MD1LG2 RD 03LM 27K 80CRI FL WL WH (the G2 in the part number stands for Generation 2 - This GEN2 mini downlight replaces the GEN1 part number MD1LW27K-FL-WH). These IC-Rated Miniature LED Downlights are ultra-compact and super-energy efficient. While consuming just 5 watts, these sleek compact recessed lights provide direct accent lighting with a low glare optic system that has an equivalent light output and distribution of a 20 watt halogen lamp. Operation requires only a remote,120V to 12VAC electronic or magnetic Juno driver/transformer (Sold Separately). The die cast aluminum IC-rated housings are approved for use in both insulated and non-insulated ceilings, and can be recessed into extra-small spaces. Available in either 2700K, 3000K, 3500K or 4000K, these Mini LED recessed lights can be combined in a variety of finishes and beam patterns allowing you to create the most energy efficient solution while providing the desired look in any confined area. Not only is this an energy efficient recessed can, it is also environment friendly; free of harmful UV-rays, infrared wavelengths, lead and mercury! An exceptionally long service life of 50,000 hours at 70% lumen maintenance assures many years of maintenance-free use. Click here to see the complete Juno Lighting MD1LWG2 LED Downlight Specification Sheet. This is the mini led downlight MD1LWG2-27K-FL-WH with a color temperature of 2700K and CRI of 80 (minimum) providing excellent color rendering. The optics on this recessed light creates a Flood (35 degree) beam pattern. The stylish Juno MD1LW fixture has a White finish trim with matching reflector for a uniform appearance. This LED downlight requires a 120V to 12V electronic or magnetic remote transformer to complete the system (Sold Separately). The Juno TL602E electronic transformer was designed for use with these lights, and is dimmable. Click here to see the Juno TL602E Driver-Transformer Specification Sheet for a partial list of compatible dimmers. With a trim diameter measuring in at 2 1/4 and only 2 7/8 high, this Mini Led recessed fixture can fit just about anywhere and can be completely covered in insulation. The tempered spring steel torsion clips (mouse-trap springs) are fully assembled to the housing for fast, easy, secure installation or removal. A removable cover plate provides quick access to the wiring compartment, and four pole terminal blocks facilitate a simple and secure connection with a commonly available low voltage cable (Type CL2 or NEC Equivalent, 18-12 AWG) for one fixture, or for daisy chaining multiple fixtures. Click here for the complete Juno MD1L Mini LED Downlight Installation Instructions.The Juno MD1LWG2-27K-FL-WH is UL listed for wet locations and daisy chaining, UL and cUL listed RoHS compliant. Acuity - Juno Lighting MD1LWG2-27K-FL-WH Mini Flood | 2700 | 80 | 300 | 60 | 50000 | 5 | 1 | 119.97 | 119.97 | 140.9694 | 2020Q2 | https://www.greenelectricalsupply.com/juno-lighting-md1lwg2-27k-fl-wh-mini-led-downlight-2700k.aspx | Green Electrical Supply | 2020 | No
LED Lighting | Downlight | Manufacturer: Acuity - Juno Lighting | True |  |  |  |  | Mini Recessed Home > Light Emitting Diodes (LEDs) > 12V LED Bulbs > MD1LWG2-27K-NFL-BL Narrow Flood Product Specifications - Quick Reference Lamp Wattage: Working Voltage: 5 Watts 12V AC Dimensions: Rated Life: 2 1/4" W x 2 7/8" H 50,000 Hours Fixture Finish: Classic Black Dimmable: YES Light Color: Beam Pattern: 2700K Flood 24 Degree Certifications: Warranty: UL, Wet Location 5 Year Limited This model is the Juno MD1LWG2-27K-NFL-BL or MD1LG2 RD 03LM 27K 80CRI NFL WL BL (the G2 in the part number stands for Generation 2 - This GEN2 mini downlight replaces the GEN1 part number MD1LW27K-NFL-BL). These IC-Rated Miniature LED Downlights are ultra-compact and super-energy efficient. While consuming just 5 watts, these sleek compact recessed lights provide direct accent lighting with a low glare optic system that has an equivalent light output and distribution of a 20 watt halogen lamp. Operation requires only a remote,120V to 12VAC electronic or magnetic Juno driver/transformer (Sold Separately). The die cast aluminum IC-rated housings are approved for use in both insulated and non-insulated ceilings, and can be recessed into extra-small spaces. Available in either 2700K, 3000K, 3500K or 4000K, these Mini LED recessed lights can be combined in a variety of finishes and beam patterns allowing you to create the most energy efficient solution while providing the desired look in any confined area. Not only is this an energy efficient recessed can, it is also environment friendly; free of harmful UV-rays, infrared wavelengths, lead and mercury! An exceptionally long service life of 50,000 hours at 70% lumen maintenance assures many years of maintenance-free use. Click here to see the complete Juno Lighting MD1LWG2 LED Downlight Specification Sheet. This is the mini led downlight MD1LWG2-27K-NFL-BL with a color temperature of 2700K and CRI of 80 (minimum) providing excellent color rendering. The optics on this recessed light creates a Narrow Flood (24 degree) beam pattern. The stylish Juno MD1LW fixture has a Black finish trim with matching reflector for a uniform appearance. This LED downlight requires a 120V to 12V electronic or magnetic remote transformer to complete the system (Sold Separately). The Juno TL602E electronic transformer was designed for use with these lights, and is dimmable. Click here to see the Juno TL602E Driver-Transformer Specification Sheet for a partial list of compatible dimmers. With a trim diameter measuring in at 2 1/4 and only 2 7/8 high, this Mini Led recessed fixture can fit just about anywhere and can be completely covered in insulation. The tempered spring steel torsion clips (mouse-trap springs) are fully assembled to the housing for fast, easy, secure installation or removal. A removable cover plate provides quick access to the wiring compartment, and four pole terminal blocks facilitate a simple and secure connection with a commonly available low voltage cable (Type CL2 or NEC Equivalent, 18-12 AWG) for one fixture, or for daisy chaining multiple fixtures. Click here for the complete Juno MD1L Mini LED Downlight Installation Instructions.The Juno MD1LWG2-27K-NFL-BL is UL listed for wet locations and daisy chaining , UL and cUL listed RoHS compliant. Acuity - Juno Lighting MD1LWG2-27K-NFL-BL Narrow Flood | 2700 | 80 | 300 | 60 | 50000 | 5 | 1 | 119.97 | 119.97 | 140.9694 | 2020Q2 | https://www.greenelectricalsupply.com/juno-lighting-md1lwg2-27k-nfl-bl-mini-led-downlight-2700k.aspx | Green Electrical Supply | 2020 | No
LED Lighting | Downlight | Manufacturer: Acuity - Juno Lighting | True |  |  |  |  | Mini Recessed Home > Light Emitting Diodes (LEDs) > 12V LED Bulbs > MD1LWG2-27K-NFL-BZ Narrow Flood Product Specifications - Quick Reference Lamp Wattage: Working Voltage: 5 Watts 12V AC Dimensions: Rated Life: 2 1/4" W x 2 7/8" H 50,000 Hours Fixture Finish: Bronze Plated Dimmable: YES Light Color: Beam Pattern: 2700K Flood 24 Degree Certifications: Warranty: UL, Wet Location 5 Year Limited This model is the Juno MD1LWG2-27K-NFL-BZ or MD1LG2 RD 03LM 27K 80CRI NFL WL BZ (the G2 in the part number stands for Generation 2 - This GEN2 mini downlight replaces the GEN1 part number MD1LW27K-NFL-BZ). These IC-Rated Miniature LED Downlights are ultra-compact and super-energy efficient. While consuming just 5 watts, these sleek compact recessed lights provide direct accent lighting with a low glare optic system that has an equivalent light output and distribution of a 20 watt halogen lamp. Operation requires only a remote,120V to 12VAC electronic or magnetic Juno driver/transformer (Sold Separately). The die cast aluminum IC-rated housings are approved for use in both insulated and non-insulated ceilings, and can be recessed into extra-small spaces. Available in either 2700K, 3000K, 3500K or 4000K, these Mini LED recessed lights can be combined in a variety of finishes and beam patterns allowing you to create the most energy efficient solution while providing the desired look in any confined area. Not only is this an energy efficient recessed can, it is also environment friendly; free of harmful UV-rays, infrared wavelengths, lead and mercury! An exceptionally long service life of 50,000 hours at 70% lumen maintenance assures many years of maintenance-free use. Click here to see the complete Juno Lighting MD1LWG2 LED Downlight Specification Sheet. This is the mini led downlight MD1LWG2-27K-NFL-BZ with a color temperature of 2700K and CRI of 80 (minimum) providing excellent color rendering. The optics on this recessed light creates a Narrow Flood (24 degree) beam pattern. The stylish Juno MD1LW fixture has a Bronze finish trim with matching reflector for a uniform appearance. This LED downlight requires a 120V to 12V electronic or magnetic remote transformer to complete the system (Sold Separately). The Juno TL602E electronic transformer was designed for use with these lights, and is dimmable. Click here to see the Juno TL602E Driver-Transformer Specification Sheet for a partial list of compatible dimmers. With a trim diameter measuring in at 2 1/4 and only 2 7/8 high, this Mini Led recessed fixture can fit just about anywhere and can be completely covered in insulation. The tempered spring steel torsion clips (mouse-trap springs) are fully assembled to the housing for fast, easy, secure installation or removal. A removable cover plate provides quick access to the wiring compartment, and four pole terminal blocks facilitate a simple and secure connection with a commonly available low voltage cable (Type CL2 or NEC Equivalent, 18-12 AWG) for one fixture, or for daisy chaining multiple fixtures. Click here for the complete Juno MD1L Mini LED Downlight Installation Instructions.The Juno MD1LWG2-27K-NFL-BZ is UL listed for wet locations and daisy chaining, UL and cUL listed RoHS compliant. Acuity - Juno Lighting MD1LWG2-27K-NFL-BZ Narrow Flood | 2700 | 80 | 300 | 60 | 50000 | 5 | 1 | 145.13 | 145.13 | 170.5334 | 2020Q2 | https://www.greenelectricalsupply.com/juno-lighting-md1lwg2-27k-nfl-bz-mini-led-downlight-2700k.aspx | Green Electrical Supply | 2020 | No
LED Lighting | Downlight | Manufacturer: Acuity - Juno Lighting | True |  |  |  |  | Mini Recessed Home > Light Emitting Diodes (LEDs) > 12V LED Bulbs > MD1LWG2-27K-NFL-WH Narrow Flood Product Specifications - Quick Reference Lamp Wattage: Working Voltage: 5 Watts 12V AC Dimensions: Rated Life: 2 1/4" W x 2 7/8" H 50,000 Hours Fixture Finish: Classic White Dimmable: YES Light Color: Beam Pattern: 2700K Flood 24 Degree Certifications: Warranty: UL, Wet Location 5 Year Limited This model is the Juno MD1LWG2-27K-NFL-WH or MD1LG2 RD 03LM 27K 80CRI NFL WL W (the G2 in the part number stands for Generation 2 - This GEN2 mini downlight replaces the GEN1 part number MD1LW27K-NFL-WH). These IC-Rated Miniature LED Downlights are ultra-compact and super-energy efficient. While consuming just 5 watts, these sleek compact recessed lights provide direct accent lighting with a low glare optic system that has an equivalent light output and distribution of a 20 watt halogen lamp. Operation requires only a remote,120V to 12VAC electronic or magnetic Juno driver/transformer (Sold Separately). The die cast aluminum IC-rated housings are approved for use in both insulated and non-insulated ceilings, and can be recessed into extra-small spaces. Available in either 2700K, 3000K, 3500K or 4000K, these Mini LED recessed lights can be combined in a variety of finishes and beam patterns allowing you to create the most energy efficient solution while providing the desired look in any confined area. Not only is this an energy efficient recessed can, it is also environment friendly; free of harmful UV-rays, infrared wavelengths, lead and mercury! An exceptionally long service life of 50,000 hours at 70% lumen maintenance assures many years of maintenance-free use. Click here to see the complete Juno Lighting MD1LWG2 LED Downlight Specification Sheet. This is the mini led downlight MD1LWG2-27K-NFL-WH with a color temperature of 2700K and CRI of 80 (minimum) providing excellent color rendering. The optics on this recessed light creates a Narrow Flood (24 degree) beam pattern. The stylish Juno MD1LW fixture has a White finish trim with matching reflector for a uniform appearance. This LED downlight requires a 120V to 12V electronic or magnetic remote transformer to complete the system (Sold Separately). The Juno TL602E electronic transformer was designed for use with these lights, and is dimmable. Click here to see the Juno TL602E Driver-Transformer Specification Sheet for a partial list of compatible dimmers. With a trim diameter measuring in at 2 1/4 and only 2 7/8 high, this Mini Led recessed fixture can fit just about anywhere and can be completely covered in insulation. The tempered spring steel torsion clips (mouse-trap springs) are fully assembled to the housing for fast, easy, secure installation or removal. A removable cover plate provides quick access to the wiring compartment, and four pole terminal blocks facilitate a simple and secure connection with a commonly available low voltage cable (Type CL2 or NEC Equivalent, 18-12 AWG) for one fixture, or for daisy chaining multiple fixtures. Click here for the complete Juno MD1L Mini LED Downlight Installation Instructions.The Juno MD1LWG2-27K-NFL-WH is UL listed for wet locations and daisy chaining UL and cUL listed RoHS compliant. Acuity - Juno Lighting MD1LWG2-27K-NFL-WH Narrow Flood | 2700 | 80 | 300 | 60 | 50000 | 5 | 1 | 119.97 | 119.97 | 140.9694 | 2020Q2 | https://www.greenelectricalsupply.com/juno-lighting-md1lwg2-27k-nfl-wh-mini-led-downlight-2700k.aspx | Green Electrical Supply | 2020 | No
LED Lighting | Downlight | Manufacturer: Acuity - Juno Lighting | True |  |  |  |  | Mini Recessed Home > Light Emitting Diodes (LEDs) > 12V LED Bulbs > MD1LWG2-27K-SP-BL Mini LED Spot Product Specifications - Quick Reference Lamp Wattage: Working Voltage: 5 Watts 12V AC Dimensions: Rated Life: 2 1/4" W x 2 7/8" H 50,000 Hours Fixture Finish: Classic Black Dimmable: YES Light Color: Beam Pattern: 2700K Spot 16 Degree Certifications: Warranty: UL, Wet Location 5 Year Limited This model is the Juno MD1LWG2-27K-SP-BL or MD1LG2 RD 03LM 27K 80CRI SP WL BL (the G2 in the part number stands for Generation 2 - This GEN2 mini downlight replaces the GEN1 part number MD1LW27K-SP-BL). These IC-Rated Miniature LED Downlights are ultra-compact and super-energy efficient. While consuming just 5 watts, these sleek compact recessed lights provide direct accent lighting with a low glare optic system that has an equivalent light output and distribution of a 20 watt halogen lamp. Operation requires only a remote,120V to 12VAC electronic or magnetic Juno driver/transformer (Sold Separately). The die cast aluminum IC-rated housings are approved for use in both insulated and non-insulated ceilings, and can be recessed into extra-small spaces. Available in either 2700K, 3000K, 3500K or 4000K, these Mini LED recessed lights can be combined in a variety of finishes and beam patterns allowing you to create the most energy efficient solution while providing the desired look in any confined area. Not only is this an energy efficient recessed can, it is also environment friendly; free of harmful UV-rays, infrared wavelengths, lead and mercury! An exceptionally long service life of 50,000 hours at 70% lumen maintenance assures many years of maintenance-free use. Click here to see the complete Juno Lighting MD1LWG2 LED Downlight Specification Sheet. This is the mini led downlight MD1LWG2-27K-SP-BL with a color temperature of 2700K and CRI of 80 (minimum) providing excellent color rendering. The optics on this recessed light creates a Spot (16 degree) beam pattern. The stylish Juno MD1LW fixture has a Black finish trim with matching reflector for a uniform appearance. This LED downlight requires a 120V to 12V electronic or magnetic remote transformer to complete the system (Sold Separately). The Juno TL602E electronic transformer was designed for use with these lights, and is dimmable. Click here to see the Juno TL602E Driver-Transformer Specification Sheet for a partial list of compatible dimmers. With a trim diameter measuring in at 2 1/4 and only 2 7/8 high, this Mini Led recessed fixture can fit just about anywhere and can be completely covered in insulation. The tempered spring steel torsion clips (mouse-trap springs) are fully assembled to the housing for fast, easy, secure installation or removal. A removable cover plate provides quick access to the wiring compartment, and four pole terminal blocks facilitate a simple and secure connection with a commonly available low voltage cable (Type CL2 or NEC Equivalent, 18-12 AWG) for one fixture, or for daisy chaining multiple fixtures. Click here for the complete Juno MD1L Mini LED Downlight Installation Instructions.The Juno MD1LWG2-27K-SP-BL is UL listed for wet locations and daisy chaining UL and cUL listed RoHS compliant. Acuity - Juno Lighting MD1LWG2-27K-SP-BL Mini LED Spot | 2700 | 80 | 300 | 60 | 50000 | 5 | 1 | 83.97 | 83.97 | 98.668 | 2020Q2 | https://www.greenelectricalsupply.com/juno-lighting-md1lwg2-27k-sp-bl-mini-led-downlight-2700k.aspx | Green Electrical Supply | 2020 | No
LED Lighting | Downlight | Manufacturer: Acuity - Juno Lighting | True |  |  |  |  | Mini Recessed Home > Light Emitting Diodes (LEDs) > 12V LED Bulbs > MD1LWG2-27K-SP-BZ Mini LED Spot Product Specifications - Quick Reference Lamp Wattage: Working Voltage: 5 Watts 12V AC Dimensions: Rated Life: 2 1/4" W x 2 7/8" H 50,000 Hours Fixture Finish: Bronze Plated Dimmable: YES Light Color: Beam Pattern: 2700K Spot 16 Degree Certifications: Warranty: UL, Wet Location 5 Year Limited This model is the Juno MD1LWG2-27K-SP-BZ or MD1LG2 RD 03LM 27K 80CRI SP WL BZ (the G2 in the part number stands for Generation 2 - This GEN2 mini downlight replaces the GEN1 part number MD1LW27K-SP-BZ). These IC-Rated Miniature LED Downlights are ultra-compact and super-energy efficient. While consuming just 5 watts, these sleek compact recessed lights provide direct accent lighting with a low glare optic system that has an equivalent light output and distribution of a 20 watt halogen lamp. Operation requires only a remote,120V to 12VAC electronic or magnetic Juno driver/transformer (Sold Separately). The die cast aluminum IC-rated housings are approved for use in both insulated and non-insulated ceilings, and can be recessed into extra-small spaces. Available in either 2700K, 3000K, 3500K or 4000K, these Mini LED recessed lights can be combined in a variety of finishes and beam patterns allowing you to create the most energy efficient solution while providing the desired look in any confined area. Not only is this an energy efficient recessed can, it is also environment friendly; free of harmful UV-rays, infrared wavelengths, lead and mercury! An exceptionally long service life of 50,000 hours at 70% lumen maintenance assures many years of maintenance-free use. Click here to see the complete Juno Lighting MD1LWG2 LED Downlight Specification Sheet. This is the mini led downlight MD1LWG2-27K-SP-BZ with a color temperature of 2700K and CRI of 80 (minimum) providing excellent color rendering. The optics on this recessed light creates a Spot (16 degree) beam pattern. The stylish Juno MD1LW fixture has a Bronze finish trim with matching reflector for a uniform appearance. This LED downlight requires a 120V to 12V electronic or magnetic remote transformer to complete the system (Sold Separately). The Juno TL602E electronic transformer was designed for use with these lights, and is dimmable. Click here to see the Juno TL602E Driver-Transformer Specification Sheet for a partial list of compatible dimmers. With a trim diameter measuring in at 2 1/4 and only 2 7/8 high, this Mini Led recessed fixture can fit just about anywhere and can be completely covered in insulation. The tempered spring steel torsion clips (mouse-trap springs) are fully assembled to the housing for fast, easy, secure installation or removal. A removable cover plate provides quick access to the wiring compartment, and four pole terminal blocks facilitate a simple and secure connection with a commonly available low voltage cable (Type CL2 or NEC Equivalent, 18-12 AWG) for one fixture, or for daisy chaining multiple fixtures. Click here for the complete Juno MD1L Mini LED Downlight Installation Instructions.The Juno MD1LWG2-27K-SP-BZ is UL listed for wet locations and daisy chaining, UL and cUL listed RoHS compliant. Acuity - Juno Lighting MD1LWG2-27K-SP-BZ Mini LED Spot | 2700 | 80 | 300 | 60 | 50000 | 5 | 1 | 145.13 | 145.13 | 170.5334 | 2020Q2 | https://www.greenelectricalsupply.com/juno-lighting-md1lwg2-27k-sp-bz-mini-led-downlight-2700k.aspx | Green Electrical Supply | 2020 | No
LED Lighting | Downlight | Manufacturer: Acuity - Juno Lighting | True |  |  |  |  | Mini Recessed Home > Light Emitting Diodes (LEDs) > 12V LED Bulbs > MD1LWG2-27K-SP-SN Mini LED Spot Product Specifications - Quick Reference Lamp Wattage: Working Voltage: 5 Watts 12V AC Dimensions: Rated Life: 2 1/4" W x 2 7/8" H 50,000 Hours Fixture Finish: Satin Nickel Dimmable: YES Light Color: Beam Pattern: 2700K Spot 16 Degree Certifications: Warranty: UL, Wet Location 5 Year Limited This model is the Juno MD1LWG2-27K-SP-SN or MD1LG2 RD 03LM 27K 80CRI SP WL SN (the G2 in the part number stands for Generation 2 - This GEN2 mini downlight replaces the GEN1 part number MD1LW27K-SP-SN). These IC-Rated Miniature LED Downlights are ultra-compact and super-energy efficient. While consuming just 5 watts, these sleek compact recessed lights provide direct accent lighting with a low glare optic system that has an equivalent light output and distribution of a 20 watt halogen lamp. Operation requires only a remote,120V to 12VAC electronic or magnetic Juno driver/transformer (Sold Separately). The die cast aluminum IC-rated housings are approved for use in both insulated and non-insulated ceilings, and can be recessed into extra-small spaces. Available in either 2700K, 3000K, 3500K or 4000K, these Mini LED recessed lights can be combined in a variety of finishes and beam patterns allowing you to create the most energy efficient solution while providing the desired look in any confined area. Not only is this an energy efficient recessed can, it is also environment friendly; free of harmful UV-rays, infrared wavelengths, lead and mercury! An exceptionally long service life of 50,000 hours at 70% lumen maintenance assures many years of maintenance-free use. Click here to see the complete Juno Lighting MD1LWG2 LED Downlight Specification Sheet. This is the mini led downlight MD1LWG2-27K-SP-SN with a color temperature of 2700K and CRI of 80 (minimum) providing excellent color rendering. The optics on this recessed light creates a Spot (16 degree) beam pattern. The stylish Juno MD1LW fixture has a Nickel finish trim with matching reflector for a uniform appearance. This LED downlight requires a 120V to 12V electronic or magnetic remote transformer to complete the system (Sold Separately). The Juno TL602E electronic transformer was designed for use with these lights, and is dimmable. Click here to see the Juno TL602E Driver-Transformer Specification Sheet for a partial list of compatible dimmers. With a trim diameter measuring in at 2 1/4 and only 2 7/8 high, this Mini Led recessed fixture can fit just about anywhere and can be completely covered in insulation. The tempered spring steel torsion clips (mouse-trap springs) are fully assembled to the housing for fast, easy, secure installation or removal. A removable cover plate provides quick access to the wiring compartment, and four pole terminal blocks facilitate a simple and secure connection with a commonly available low voltage cable (Type CL2 or NEC Equivalent, 18-12 AWG) for one fixture, or for daisy chaining multiple fixtures. Click here for the complete Juno MD1L Mini LED Downlight Installation Instructions.The Juno MD1LWG2-27K-SP-SN is UL listed for wet locations and daisy chaining , UL and cUL listed RoHS compliant. Acuity - Juno Lighting MD1LWG2-27K-SP-SN Mini LED Spot | 2700 | 80 | 300 | 60 | 50000 | 5 | 1 | 145.13 | 145.13 | 170.5334 | 2020Q2 | https://www.greenelectricalsupply.com/juno-lighting-md1lwg2-27k-sp-sn-mini-led-downlight-2700k.aspx | Green Electrical Supply | 2020 | No
LED Lighting | Downlight | Manufacturer: Acuity - Juno Lighting | True |  |  |  |  | Mini Recessed Home > Light Emitting Diodes (LEDs) > 12V LED Bulbs > MD1LWG2-27K-SP-WH Mini LED Spot Product Specifications - Quick Reference Lamp Wattage: Working Voltage: 5 Watts 12V AC Dimensions: Rated Life: 2 1/4" W x 2 7/8" H 50,000 Hours Fixture Finish: Classic White Dimmable: YES Light Color: Beam Pattern: 2700K Spot 16 Degree Certifications: Warranty: UL, Wet Location 5 Year Limited This model is the Juno MD1LWG2-27K-SP-WH or MD1LG2 RD 03LM 27K 80CRI SP WL WH (the G2 in the part number stands for Generation 2 - This GEN2 mini downlight replaces the GEN1 part number MD1LW27K-SP-WH). These IC-Rated Miniature LED Downlights are ultra-compact and super-energy efficient. While consuming just 5 watts, these sleek compact recessed lights provide direct accent lighting with a low glare optic system that has an equivalent light output and distribution of a 20 watt halogen lamp. Operation requires only a remote,120V to 12VAC electronic or magnetic Juno driver/transformer (Sold Separately). The die cast aluminum IC-rated housings are approved for use in both insulated and non-insulated ceilings, and can be recessed into extra-small spaces. Available in either 2700K, 3000K, 3500K or 4000K, these Mini LED recessed lights can be combined in a variety of finishes and beam patterns allowing you to create the most energy efficient solution while providing the desired look in any confined area. Not only is this an energy efficient recessed can, it is also environment friendly; free of harmful UV-rays, infrared wavelengths, lead and mercury! An exceptionally long service life of 50,000 hours at 70% lumen maintenance assures many years of maintenance-free use. Click here to see the complete Juno Lighting MD1LWG2 LED Downlight Specification Sheet. This is the mini led downlight MD1LWG2-27K-SP-WH with a color temperature of 2700K and CRI of 80 (minimum) providing excellent color rendering. The optics on this recessed light creates a Spot (16 degree) beam pattern. The stylish Juno MD1LW fixture has a White finish trim with matching reflector for a uniform appearance. This LED downlight requires a 120V to 12V electronic or magnetic remote transformer to complete the system (Sold Separately). The Juno TL602E electronic transformer was designed for use with these lights, and is dimmable. Click here to see the Juno TL602E Driver-Transformer Specification Sheet for a partial list of compatible dimmers. With a trim diameter measuring in at 2 1/4 and only 2 7/8 high, this Mini Led recessed fixture can fit just about anywhere and can be completely covered in insulation. The tempered spring steel torsion clips (mouse-trap springs) are fully assembled to the housing for fast, easy, secure installation or removal. A removable cover plate provides quick access to the wiring compartment, and four pole terminal blocks facilitate a simple and secure connection with a commonly available low voltage cable (Type CL2 or NEC Equivalent, 18-12 AWG) for one fixture, or for daisy chaining multiple fixtures. Click here for the complete Juno MD1L Mini LED Downlight Installation Instructions.The Juno MD1LWG2-27K-SP-WH is UL listed for wet locations and daisy chaining , UL and cUL listed RoHS compliant. Acuity - Juno Lighting MD1LWG2-27K-SP-WH Mini LED Spot | 2700 | 80 | 300 | 60 | 50000 | 5 | 1 | 119.97 | 119.97 | 140.9694 | 2020Q2 | https://www.greenelectricalsupply.com/juno-lighting-md1lwg2-27k-sp-wh-mini-led-downlight-2700k.aspx | Green Electrical Supply | 2020 | No
LED Lighting | Downlight | Manufacturer: Acuity - Juno Lighting | True |  |  |  |  | Mini Recessed Home > Light Emitting Diodes (LEDs) > 12V LED Bulbs > MD1LWG2-35K-FL-BL Mini Flood Product Specifications - Quick Reference Lamp Wattage: Working Voltage: 5 Watts 12V AC Dimensions: Rated Life: 2 1/4" W x 2 7/8" H 50,000 Hours Fixture Finish: Classic Black Dimmable: YES Light Color: Beam Pattern: 3500K Flood 35 Degree Certifications: Warranty: UL, Wet Location 5 Year Limited This model is the Juno MD1LWG2-35K-FL-BL or MD1LG2 RD 03LM 35K 80CRI FL WL BL (the G2 in the part number stands for Generation 2 - This GEN2 mini downlight replaces the GEN1 part number MD1LW35K-FL-BL). These IC-Rated Miniature LED Downlights are ultra-compact and super-energy efficient. While consuming just 5 watts, these sleek compact recessed lights provide direct accent lighting with a low glare optic system that has an equivalent light output and distribution of a 20 watt halogen lamp. Operation requires only a remote,120V to 12VAC electronic or magnetic Juno driver/transformer (Sold Separately). The die cast aluminum IC-rated housings are approved for use in both insulated and non-insulated ceilings, and can be recessed into extra-small spaces. Available in either 2700K, 3000K, 3500K or 4000K, these Mini LED recessed lights can be combined in a variety of finishes and beam patterns allowing you to create the most energy efficient solution while providing the desired look in any confined area. Not only is this an energy efficient recessed can, it is also environment friendly; free of harmful UV-rays, infrared wavelengths, lead and mercury! An exceptionally long service life of 50,000 hours at 70% lumen maintenance assures many years of maintenance-free use. Click here to see the complete Juno Lighting MD1LWG2 LED Downlight Specification Sheet. This is the mini led downlight MD1LWG2-35K-FL-BL with a color temperature of 3500K and CRI of 80 (minimum) providing excellent color rendering. The optics on this recessed light creates a Flood (35 degree) beam pattern. The stylish Juno MD1LW fixture has a Black finish trim with matching reflector for a uniform appearance. This LED downlight requires a 120V to 12V electronic or magnetic remote transformer to complete the system (Sold Separately). The Juno TL602E electronic transformer was designed for use with these lights, and is dimmable. Click here to see the Juno TL602E Driver-Transformer Specification Sheet for a partial list of compatible dimmers. With a trim diameter measuring in at 2 1/4 and only 2 7/8 high, this Mini Led recessed fixture can fit just about anywhere and can be completely covered in insulation. The tempered spring steel torsion clips (mouse-trap springs) are fully assembled to the housing for fast, easy, secure installation or removal. A removable cover plate provides quick access to the wiring compartment, and four pole terminal blocks facilitate a simple and secure connection with a commonly available low voltage cable (Type CL2 or NEC Equivalent, 18-12 AWG) for one fixture, or for daisy chaining multiple fixtures. Click here for the complete Juno MD1L Mini LED Downlight Installation Instructions.The Juno MD1LWG2-35K-FL-BL is UL listed for wet locations and daisy chaining , UL and cUL listed RoHS compliant. Acuity - Juno Lighting MD1LWG2-35K-FL-BL Mini Flood | 3500 | 80 | 300 | 60 | 50000 | 5 | 1 | 119.97 | 119.97 | 140.9694 | 2020Q2 | https://www.greenelectricalsupply.com/juno-lighting-md1lwg2-35k-fl-bl-mini-led-downlight-3500k.aspx | Green Electrical Supply | 2020 | No
LED Lighting | Downlight | Manufacturer: Acuity - Juno Lighting | True |  |  |  |  | Mini Recessed Home > Light Emitting Diodes (LEDs) > 12V LED Bulbs > MD1LWG2-35K-FL-BZ Mini Flood Product Specifications - Quick Reference Lamp Wattage: Working Voltage: 5 Watts 12V AC Dimensions: Rated Life: 2 1/4" W x 2 7/8" H 50,000 Hours Fixture Finish: Bronze Plated Dimmable: YES Light Color: Beam Pattern: 3500K Flood 35 Degree Certifications: Warranty: UL, Wet Location 5 Year Limited This model is the Juno MD1LWG2-35K-FL-BZ or MD1LG2 RD 03LM 35K 80CRI FL WL BZ (the G2 in the part number stands for Generation 2 - This GEN2 mini downlight replaces the GEN1 part number MD1LW35K-FL-BZ). These IC-Rated Miniature LED Downlights are ultra-compact and super-energy efficient. While consuming just 5 watts, these sleek compact recessed lights provide direct accent lighting with a low glare optic system that has an equivalent light output and distribution of a 20 watt halogen lamp. Operation requires only a remote,120V to 12VAC electronic or magnetic Juno driver/transformer (Sold Separately). The die cast aluminum IC-rated housings are approved for use in both insulated and non-insulated ceilings, and can be recessed into extra-small spaces. Available in either 2700K, 3000K, 3500K or 4000K, these Mini LED recessed lights can be combined in a variety of finishes and beam patterns allowing you to create the most energy efficient solution while providing the desired look in any confined area. Not only is this an energy efficient recessed can, it is also environment friendly; free of harmful UV-rays, infrared wavelengths, lead and mercury! An exceptionally long service life of 50,000 hours at 70% lumen maintenance assures many years of maintenance-free use. Click here to see the complete Juno Lighting MD1LWG2 LED Downlight Specification Sheet. This is the mini led downlight MD1LWG2-35K-FL-BZ with a color temperature of 3500K and CRI of 80 (minimum) providing excellent color rendering. The optics on this recessed light creates a Flood (35 degree) beam pattern. The stylish Juno MD1LW fixture has a Bronze finish trim with matching reflector for a uniform appearance. This LED downlight requires a 120V to 12V electronic or magnetic remote transformer to complete the system (Sold Separately). The Juno TL602E electronic transformer was designed for use with these lights, and is dimmable. Click here to see the Juno TL602E Driver-Transformer Specification Sheet for a partial list of compatible dimmers. With a trim diameter measuring in at 2 1/4 and only 2 7/8 high, this Mini Led recessed fixture can fit just about anywhere and can be completely covered in insulation. The tempered spring steel torsion clips (mouse-trap springs) are fully assembled to the housing for fast, easy, secure installation or removal. A removable cover plate provides quick access to the wiring compartment, and four pole terminal blocks facilitate a simple and secure connection with a commonly available low voltage cable (Type CL2 or NEC Equivalent, 18-12 AWG) for one fixture, or for daisy chaining multiple fixtures. Click here for the complete Juno MD1L Mini LED Downlight Installation Instructions.The Juno MD1LWG2-35K-FL-BZ is UL listed for wet locations and daisy chaining, UL and cUL listed RoHS compliant. Acuity - Juno Lighting MD1LWG2-35K-FL-BZ Mini Flood | 3500 | 80 | 300 | 60 | 50000 | 5 | 1 | 145.13 | 145.13 | 170.5334 | 2020Q2 | https://www.greenelectricalsupply.com/juno-lighting-md1lwg2-35k-fl-bz-mini-led-downlight-3500k.aspx | Green Electrical Supply | 2020 | No
LED Lighting | Downlight | Manufacturer: Acuity - Juno Lighting | True |  |  |  |  | Mini Recessed Home > Light Emitting Diodes (LEDs) > 12V LED Bulbs > MD1LWG2-35K-FL-SN Mini Flood Product Specifications - Quick Reference Lamp Wattage: Working Voltage: 5 Watts 12V AC Dimensions: Rated Life: 2 1/4" W x 2 7/8" H 50,000 Hours Fixture Finish: Satin Nickel Dimmable: YES Light Color: Beam Pattern: 3500K Flood 35 Degree Certifications: Warranty: UL, Wet Location 5 Year Limited This model is the Juno MD1LWG2-35K-FL-SN or MD1LG2 RD 03LM 35K 80CRI FL WL SN (the G2 in the part number stands for Generation 2 - This GEN2 mini downlight replaces the GEN1 part number MD1LW35K-FL-SN). These IC-Rated Miniature LED Downlights are ultra-compact and super-energy efficient. While consuming just 5 watts, these sleek compact recessed lights provide direct accent lighting with a low glare optic system that has an equivalent light output and distribution of a 20 watt halogen lamp. Operation requires only a remote,120V to 12VAC electronic or magnetic Juno driver/transformer (Sold Separately). The die cast aluminum IC-rated housings are approved for use in both insulated and non-insulated ceilings, and can be recessed into extra-small spaces. Available in either 2700K, 3000K, 3500K or 4000K, these Mini LED recessed lights can be combined in a variety of finishes and beam patterns allowing you to create the most energy efficient solution while providing the desired look in any confined area. Not only is this an energy efficient recessed can, it is also environment friendly; free of harmful UV-rays, infrared wavelengths, lead and mercury! An exceptionally long service life of 50,000 hours at 70% lumen maintenance assures many years of maintenance-free use. Click here to see the complete Juno Lighting MD1LWG2 LED Downlight Specification Sheet. This is the mini led downlight MD1LWG2-35K-FL-SN with a color temperature of 3500K and CRI of 80 (minimum) providing excellent color rendering. The optics on this recessed light creates a Flood (35 degree) beam pattern. The stylish Juno MD1LW fixture has a Nickel finish trim with matching reflector for a uniform appearance. This LED downlight requires a 120V to 12V electronic or magnetic remote transformer to complete the system (Sold Separately). The Juno TL602E electronic transformer was designed for use with these lights, and is dimmable. Click here to see the Juno TL602E Driver-Transformer Specification Sheet for a partial list of compatible dimmers. With a trim diameter measuring in at 2 1/4 and only 2 7/8 high, this Mini Led recessed fixture can fit just about anywhere and can be completely covered in insulation. The tempered spring steel torsion clips (mouse-trap springs) are fully assembled to the housing for fast, easy, secure installation or removal. A removable cover plate provides quick access to the wiring compartment, and four pole terminal blocks facilitate a simple and secure connection with a commonly available low voltage cable (Type CL2 or NEC Equivalent, 18-12 AWG) for one fixture, or for daisy chaining multiple fixtures. Click here for the complete Juno MD1L Mini LED Downlight Installation Instructions.The Juno MD1LWG2-35K-FL-SN is UL listed for wet locations and daisy chaining, UL and cUL listed RoHS compliant. Acuity - Juno Lighting MD1LWG2-35K-FL-SN Mini Flood | 3500 | 80 | 300 | 60 | 50000 | 5 | 1 | 145.13 | 145.13 | 170.5334 | 2020Q2 | https://www.greenelectricalsupply.com/juno-lighting-md1lwg2-35k-fl-sn-mini-led-downlight-3500k.aspx | Green Electrical Supply | 2020 | No
LED Lighting | Downlight | Manufacturer: Acuity - Juno Lighting | True |  |  |  |  | Mini Recessed Home > Light Emitting Diodes (LEDs) > 12V LED Bulbs > MD1LWG2-35K-FL-WH Mini Flood Product Specifications - Quick Reference Lamp Wattage: Working Voltage: 5 Watts 12V AC Dimensions: Rated Life: 2 1/4" W x 2 7/8" H 50,000 Hours Fixture Finish: Classic White Dimmable: YES Light Color: Beam Pattern: 3500K Flood 35 Degree Certifications: Warranty: UL, Wet Location 5 Year Limited This model is the Juno MD1LWG2-35K-FL-WH or MD1LG2 RD 03LM 35K 80CRI FL WL WH (the G2 in the part number stands for Generation 2 - This GEN2 mini downlight replaces the GEN1 part number MD1LW35K-FL-WH). These IC-Rated Miniature LED Downlights are ultra-compact and super-energy efficient. While consuming just 5 watts, these sleek compact recessed lights provide direct accent lighting with a low glare optic system that has an equivalent light output and distribution of a 20 watt halogen lamp. Operation requires only a remote,120V to 12VAC electronic or magnetic Juno driver/transformer (Sold Separately). The die cast aluminum IC-rated housings are approved for use in both insulated and non-insulated ceilings, and can be recessed into extra-small spaces. Available in either 2700K, 3000K, 3500K or 4000K, these Mini LED recessed lights can be combined in a variety of finishes and beam patterns allowing you to create the most energy efficient solution while providing the desired look in any confined area. Not only is this an energy efficient recessed can, it is also environment friendly; free of harmful UV-rays, infrared wavelengths, lead and mercury! An exceptionally long service life of 50,000 hours at 70% lumen maintenance assures many years of maintenance-free use. Click here to see the complete Juno Lighting MD1LWG2 LED Downlight Specification Sheet. This is the mini led downlight MD1LWG2-35K-FL-WH with a color temperature of 3500K and CRI of 80 (minimum) providing excellent color rendering. The optics on this recessed light creates a Flood (35 degree) beam pattern. The stylish Juno MD1LW fixture has a White finish trim with matching reflector for a uniform appearance. This LED downlight requires a 120V to 12V electronic or magnetic remote transformer to complete the system (Sold Separately). The Juno TL602E electronic transformer was designed for use with these lights, and is dimmable. Click here to see the Juno TL602E Driver-Transformer Specification Sheet for a partial list of compatible dimmers. With a trim diameter measuring in at 2 1/4 and only 2 7/8 high, this Mini Led recessed fixture can fit just about anywhere and can be completely covered in insulation. The tempered spring steel torsion clips (mouse-trap springs) are fully assembled to the housing for fast, easy, secure installation or removal. A removable cover plate provides quick access to the wiring compartment, and four pole terminal blocks facilitate a simple and secure connection with a commonly available low voltage cable (Type CL2 or NEC Equivalent, 18-12 AWG) for one fixture, or for daisy chaining multiple fixtures. Click here for the complete Juno MD1L Mini LED Downlight Installation Instructions.The Juno MD1LWG2-35K-FL-WH is UL listed for wet locations and daisy chaining, UL and cUL listed RoHS compliant. Acuity - Juno Lighting MD1LWG2-35K-FL-WH Mini Flood | 3500 | 80 | 300 | 60 | 50000 | 5 | 1 | 119.97 | 119.97 | 140.9694 | 2020Q2 | https://www.greenelectricalsupply.com/juno-lighting-md1lwg2-35k-fl-wh-mini-led-downlight-3500k.aspx | Green Electrical Supply | 2020 | No
LED Lighting | Downlight | Manufacturer: Acuity - Juno Lighting | True |  |  |  |  | Mini Recessed Home > Light Emitting Diodes (LEDs) > 12V LED Bulbs > MD1LWG2-35K-NFL-BL Narrow Flood Product Specifications - Quick Reference Lamp Wattage: Working Voltage: 5 Watts 12V AC Dimensions: Rated Life: 2 1/4" W x 2 7/8" H 50,000 Hours Fixture Finish: Classic Black Dimmable: YES Light Color: Beam Pattern: 3500K Flood 24 Degree Certifications: Warranty: UL, Wet Location 5 Year Limited This model is the Juno MD1LWG2-35K-NFL-BL or MD1LG2 RD 03LM 35K 80CRI NFL WL BL (the G2 in the part number stands for Generation 2 - This GEN2 mini downlight replaces the GEN1 part number MD1LW35K-NFL-BL). These IC-Rated Miniature LED Downlights are ultra-compact and super-energy efficient. While consuming just 5 watts, these sleek compact recessed lights provide direct accent lighting with a low glare optic system that has an equivalent light output and distribution of a 20 watt halogen lamp. Operation requires only a remote,120V to 12VAC electronic or magnetic Juno driver/transformer (Sold Separately). The die cast aluminum IC-rated housings are approved for use in both insulated and non-insulated ceilings, and can be recessed into extra-small spaces. Available in either 2700K, 3000K, 3500K or 4000K, these Mini LED recessed lights can be combined in a variety of finishes and beam patterns allowing you to create the most energy efficient solution while providing the desired look in any confined area. Not only is this an energy efficient recessed can, it is also environment friendly; free of harmful UV-rays, infrared wavelengths, lead and mercury! An exceptionally long service life of 50,000 hours at 70% lumen maintenance assures many years of maintenance-free use. Click here to see the complete Juno Lighting MD1LWG2 LED Downlight Specification Sheet. This is the mini led downlight MD1LWG2-35K-NFL-BL with a color temperature of 3500K and CRI of 80 (minimum) providing excellent color rendering. The optics on this recessed light creates a Narrow Flood (24 degree) beam pattern. The stylish Juno MD1LW fixture has a Black finish trim with matching reflector for a uniform appearance. This LED downlight requires a 120V to 12V electronic or magnetic remote transformer to complete the system (Sold Separately). The Juno TL602E electronic transformer was designed for use with these lights, and is dimmable. Click here to see the Juno TL602E Driver-Transformer Specification Sheet for a partial list of compatible dimmers. With a trim diameter measuring in at 2 1/4 and only 2 7/8 high, this Mini Led recessed fixture can fit just about anywhere and can be completely covered in insulation. The tempered spring steel torsion clips (mouse-trap springs) are fully assembled to the housing for fast, easy, secure installation or removal. A removable cover plate provides quick access to the wiring compartment, and four pole terminal blocks facilitate a simple and secure connection with a commonly available low voltage cable (Type CL2 or NEC Equivalent, 18-12 AWG) for one fixture, or for daisy chaining multiple fixtures. Click here for the complete Juno MD1L Mini LED Downlight Installation Instructions.The Juno MD1LWG2-35K-NFL-BL is UL listed for wet locations and daisy chaining , UL and cUL listed RoHS compliant. Acuity - Juno Lighting MD1LWG2-35K-NFL-BL Narrow Flood | 3500 | 80 | 300 | 60 | 50000 | 5 | 1 | 119.97 | 119.97 | 140.9694 | 2020Q2 | https://www.greenelectricalsupply.com/juno-lighting-md1lwg2-35k-nfl-bl-mini-led-downlight-3500k.aspx | Green Electrical Supply | 2020 | No
LED Lighting | Downlight | Manufacturer: Acuity - Juno Lighting | True |  |  |  |  | Mini Recessed Home > Light Emitting Diodes (LEDs) > 12V LED Bulbs > MD1LWG2-35K-NFL-BZ Narrow Flood Product Specifications - Quick Reference Lamp Wattage: Working Voltage: 5 Watts 12V AC Dimensions: Rated Life: 2 1/4" W x 2 7/8" H 50,000 Hours Fixture Finish: Bronze Plated Dimmable: YES Light Color: Beam Pattern: 3500K Flood 24 Degree Certifications: Warranty: UL, Wet Location 5 Year Limited This model is the Juno MD1LWG2-35K-NFL-BZ or MD1LG2 RD 03LM 35K 80CRI NFL WL BZ (the G2 in the part number stands for Generation 2 - This GEN2 mini downlight replaces the GEN1 part number MD1LW35K-NFL-BZ). These IC-Rated Miniature LED Downlights are ultra-compact and super-energy efficient. While consuming just 5 watts, these sleek compact recessed lights provide direct accent lighting with a low glare optic system that has an equivalent light output and distribution of a 20 watt halogen lamp. Operation requires only a remote,120V to 12VAC electronic or magnetic Juno driver/transformer (Sold Separately). The die cast aluminum IC-rated housings are approved for use in both insulated and non-insulated ceilings, and can be recessed into extra-small spaces. Available in either 2700K, 3000K, 3500K or 4000K, these Mini LED recessed lights can be combined in a variety of finishes and beam patterns allowing you to create the most energy efficient solution while providing the desired look in any confined area. Not only is this an energy efficient recessed can, it is also environment friendly; free of harmful UV-rays, infrared wavelengths, lead and mercury! An exceptionally long service life of 50,000 hours at 70% lumen maintenance assures many years of maintenance-free use. Click here to see the complete Juno Lighting MD1LWG2 LED Downlight Specification Sheet. This is the mini led downlight MD1LWG2-35K-NFL-BZ with a color temperature of 3500K and CRI of 80 (minimum) providing excellent color rendering. The optics on this recessed light creates a Narrow Flood (24 degree) beam pattern. The stylish Juno MD1LW fixture has a Bronze finish trim with matching reflector for a uniform appearance. This LED downlight requires a 120V to 12V electronic or magnetic remote transformer to complete the system (Sold Separately). The Juno TL602E electronic transformer was designed for use with these lights, and is dimmable. Click here to see the Juno TL602E Driver-Transformer Specification Sheet for a partial list of compatible dimmers. With a trim diameter measuring in at 2 1/4 and only 2 7/8 high, this Mini Led recessed fixture can fit just about anywhere and can be completely covered in insulation. The tempered spring steel torsion clips (mouse-trap springs) are fully assembled to the housing for fast, easy, secure installation or removal. A removable cover plate provides quick access to the wiring compartment, and four pole terminal blocks facilitate a simple and secure connection with a commonly available low voltage cable (Type CL2 or NEC Equivalent, 18-12 AWG) for one fixture, or for daisy chaining multiple fixtures. Click here for the complete Juno MD1L Mini LED Downlight Installation Instructions.The Juno MD1LWG2-35K-NFL-BZ is UL listed for wet locations and daisy chaining , UL and cUL listed RoHS compliant. Acuity - Juno Lighting MD1LWG2-35K-NFL-BZ Narrow Flood | 3500 | 80 | 300 | 60 | 50000 | 5 | 1 | 145.13 | 145.13 | 170.5334 | 2020Q2 | https://www.greenelectricalsupply.com/juno-lighting-md1lwg2-35k-nfl-bz-mini-led-downlight-3500k.aspx | Green Electrical Supply | 2020 | No
LED Lighting | Downlight | Manufacturer: Acuity - Juno Lighting | True |  |  |  |  | Mini Recessed Home > Light Emitting Diodes (LEDs) > 12V LED Bulbs > MD1LWG2-35K-NFL-SN Narrow Flood Product Specifications - Quick Reference Lamp Wattage: Working Voltage: 5 Watts 12V AC Dimensions: Rated Life: 2 1/4" W x 2 7/8" H 50,000 Hours Fixture Finish: Satin Nickel Dimmable: YES Light Color: Beam Pattern: 3500K Flood 24 Degree Certifications: Warranty: UL, Wet Location 5 Year Limited This model is the Juno MD1LWG2-35K-NFL-SN or MD1LG2 RD 03LM 35K 80CRI NFL WL SN (the G2 in the part number stands for Generation 2 - This GEN2 mini downlight replaces the GEN1 part number MD1LW35K-NFL-SN). These IC-Rated Miniature LED Downlights are ultra-compact and super-energy efficient. While consuming just 5 watts, these sleek compact recessed lights provide direct accent lighting with a low glare optic system that has an equivalent light output and distribution of a 20 watt halogen lamp. Operation requires only a remote,120V to 12VAC electronic or magnetic Juno driver/transformer (Sold Separately). The die cast aluminum IC-rated housings are approved for use in both insulated and non-insulated ceilings, and can be recessed into extra-small spaces. Available in either 2700K, 3000K, 3500K or 4000K, these Mini LED recessed lights can be combined in a variety of finishes and beam patterns allowing you to create the most energy efficient solution while providing the desired look in any confined area. Not only is this an energy efficient recessed can, it is also environment friendly; free of harmful UV-rays, infrared wavelengths, lead and mercury! An exceptionally long service life of 50,000 hours at 70% lumen maintenance assures many years of maintenance-free use. Click here to see the complete Juno Lighting MD1LWG2 LED Downlight Specification Sheet. This is the mini led downlight MD1LWG2-35K-NFL-SN with a color temperature of 3500K and CRI of 80 (minimum) providing excellent color rendering. The optics on this recessed light creates a Narrow Flood (24 degree) beam pattern. The stylish Juno MD1LW fixture has a Nickel finish trim with matching reflector for a uniform appearance. This LED downlight requires a 120V to 12V electronic or magnetic remote transformer to complete the system (Sold Separately). The Juno TL602E electronic transformer was designed for use with these lights, and is dimmable. Click here to see the Juno TL602E Driver-Transformer Specification Sheet for a partial list of compatible dimmers. With a trim diameter measuring in at 2 1/4 and only 2 7/8 high, this Mini Led recessed fixture can fit just about anywhere and can be completely covered in insulation. The tempered spring steel torsion clips (mouse-trap springs) are fully assembled to the housing for fast, easy, secure installation or removal. A removable cover plate provides quick access to the wiring compartment, and four pole terminal blocks facilitate a simple and secure connection with a commonly available low voltage cable (Type CL2 or NEC Equivalent, 18-12 AWG) for one fixture, or for daisy chaining multiple fixtures. Click here for the complete Juno MD1L Mini LED Downlight Installation Instructions.The Juno MD1LWG2-35K-NFL-SN is UL listed for wet locations and daisy chaining, UL and cUL listed RoHS compliant. Acuity - Juno Lighting MD1LWG2-35K-NFL-SN Narrow Flood | 3500 | 80 | 300 | 60 | 50000 | 5 | 1 | 145.13 | 145.13 | 170.5334 | 2020Q2 | https://www.greenelectricalsupply.com/juno-lighting-md1lwg2-35k-nfl-sn-mini-led-downlight-3500k.aspx | Green Electrical Supply | 2020 | No
LED Lighting | Downlight | Manufacturer: Acuity - Juno Lighting | True |  |  |  |  | Mini Recessed Home > Light Emitting Diodes (LEDs) > 12V LED Bulbs > MD1LWG2-35K-NFL-WH Narrow Flood Product Specifications - Quick Reference Lamp Wattage: Working Voltage: 5 Watts 12V AC Dimensions: Rated Life: 2 1/4" W x 2 7/8" H 50,000 Hours Fixture Finish: Classic White Dimmable: YES Light Color: Beam Pattern: 3500K Flood 24 Degree Certifications: Warranty: UL, Wet Location 5 Year Limited This model is the Juno MD1LWG2-35K-NFL-WH or MD1LG2 RD 03LM 35K 80CRI NFL WL WH (the G2 in the part number stands for Generation 2 - This GEN2 mini downlight replaces the GEN1 part number MD1LW35K-NFL-WH). These IC-Rated Miniature LED Downlights are ultra-compact and super-energy efficient. While consuming just 5 watts, these sleek compact recessed lights provide direct accent lighting with a low glare optic system that has an equivalent light output and distribution of a 20 watt halogen lamp. Operation requires only a remote,120V to 12VAC electronic or magnetic Juno driver/transformer (Sold Separately). The die cast aluminum IC-rated housings are approved for use in both insulated and non-insulated ceilings, and can be recessed into extra-small spaces. Available in either 2700K, 3000K, 3500K or 4000K, these Mini LED recessed lights can be combined in a variety of finishes and beam patterns allowing you to create the most energy efficient solution while providing the desired look in any confined area. Not only is this an energy efficient recessed can, it is also environment friendly; free of harmful UV-rays, infrared wavelengths, lead and mercury! An exceptionally long service life of 50,000 hours at 70% lumen maintenance assures many years of maintenance-free use. Click here to see the complete Juno Lighting MD1LWG2 LED Downlight Specification Sheet. This is the mini led downlight MD1LWG2-35K-NFL-WH with a color temperature of 3500K and CRI of 80 (minimum) providing excellent color rendering. The optics on this recessed light creates a Narrow Flood (24 degree) beam pattern. The stylish Juno MD1LW fixture has a White finish trim with matching reflector for a uniform appearance. This LED downlight requires a 120V to 12V electronic or magnetic remote transformer to complete the system (Sold Separately). The Juno TL602E electronic transformer was designed for use with these lights, and is dimmable. Click here to see the Juno TL602E Driver-Transformer Specification Sheet for a partial list of compatible dimmers. With a trim diameter measuring in at 2 1/4 and only 2 7/8 high, this Mini Led recessed fixture can fit just about anywhere and can be completely covered in insulation. The tempered spring steel torsion clips (mouse-trap springs) are fully assembled to the housing for fast, easy, secure installation or removal. A removable cover plate provides quick access to the wiring compartment, and four pole terminal blocks facilitate a simple and secure connection with a commonly available low voltage cable (Type CL2 or NEC Equivalent, 18-12 AWG) for one fixture, or for daisy chaining multiple fixtures. Click here for the complete Juno MD1L Mini LED Downlight Installation Instructions.The Juno MD1LWG2-35K-NFL-WH is UL listed for wet locations and daisy chaining , UL and cUL listed RoHS compliant. Acuity - Juno Lighting MD1LWG2-35K-NFL-WH Narrow Flood | 3500 | 80 | 300 | 60 | 50000 | 5 | 1 | 119.97 | 119.97 | 140.9694 | 2020Q2 | https://www.greenelectricalsupply.com/juno-lighting-md1lwg2-35k-nfl-wh-mini-led-downlight-3500k.aspx | Green Electrical Supply | 2020 | No
LED Lighting | Downlight | Manufacturer: Acuity - Juno Lighting | True |  |  |  |  | Mini Recessed Home > Light Emitting Diodes (LEDs) > 12V LED Bulbs > MD1LWG2-35K-SP-BL Mini LED Spot Product Specifications - Quick Reference Lamp Wattage: Working Voltage: 5 Watts 12V AC Dimensions: Rated Life: 2 1/4" W x 2 7/8" H 50,000 Hours Fixture Finish: Classic Black Dimmable: YES Light Color: Beam Pattern: 3500K Spot 16 Degree Certifications: Warranty: UL, Wet Location 5 Year Limited This model is the Juno MD1LWG2-35K-SP-BL or MD1LG2 RD 03LM 35K 80CRI SP WL BL (the G2 in the part number stands for Generation 2 - This GEN2 mini downlight replaces the GEN1 part number MD1LW35K-SP-BL). These IC-Rated Miniature LED Downlights are ultra-compact and super-energy efficient. While consuming just 5 watts, these sleek compact recessed lights provide direct accent lighting with a low glare optic system that has an equivalent light output and distribution of a 20 watt halogen lamp. Operation requires only a remote,120V to 12VAC electronic or magnetic Juno driver/transformer (Sold Separately). The die cast aluminum IC-rated housings are approved for use in both insulated and non-insulated ceilings, and can be recessed into extra-small spaces. Available in either 2700K, 3000K, 3500K or 4000K, these Mini LED recessed lights can be combined in a variety of finishes and beam patterns allowing you to create the most energy efficient solution while providing the desired look in any confined area. Not only is this an energy efficient recessed can, it is also environment friendly; free of harmful UV-rays, infrared wavelengths, lead and mercury! An exceptionally long service life of 50,000 hours at 70% lumen maintenance assures many years of maintenance-free use. Click here to see the complete Juno Lighting MD1LWG2 LED Downlight Specification Sheet. This is the mini led downlight MD1LWG2-35K-SP-BL with a color temperature of 3500K and CRI of 80 (minimum) providing excellent color rendering. The optics on this recessed light creates a Spot (16 degree) beam pattern. The stylish Juno MD1LW fixture has a Black finish trim with matching reflector for a uniform appearance. This LED downlight requires a 120V to 12V electronic or magnetic remote transformer to complete the system (Sold Separately). The Juno TL602E electronic transformer was designed for use with these lights, and is dimmable. Click here to see the Juno TL602E Driver-Transformer Specification Sheet for a partial list of compatible dimmers. With a trim diameter measuring in at 2 1/4 and only 2 7/8 high, this Mini Led recessed fixture can fit just about anywhere and can be completely covered in insulation. The tempered spring steel torsion clips (mouse-trap springs) are fully assembled to the housing for fast, easy, secure installation or removal. A removable cover plate provides quick access to the wiring compartment, and four pole terminal blocks facilitate a simple and secure connection with a commonly available low voltage cable (Type CL2 or NEC Equivalent, 18-12 AWG) for one fixture, or for daisy chaining multiple fixtures. Click here for the complete Juno MD1L Mini LED Downlight Installation Instructions.The Juno MD1LWG2-35K-SP-BL is UL listed for wet locations and daisy chaining, UL and cUL listed RoHS compliant. Acuity - Juno Lighting MD1LWG2-35K-SP-BL Mini LED Spot | 3500 | 80 | 300 | 60 | 50000 | 5 | 1 | 119.97 | 119.97 | 140.9694 | 2020Q2 | https://www.greenelectricalsupply.com/juno-lighting-md1lwg2-35k-sp-bl-mini-led-downlight-3500k.aspx | Green Electrical Supply | 2020 | No
LED Lighting | Downlight | Manufacturer: Acuity - Juno Lighting | True |  |  |  |  | Mini Recessed Home > Light Emitting Diodes (LEDs) > 12V LED Bulbs > MD1LWG2-35K-SP-BZ Mini LED Spot Product Specifications - Quick Reference Lamp Wattage: Working Voltage: 5 Watts 12V AC Dimensions: Rated Life: 2 1/4" W x 2 7/8" H 50,000 Hours Fixture Finish: Bronze Plated Dimmable: YES Light Color: Beam Pattern: 3500K Spot 16 Degree Certifications: Warranty: UL, Wet Location 5 Year Limited This model is the Juno MD1LWG2-35K-SP-BZ or MD1LG2 RD 03LM 35K 80CRI SP WL BZ (the G2 in the part number stands for Generation 2 - This GEN2 mini downlight replaces the GEN1 part number MD1LW35K-SP-BZ). These IC-Rated Miniature LED Downlights are ultra-compact and super-energy efficient. While consuming just 5 watts, these sleek compact recessed lights provide direct accent lighting with a low glare optic system that has an equivalent light output and distribution of a 20 watt halogen lamp. Operation requires only a remote,120V to 12VAC electronic or magnetic Juno driver/transformer (Sold Separately). The die cast aluminum IC-rated housings are approved for use in both insulated and non-insulated ceilings, and can be recessed into extra-small spaces. Available in either 2700K, 3000K, 3500K or 4000K, these Mini LED recessed lights can be combined in a variety of finishes and beam patterns allowing you to create the most energy efficient solution while providing the desired look in any confined area. Not only is this an energy efficient recessed can, it is also environment friendly; free of harmful UV-rays, infrared wavelengths, lead and mercury! An exceptionally long service life of 50,000 hours at 70% lumen maintenance assures many years of maintenance-free use. Click here to see the complete Juno Lighting MD1LWG2 LED Downlight Specification Sheet. This is the mini led downlight MD1LWG2-35K-SP-BZ with a color temperature of 3500K and CRI of 80 (minimum) providing excellent color rendering. The optics on this recessed light creates a Spot (16 degree) beam pattern. The stylish Juno MD1LW fixture has a Bronze finish trim with matching reflector for a uniform appearance. This LED downlight requires a 120V to 12V electronic or magnetic remote transformer to complete the system (Sold Separately). The Juno TL602E electronic transformer was designed for use with these lights, and is dimmable. Click here to see the Juno TL602E Driver-Transformer Specification Sheet for a partial list of compatible dimmers. With a trim diameter measuring in at 2 1/4 and only 2 7/8 high, this Mini Led recessed fixture can fit just about anywhere and can be completely covered in insulation. The tempered spring steel torsion clips (mouse-trap springs) are fully assembled to the housing for fast, easy, secure installation or removal. A removable cover plate provides quick access to the wiring compartment, and four pole terminal blocks facilitate a simple and secure connection with a commonly available low voltage cable (Type CL2 or NEC Equivalent, 18-12 AWG) for one fixture, or for daisy chaining multiple fixtures. Click here for the complete Juno MD1L Mini LED Downlight Installation Instructions.The Juno MD1LWG2-35K-SP-BZ is UL listed for wet locations and daisy chaining , UL and cUL listed RoHS compliant. Acuity - Juno Lighting MD1LWG2-35K-SP-BZ Mini LED Spot | 3500 | 80 | 300 | 60 | 50000 | 5 | 1 | 145.13 | 145.13 | 170.5334 | 2020Q2 | https://www.greenelectricalsupply.com/juno-lighting-md1lwg2-35k-sp-bz-mini-led-downlight-3500k.aspx | Green Electrical Supply | 2020 | No
LED Lighting | Downlight | Manufacturer: Acuity - Juno Lighting | True |  |  |  |  | Mini Recessed Home > Light Emitting Diodes (LEDs) > 12V LED Bulbs > MD1LWG2-35K-SP-SN Mini LED Spot Product Specifications - Quick Reference Lamp Wattage: Working Voltage: 5 Watts 12V AC Dimensions: Rated Life: 2 1/4" W x 2 7/8" H 50,000 Hours Fixture Finish: Satin Nickel Dimmable: YES Light Color: Beam Pattern: 3500K Spot 16 Degree Certifications: Warranty: UL, Wet Location 5 Year Limited This model is the Juno MD1LWG2-35K-SP-SN or MD1LG2 RD 03LM 35K 80CRI SP WL SN (the G2 in the part number stands for Generation 2 - This GEN2 mini downlight replaces the GEN1 part number MD1LW35K-SP-SN). These IC-Rated Miniature LED Downlights are ultra-compact and super-energy efficient. While consuming just 5 watts, these sleek compact recessed lights provide direct accent lighting with a low glare optic system that has an equivalent light output and distribution of a 20 watt halogen lamp. Operation requires only a remote,120V to 12VAC electronic or magnetic Juno driver/transformer (Sold Separately). The die cast aluminum IC-rated housings are approved for use in both insulated and non-insulated ceilings, and can be recessed into extra-small spaces. Available in either 2700K, 3000K, 3500K or 4000K, these Mini LED recessed lights can be combined in a variety of finishes and beam patterns allowing you to create the most energy efficient solution while providing the desired look in any confined area. Not only is this an energy efficient recessed can, it is also environment friendly; free of harmful UV-rays, infrared wavelengths, lead and mercury! An exceptionally long service life of 50,000 hours at 70% lumen maintenance assures many years of maintenance-free use. Click here to see the complete Juno Lighting MD1LWG2 LED Downlight Specification Sheet. This is the mini led downlight MD1LWG2-35K-SP-SN with a color temperature of 3500K and CRI of 80 (minimum) providing excellent color rendering. The optics on this recessed light creates a Spot (16 degree) beam pattern. The stylish Juno MD1LW fixture has a Nickel finish trim with matching reflector for a uniform appearance. This LED downlight requires a 120V to 12V electronic or magnetic remote transformer to complete the system (Sold Separately). The Juno TL602E electronic transformer was designed for use with these lights, and is dimmable. Click here to see the Juno TL602E Driver-Transformer Specification Sheet for a partial list of compatible dimmers. With a trim diameter measuring in at 2 1/4 and only 2 7/8 high, this Mini Led recessed fixture can fit just about anywhere and can be completely covered in insulation. The tempered spring steel torsion clips (mouse-trap springs) are fully assembled to the housing for fast, easy, secure installation or removal. A removable cover plate provides quick access to the wiring compartment, and four pole terminal blocks facilitate a simple and secure connection with a commonly available low voltage cable (Type CL2 or NEC Equivalent, 18-12 AWG) for one fixture, or for daisy chaining multiple fixtures. Click here for the complete Juno MD1L Mini LED Downlight Installation Instructions.The Juno MD1LWG2-35K-SP-SN is UL listed for wet locations and daisy chaining , UL and cUL listed RoHS compliant. Acuity - Juno Lighting MD1LWG2-35K-SP-SN Mini LED Spot | 3500 | 80 | 300 | 60 | 50000 | 5 | 1 | 145.13 | 145.13 | 170.5334 | 2020Q2 | https://www.greenelectricalsupply.com/juno-lighting-md1lwg2-35k-sp-sn-mini-led-downlight-3500k.aspx | Green Electrical Supply | 2020 | No
LED Lighting | Downlight | Manufacturer: Acuity - Juno Lighting | True |  |  |  |  | Mini Recessed Home > Light Emitting Diodes (LEDs) > 12V LED Bulbs > MD1LWG2-3K-FL-BL Mini LED Flood Product Specifications - Quick Reference Lamp Wattage: Working Voltage: 5 Watts 12V AC Dimensions: Rated Life: 2 1/4" W x 2 7/8" H 50,000 Hours Fixture Finish: Classic Black Dimmable: YES Light Color: Beam Pattern: 3000K Flood 35 Degree Certifications: Warranty: UL, Wet Location 5 Year Limited This model is the Juno MD1LWG2-3K-FL-BL or MD1LG2 RD 03LM 30K 80CRI FL WL BL (the G2 in the part number stands for Generation 2 - This GEN2 mini downlight replaces the GEN1 part number MD1LW3K-FL-BL). These IC-Rated Miniature LED Downlights are ultra-compact and super-energy efficient. While consuming just 5 watts, these sleek compact recessed lights provide direct accent lighting with a low glare optic system that has an equivalent light output and distribution of a 20 watt halogen lamp. Operation requires only a remote,120V to 12VAC electronic or magnetic Juno driver/transformer (Sold Separately). The die cast aluminum IC-rated housings are approved for use in both insulated and non-insulated ceilings, and can be recessed into extra-small spaces. Available in either 2700K, 3000K, 3500K or 4000K, these Mini LED recessed lights can be combined in a variety of finishes and beam patterns allowing you to create the most energy efficient solution while providing the desired look in any confined area. Not only is this an energy efficient recessed can, it is also environment friendly; free of harmful UV-rays, infrared wavelengths, lead and mercury! An exceptionally long service life of 50,000 hours at 70% lumen maintenance assures many years of maintenance-free use. Click here to see the complete Juno Lighting MD1LWG2 LED Downlight Specification Sheet. This is the mini led downlight MD1LWG2-3K-FL-BL with a color temperature of 3000K and CRI of 80 (minimum) providing excellent color rendering. The optics on this recessed light creates a Flood (35 degree) beam pattern. The stylish Juno MD1LW fixture has a Black finish trim with matching reflector for a uniform appearance. This LED downlight requires a 120V to 12V electronic or magnetic remote transformer to complete the system (Sold Separately). The Juno TL602E electronic transformer was designed for use with these lights, and is dimmable. Click here to see the Juno TL602E Driver-Transformer Specification Sheet for a partial list of compatible dimmers. With a trim diameter measuring in at 2 1/4 and only 2 7/8 high, this Mini Led recessed fixture can fit just about anywhere and can be completely covered in insulation. The tempered spring steel torsion clips (mouse-trap springs) are fully assembled to the housing for fast, easy, secure installation or removal. A removable cover plate provides quick access to the wiring compartment, and four pole terminal blocks facilitate a simple and secure connection with a commonly available low voltage cable (Type CL2 or NEC Equivalent, 18-12 AWG) for one fixture, or for daisy chaining multiple fixtures. Click here for the complete Juno MD1L Mini LED Downlight Installation Instructions.The Juno MD1LWG2-3K-FL-BL is UL listed for wet locations and daisy chaining , UL and cUL listed RoHS compliant. Acuity - Juno Lighting MD1LWG2-3K-FL-BL Mini LED Flood | 3000 | 80 | 300 | 60 | 50000 | 5 | 1 | 119.97 | 119.97 | 140.9694 | 2020Q2 | https://www.greenelectricalsupply.com/juno-lighting-md1lwg2-3k-fl-bl-mini-led-downlight-3000k.aspx | Green Electrical Supply | 2020 | No
LED Lighting | Downlight | Manufacturer: Acuity - Juno Lighting | True |  |  |  |  | Mini Recessed Home > Light Emitting Diodes (LEDs) > 12V LED Bulbs > MD1LWG2-3K-FL-SN Mini LED Flood Product Specifications - Quick Reference Lamp Wattage: Working Voltage: 5 Watts 12V AC Dimensions: Rated Life: 2 1/4" W x 2 7/8" H 50,000 Hours Fixture Finish: Satin Nickel Dimmable: YES Light Color: Beam Pattern: 3000K Flood 35 Degree Certifications: Warranty: UL, Wet Location 5 Year Limited This model is the Juno MD1LWG2-3K-FL-SN or MD1LG2 RD 03LM 30K 80CRI FL WL SN (the G2 in the part number stands for Generation 2 - This GEN2 mini downlight replaces the GEN1 part number MD1LW3K-FL-SN). These IC-Rated Miniature LED Downlights are ultra-compact and super-energy efficient. While consuming just 5 watts, these sleek compact recessed lights provide direct accent lighting with a low glare optic system that has an equivalent light output and distribution of a 20 watt halogen lamp. Operation requires only a remote,120V to 12VAC electronic or magnetic Juno driver/transformer (Sold Separately). The die cast aluminum IC-rated housings are approved for use in both insulated and non-insulated ceilings, and can be recessed into extra-small spaces. Available in either 2700K, 3000K, 3500K or 4000K, these Mini LED recessed lights can be combined in a variety of finishes and beam patterns allowing you to create the most energy efficient solution while providing the desired look in any confined area. Not only is this an energy efficient recessed can, it is also environment friendly; free of harmful UV-rays, infrared wavelengths, lead and mercury! An exceptionally long service life of 50,000 hours at 70% lumen maintenance assures many years of maintenance-free use. Click here to see the complete Juno Lighting MD1LWG2 LED Downlight Specification Sheet. This is the mini led downlight MD1LWG2-3K-FL-SN with a color temperature of 3000K and CRI of 80 (minimum) providing excellent color rendering. The optics on this recessed light creates a Flood (35 degree) beam pattern. The stylish Juno MD1LW fixture has a Satin Nickel finish trim with matching reflector for a uniform appearance. This LED downlight requires a 120V to 12V electronic or magnetic remote transformer to complete the system (Sold Separately). The Juno TL602E electronic transformer was designed for use with these lights, and is dimmable. Click here to see the Juno TL602E Driver-Transformer Specification Sheet for a partial list of compatible dimmers. With a trim diameter measuring in at 2 1/4 and only 2 7/8 high, this Mini Led recessed fixture can fit just about anywhere and can be completely covered in insulation. The tempered spring steel torsion clips (mouse-trap springs) are fully assembled to the housing for fast, easy, secure installation or removal. A removable cover plate provides quick access to the wiring compartment, and four pole terminal blocks facilitate a simple and secure connection with a commonly available low voltage cable (Type CL2 or NEC Equivalent, 18-12 AWG) for one fixture, or for daisy chaining multiple fixtures. Click here for the complete Juno MD1L Mini LED Downlight Installation Instructions.The Juno MD1LWG2-3K-FL-SN is UL listed for wet locations and daisy chaining, UL and cUL listed RoHS compliant. Acuity - Juno Lighting MD1LWG2-3K-FL-SN Mini LED Flood | 3000 | 80 | 300 | 60 | 50000 | 5 | 1 | 145.38 | 145.38 | 170.8271 | 2020Q2 | https://www.greenelectricalsupply.com/juno-lighting-md1lwg2-3k-fl-sn-mini-led-downlight-3000k.aspx | Green Electrical Supply | 2020 | No
LED Lighting | Downlight | Manufacturer: Acuity - Juno Lighting | True |  |  |  |  | Mini Recessed Home > Light Emitting Diodes (LEDs) > 12V LED Bulbs > MD1LWG2-3K-FL-WH Mini LED Flood Product Specifications - Quick Reference Lamp Wattage: Working Voltage: 5 Watts 12V AC Dimensions: Rated Life: 2 1/4" W x 2 7/8" H 50,000 Hours Fixture Finish: Classic White Dimmable: YES Light Color: Beam Pattern: 3000K Flood 35 Degree Certifications: Warranty: UL, Wet Location 5 Year Limited This model is the Juno MD1LWG2-3K-FL-WH or MD1LG2 RD 03LM 30K 80CRI FL WL WH (the G2 in the part number stands for Generation 2 - This GEN2 mini downlight replaces the GEN1 part number MD1LW3K-FL-WH). These IC-Rated Miniature LED Downlights are ultra-compact and super-energy efficient. While consuming just 5 watts, these sleek compact recessed lights provide direct accent lighting with a low glare optic system that has an equivalent light output and distribution of a 20 watt halogen lamp. Operation requires only a remote,120V to 12VAC electronic or magnetic Juno driver/transformer (Sold Separately). The die cast aluminum IC-rated housings are approved for use in both insulated and non-insulated ceilings, and can be recessed into extra-small spaces. Available in either 2700K, 3000K, 3500K or 4000K, these Mini LED recessed lights can be combined in a variety of finishes and beam patterns allowing you to create the most energy efficient solution while providing the desired look in any confined area. Not only is this an energy efficient recessed can, it is also environment friendly; free of harmful UV-rays, infrared wavelengths, lead and mercury! An exceptionally long service life of 50,000 hours at 70% lumen maintenance assures many years of maintenance-free use. Click here to see the complete Juno Lighting MD1LWG2 LED Downlight Specification Sheet. This is the mini led downlight MD1LWG2-3K-FL-WH with a color temperature of 3000K and CRI of 80 (minimum) providing excellent color rendering. The optics on this recessed light creates a Flood (35 degree) beam pattern. The stylish Juno MD1LW fixture has a White finish trim with matching reflector for a uniform appearance. This LED downlight requires a 120V to 12V electronic or magnetic remote transformer to complete the system (Sold Separately). The Juno TL602E electronic transformer was designed for use with these lights, and is dimmable. Click here to see the Juno TL602E Driver-Transformer Specification Sheet for a partial list of compatible dimmers. With a trim diameter measuring in at 2 1/4 and only 2 7/8 high, this Mini Led recessed fixture can fit just about anywhere and can be completely covered in insulation. The tempered spring steel torsion clips (mouse-trap springs) are fully assembled to the housing for fast, easy, secure installation or removal. A removable cover plate provides quick access to the wiring compartment, and four pole terminal blocks facilitate a simple and secure connection with a commonly available low voltage cable (Type CL2 or NEC Equivalent, 18-12 AWG) for one fixture, or for daisy chaining multiple fixtures. Click here for the complete Juno MD1L Mini LED Downlight Installation Instructions.The Juno MD1LWG2-3K-FL-WH is UL listed for wet locations and daisy chaining, UL and cUL listed RoHS compliant. Acuity - Juno Lighting MD1LWG2-3K-FL-WH Mini LED Flood | 3000 | 80 | 300 | 60 | 50000 | 5 | 1 | 119.97 | 119.97 | 140.9694 | 2020Q2 | https://www.greenelectricalsupply.com/juno-lighting-md1lwg2-3k-fl-wh-mini-led-downlight-3000k-2.aspx | Green Electrical Supply | 2020 | No
LED Lighting | Downlight | Manufacturer: Acuity - Juno Lighting | True |  |  |  |  | Mini Recessed Home > Light Emitting Diodes (LEDs) > 12V LED Bulbs > MD1LWG2-3K-NFL-BL Narrow Flood Product Specifications - Quick Reference Lamp Wattage: Working Voltage: 5 Watts 12V AC Dimensions: Rated Life: 2 1/4" W x 2 7/8" H 50,000 Hours Fixture Finish: Classic Black Dimmable: YES Light Color: Beam Pattern: 3000K Flood 24 Degree Certifications: Warranty: UL, Wet Location 5 Year Limited This model is the Juno MD1LWG2-3K-NFL-BL or MD1LG2 RD 03LM 30K 80CRI NFL WL BL (the G2 in the part number stands for Generation 2 - This GEN2 mini downlight replaces the GEN1 part number MD1LW3K-NFL-BL). These IC-Rated Miniature LED Downlights are ultra-compact and super-energy efficient. While consuming just 5 watts, these sleek compact recessed lights provide direct accent lighting with a low glare optic system that has an equivalent light output and distribution of a 20 watt halogen lamp. Operation requires only a remote,120V to 12VAC electronic or magnetic Juno driver/transformer (Sold Separately). The die cast aluminum IC-rated housings are approved for use in both insulated and non-insulated ceilings, and can be recessed into extra-small spaces. Available in either 2700K, 3000K, 3500K or 4000K, these Mini LED recessed lights can be combined in a variety of finishes and beam patterns allowing you to create the most energy efficient solution while providing the desired look in any confined area. Not only is this an energy efficient recessed can, it is also environment friendly; free of harmful UV-rays, infrared wavelengths, lead and mercury! An exceptionally long service life of 50,000 hours at 70% lumen maintenance assures many years of maintenance-free use. Click here to see the complete Juno Lighting MD1LWG2 LED Downlight Specification Sheet. This is the mini led downlight MD1LWG2-3K-NFL-BL with a color temperature of 3000K and CRI of 80 (minimum) providing excellent color rendering. The optics on this recessed light creates a Narrow Flood (24 degree) beam pattern. The stylish Juno MD1LW fixture has a Black finish trim with matching reflector for a uniform appearance. This LED downlight requires a 120V to 12V electronic or magnetic remote transformer to complete the system (Sold Separately). The Juno TL602E electronic transformer was designed for use with these lights, and is dimmable. Click here to see the Juno TL602E Driver-Transformer Specification Sheet for a partial list of compatible dimmers. With a trim diameter measuring in at 2 1/4 and only 2 7/8 high, this Mini Led recessed fixture can fit just about anywhere and can be completely covered in insulation. The tempered spring steel torsion clips (mouse-trap springs) are fully assembled to the housing for fast, easy, secure installation or removal. A removable cover plate provides quick access to the wiring compartment, and four pole terminal blocks facilitate a simple and secure connection with a commonly available low voltage cable (Type CL2 or NEC Equivalent, 18-12 AWG) for one fixture, or for daisy chaining multiple fixtures. Click here for the complete Juno MD1L Mini LED Downlight Installation Instructions.The Juno MD1LWG2-3K-NFL-BL is UL listed for wet locations and daisy chaining, UL and cUL listed RoHS compliant. Acuity - Juno Lighting MD1LWG2-3K-NFL-BL Narrow Flood | 3000 | 80 | 300 | 60 | 50000 | 5 | 1 | 119.97 | 119.97 | 140.9694 | 2020Q2 | https://www.greenelectricalsupply.com/juno-lighting-md1lwg2-3k-nfl-bl-mini-led-downlight-3000k.aspx | Green Electrical Supply | 2020 | No
LED Lighting | Downlight | Manufacturer: Acuity - Juno Lighting | True |  |  |  |  | Mini Recessed Home > Light Emitting Diodes (LEDs) > 12V LED Bulbs > MD1LWG2-3K-NFL-BZ Narrow Flood Product Specifications - Quick Reference Lamp Wattage: Working Voltage: 5 Watts 12V AC Dimensions: Rated Life: 2 1/4" W x 2 7/8" H 50,000 Hours Fixture Finish: Bronze Plated Dimmable: YES Light Color: Beam Pattern: 3000K Flood 24 Degree Certifications: Warranty: UL, Wet Location 5 Year Limited This model is the Juno MD1LWG2-3K-NFL-BZ or MD1LG2 RD 03LM 30K 80CRI NFL WL BZ (the G2 in the part number stands for Generation 2 - This GEN2 mini downlight replaces the GEN1 part number MD1LW3K-NFL-BZ). These IC-Rated Miniature LED Downlights are ultra-compact and super-energy efficient. While consuming just 5 watts, these sleek compact recessed lights provide direct accent lighting with a low glare optic system that has an equivalent light output and distribution of a 20 watt halogen lamp. Operation requires only a remote,120V to 12VAC electronic or magnetic Juno driver/transformer (Sold Separately). The die cast aluminum IC-rated housings are approved for use in both insulated and non-insulated ceilings, and can be recessed into extra-small spaces. Available in either 2700K, 3000K, 3500K or 4000K, these Mini LED recessed lights can be combined in a variety of finishes and beam patterns allowing you to create the most energy efficient solution while providing the desired look in any confined area. Not only is this an energy efficient recessed can, it is also environment friendly; free of harmful UV-rays, infrared wavelengths, lead and mercury! An exceptionally long service life of 50,000 hours at 70% lumen maintenance assures many years of maintenance-free use. Click here to see the complete Juno Lighting MD1LWG2 LED Downlight Specification Sheet. This is the mini led downlight MD1LWG2-3K-NFL-BZ with a color temperature of 3000K and CRI of 80 (minimum) providing excellent color rendering. The optics on this recessed light creates a Narrow Flood (24 degree) beam pattern. The stylish Juno MD1LW fixture has a Bronze finish trim with matching reflector for a uniform appearance. This LED downlight requires a 120V to 12V electronic or magnetic remote transformer to complete the system (Sold Separately). The Juno TL602E electronic transformer was designed for use with these lights, and is dimmable. Click here to see the Juno TL602E Driver-Transformer Specification Sheet for a partial list of compatible dimmers. With a trim diameter measuring in at 2 1/4 and only 2 7/8 high, this Mini Led recessed fixture can fit just about anywhere and can be completely covered in insulation. The tempered spring steel torsion clips (mouse-trap springs) are fully assembled to the housing for fast, easy, secure installation or removal. A removable cover plate provides quick access to the wiring compartment, and four pole terminal blocks facilitate a simple and secure connection with a commonly available low voltage cable (Type CL2 or NEC Equivalent, 18-12 AWG) for one fixture, or for daisy chaining multiple fixtures. Click here for the complete Juno MD1L Mini LED Downlight Installation Instructions.The Juno MD1LWG2-3K-NFL-BZ is UL listed for wet locations and daisy chaining, UL and cUL listed RoHS compliant. Acuity - Juno Lighting MD1LWG2-3K-NFL-BZ Narrow Flood | 3000 | 80 | 300 | 60 | 50000 | 5 | 1 | 145.13 | 145.13 | 170.5334 | 2020Q2 | https://www.greenelectricalsupply.com/juno-lighting-md1lwg2-3k-nfl-bz-mini-led-downlight-3000k.aspx | Green Electrical Supply | 2020 | No
LED Lighting | Downlight | Manufacturer: Acuity - Juno Lighting | True |  |  |  |  | Mini Recessed Home > Light Emitting Diodes (LEDs) > 12V LED Bulbs > MD1LWG2-3K-NFL-SN Narrow Flood Product Specifications - Quick Reference Lamp Wattage: Working Voltage: 5 Watts 12V AC Dimensions: Rated Life: 2 1/4" W x 2 7/8" H 50,000 Hours Fixture Finish: Satin Nickel Dimmable: YES Light Color: Beam Pattern: 3000K Flood 24 Degree Certifications: Warranty: UL, Wet Location 5 Year Limited This model is the Juno MD1LWG2-3K-NFL-SN or MD1LG2 RD 03LM 30K 80CRI NFL WL SN (the G2 in the part number stands for Generation 2 - This GEN2 mini downlight replaces the GEN1 part number MD1LW3K-NFL-SN). These IC-Rated Miniature LED Downlights are ultra-compact and super-energy efficient. While consuming just 5 watts, these sleek compact recessed lights provide direct accent lighting with a low glare optic system that has an equivalent light output and distribution of a 20 watt halogen lamp. Operation requires only a remote,120V to 12VAC electronic or magnetic Juno driver/transformer (Sold Separately). The die cast aluminum IC-rated housings are approved for use in both insulated and non-insulated ceilings, and can be recessed into extra-small spaces. Available in either 2700K, 3000K, 3500K or 4000K, these Mini LED recessed lights can be combined in a variety of finishes and beam patterns allowing you to create the most energy efficient solution while providing the desired look in any confined area. Not only is this an energy efficient recessed can, it is also environment friendly; free of harmful UV-rays, infrared wavelengths, lead and mercury! An exceptionally long service life of 50,000 hours at 70% lumen maintenance assures many years of maintenance-free use. Click here to see the complete Juno Lighting MD1LWG2 LED Downlight Specification Sheet. This is the mini led downlight MD1LWG2-3K-NFL-SN with a color temperature of 3000K and CRI of 80 (minimum) providing excellent color rendering. The optics on this recessed light creates a Narrow Flood (24 degree) beam pattern. The stylish Juno MD1LW fixture has a Nickel finish trim with matching reflector for a uniform appearance. This LED downlight requires a 120V to 12V electronic or magnetic remote transformer to complete the system (Sold Separately). The Juno TL602E electronic transformer was designed for use with these lights, and is dimmable. Click here to see the Juno TL602E Driver-Transformer Specification Sheet for a partial list of compatible dimmers. With a trim diameter measuring in at 2 1/4 and only 2 7/8 high, this Mini Led recessed fixture can fit just about anywhere and can be completely covered in insulation. The tempered spring steel torsion clips (mouse-trap springs) are fully assembled to the housing for fast, easy, secure installation or removal. A removable cover plate provides quick access to the wiring compartment, and four pole terminal blocks facilitate a simple and secure connection with a commonly available low voltage cable (Type CL2 or NEC Equivalent, 18-12 AWG) for one fixture, or for daisy chaining multiple fixtures. Click here for the complete Juno MD1L Mini LED Downlight Installation Instructions.The Juno MD1LWG2-3K-NFL-SN is UL listed for wet locations and daisy chaining , UL and cUL listed RoHS compliant. Acuity - Juno Lighting MD1LWG2-3K-NFL-SN Narrow Flood | 3000 | 80 | 300 | 60 | 50000 | 5 | 1 | 145.13 | 145.13 | 170.5334 | 2020Q2 | https://www.greenelectricalsupply.com/juno-lighting-md1lwg2-3k-nfl-sn-mini-led-downlight-3000k.aspx | Green Electrical Supply | 2020 | No
LED Lighting | Downlight | Manufacturer: Acuity - Juno Lighting | True |  |  |  |  | Mini Recessed Home > Light Emitting Diodes (LEDs) > 12V LED Bulbs > MD1LWG2-3K-NFL-WH Narrow Flood Product Specifications - Quick Reference Lamp Wattage: Working Voltage: 5 Watts 12V AC Dimensions: Rated Life: 2 1/4" W x 2 7/8" H 50,000 Hours Fixture Finish: Classic White Dimmable: YES Light Color: Beam Pattern: 3000K Flood 24 Degree Certifications: Warranty: UL, Wet Location 5 Year Limited This model is the Juno MD1LWG2-3K-NFL-WH or MD1LG2 RD 03LM 30K 80CRI NFL WL WH (the G2 in the part number stands for Generation 2 - This GEN2 mini downlight replaces the GEN1 part number MD1LW3K-NFL-WH). These IC-Rated Miniature LED Downlights are ultra-compact and super-energy efficient. While consuming just 5 watts, these sleek compact recessed lights provide direct accent lighting with a low glare optic system that has an equivalent light output and distribution of a 20 watt halogen lamp. Operation requires only a remote,120V to 12VAC electronic or magnetic Juno driver/transformer (Sold Separately). The die cast aluminum IC-rated housings are approved for use in both insulated and non-insulated ceilings, and can be recessed into extra-small spaces. Available in either 2700K, 3000K, 3500K or 4000K, these Mini LED recessed lights can be combined in a variety of finishes and beam patterns allowing you to create the most energy efficient solution while providing the desired look in any confined area. Not only is this an energy efficient recessed can, it is also environment friendly; free of harmful UV-rays, infrared wavelengths, lead and mercury! An exceptionally long service life of 50,000 hours at 70% lumen maintenance assures many years of maintenance-free use. Click here to see the complete Juno Lighting MD1LWG2 LED Downlight Specification Sheet. This is the mini led downlight MD1LWG2-3K-NFL-WH with a color temperature of 3000K and CRI of 80 (minimum) providing excellent color rendering. The optics on this recessed light creates a Narrow Flood (24 degree) beam pattern. The stylish Juno MD1LW fixture has a White finish trim with matching reflector for a uniform appearance. This LED downlight requires a 120V to 12V electronic or magnetic remote transformer to complete the system (Sold Separately). The Juno TL602E electronic transformer was designed for use with these lights, and is dimmable. Click here to see the Juno TL602E Driver-Transformer Specification Sheet for a partial list of compatible dimmers. With a trim diameter measuring in at 2 1/4 and only 2 7/8 high, this Mini Led recessed fixture can fit just about anywhere and can be completely covered in insulation. The tempered spring steel torsion clips (mouse-trap springs) are fully assembled to the housing for fast, easy, secure installation or removal. A removable cover plate provides quick access to the wiring compartment, and four pole terminal blocks facilitate a simple and secure connection with a commonly available low voltage cable (Type CL2 or NEC Equivalent, 18-12 AWG) for one fixture, or for daisy chaining multiple fixtures. Click here for the complete Juno MD1L Mini LED Downlight Installation Instructions.The Juno MD1LWG2-3K-NFL-WH is UL listed for wet locations and daisy chaining, UL and cUL listed RoHS compliant. Acuity - Juno Lighting MD1LWG2-3K-NFL-WH Narrow Flood | 3000 | 80 | 300 | 60 | 50000 | 5 | 1 | 119.97 | 119.97 | 140.9694 | 2020Q2 | https://www.greenelectricalsupply.com/juno-lighting-md1lwg2-3k-nfl-wh-mini-led-downlight-3000k.aspx | Green Electrical Supply | 2020 | No
LED Lighting | Downlight | Manufacturer: Acuity - Juno Lighting | True |  |  |  |  | Mini Recessed Home > Light Emitting Diodes (LEDs) > 12V LED Bulbs > MD1LWG2-3K-SP-BL Mini LED Spot Product Specifications - Quick Reference Lamp Wattage: Working Voltage: 5 Watts 12V AC Dimensions: Rated Life: 2 1/4" W x 2 7/8" H 50,000 Hours Fixture Finish: Classic Black Dimmable: YES Light Color: Beam Pattern: 3000K Spot 16 Degree Certifications: Warranty: UL, Wet Location 5 Year Limited This model is the Juno MD1LWG2-3K-SP-BL or MD1LG2 RD 03LM 30K 80CRI SP WL BL (the G2 in the part number stands for Generation 2 - This GEN2 mini downlight replaces the GEN1 part number MD1LW3K-SP-BL). These IC-Rated Miniature LED Downlights are ultra-compact and super-energy efficient. While consuming just 5 watts, these sleek compact recessed lights provide direct accent lighting with a low glare optic system that has an equivalent light output and distribution of a 20 watt halogen lamp. Operation requires only a remote,120V to 12VAC electronic or magnetic Juno driver/transformer (Sold Separately). The die cast aluminum IC-rated housings are approved for use in both insulated and non-insulated ceilings, and can be recessed into extra-small spaces. Available in either 2700K, 3000K, 3500K or 4000K, these Mini LED recessed lights can be combined in a variety of finishes and beam patterns allowing you to create the most energy efficient solution while providing the desired look in any confined area. Not only is this an energy efficient recessed can, it is also environment friendly; free of harmful UV-rays, infrared wavelengths, lead and mercury! An exceptionally long service life of 50,000 hours at 70% lumen maintenance assures many years of maintenance-free use. Click here to see the complete Juno Lighting MD1LWG2 LED Downlight Specification Sheet. This is the mini led downlight MD1LWG2-3K-SP-BL with a color temperature of 3000K and CRI of 80 (minimum) providing excellent color rendering. The optics on this recessed light creates a Spot (16 degree) beam pattern. The stylish Juno MD1LW fixture has a Black finish trim with matching reflector for a uniform appearance. This LED downlight requires a 120V to 12V electronic or magnetic remote transformer to complete the system (Sold Separately). The Juno TL602E electronic transformer was designed for use with these lights, and is dimmable. Click here to see the Juno TL602E Driver-Transformer Specification Sheet for a partial list of compatible dimmers. With a trim diameter measuring in at 2 1/4 and only 2 7/8 high, this Mini Led recessed fixture can fit just about anywhere and can be completely covered in insulation. The tempered spring steel torsion clips (mouse-trap springs) are fully assembled to the housing for fast, easy, secure installation or removal. A removable cover plate provides quick access to the wiring compartment, and four pole terminal blocks facilitate a simple and secure connection with a commonly available low voltage cable (Type CL2 or NEC Equivalent, 18-12 AWG) for one fixture, or for daisy chaining multiple fixtures. Click here for the complete Juno MD1L Mini LED Downlight Installation Instructions.The Juno MD1LWG2-3K-SP-BL is UL listed for wet locations and daisy chaining UL and cUL listed RoHS compliant. Acuity - Juno Lighting MD1LWG2-3K-SP-BL Mini LED Spot | 3000 | 80 | 300 | 60 | 50000 | 5 | 1 | 119.97 | 119.97 | 140.9694 | 2020Q2 | https://www.greenelectricalsupply.com/juno-lighting-md1lwg2-3k-sp-bl-mini-led-downlight-3000k.aspx | Green Electrical Supply | 2020 | No
LED Lighting | Downlight | Manufacturer: Acuity - Juno Lighting | True |  |  |  |  | Mini Recessed Home > Light Emitting Diodes (LEDs) > 12V LED Bulbs > MD1LWG2-3K-SP-BZ Mini LED Spot Product Specifications - Quick Reference Lamp Wattage: Working Voltage: 5 Watts 12V AC Dimensions: Rated Life: 2 1/4" W x 2 7/8" H 50,000 Hours Fixture Finish: Bronze Plated Dimmable: YES Light Color: Beam Pattern: 3000K Spot 16 Degree Certifications: Warranty: UL, Wet Location 5 Year Limited This model is the Juno MD1LWG2-3K-SP-BZ or MD1LG2 RD 03LM 30K 80CRI SP WL BZ (the G2 in the part number stands for Generation 2 - This GEN2 mini downlight replaces the GEN1 part number MD1LW3K-SP-BZ). These IC-Rated Miniature LED Downlights are ultra-compact and super-energy efficient. While consuming just 5 watts, these sleek compact recessed lights provide direct accent lighting with a low glare optic system that has an equivalent light output and distribution of a 20 watt halogen lamp. Operation requires only a remote,120V to 12VAC electronic or magnetic Juno driver/transformer (Sold Separately). The die cast aluminum IC-rated housings are approved for use in both insulated and non-insulated ceilings, and can be recessed into extra-small spaces. Available in either 2700K, 3000K, 3500K or 4000K, these Mini LED recessed lights can be combined in a variety of finishes and beam patterns allowing you to create the most energy efficient solution while providing the desired look in any confined area. Not only is this an energy efficient recessed can, it is also environment friendly; free of harmful UV-rays, infrared wavelengths, lead and mercury! An exceptionally long service life of 50,000 hours at 70% lumen maintenance assures many years of maintenance-free use. Click here to see the complete Juno Lighting MD1LWG2 LED Downlight Specification Sheet. This is the mini led downlight MD1LWG2-3K-SP-BZ with a color temperature of 3000K and CRI of 80 (minimum) providing excellent color rendering. The optics on this recessed light creates a Spot (16 degree) beam pattern. The stylish Juno MD1LW fixture has a Bronze finish trim with matching reflector for a uniform appearance. This LED downlight requires a 120V to 12V electronic or magnetic remote transformer to complete the system (Sold Separately). The Juno TL602E electronic transformer was designed for use with these lights, and is dimmable. Click here to see the Juno TL602E Driver-Transformer Specification Sheet for a partial list of compatible dimmers. With a trim diameter measuring in at 2 1/4 and only 2 7/8 high, this Mini Led recessed fixture can fit just about anywhere and can be completely covered in insulation. The tempered spring steel torsion clips (mouse-trap springs) are fully assembled to the housing for fast, easy, secure installation or removal. A removable cover plate provides quick access to the wiring compartment, and four pole terminal blocks facilitate a simple and secure connection with a commonly available low voltage cable (Type CL2 or NEC Equivalent, 18-12 AWG) for one fixture, or for daisy chaining multiple fixtures. Click here for the complete Juno MD1L Mini LED Downlight Installation Instructions.The Juno MD1LWG2-3K-SP-BZ is UL listed for wet locations and daisy chaining, UL and cUL listed RoHS compliant. Acuity - Juno Lighting MD1LWG2-3K-SP-BZ Mini LED Spot | 3000 | 80 | 300 | 60 | 50000 | 5 | 1 | 145.13 | 145.13 | 170.5334 | 2020Q2 | https://www.greenelectricalsupply.com/juno-lighting-md1lwg2-3k-sp-bz-mini-led-downlight-3000k.aspx | Green Electrical Supply | 2020 | No
LED Lighting | Downlight | Manufacturer: Acuity - Juno Lighting | True |  |  |  |  | Mini Recessed Home > Light Emitting Diodes (LEDs) > 12V LED Bulbs > MD1LWG2-3K-SP-SN Mini LED Spot Product Specifications - Quick Reference Lamp Wattage: Working Voltage: 5 Watts 12V AC Dimensions: Rated Life: 2 1/4" W x 2 7/8" H 50,000 Hours Fixture Finish: Satin Nickel Dimmable: YES Light Color: Beam Pattern: 3000K Spot 16 Degree Certifications: Warranty: UL, Wet Location 5 Year Limited This model is the Juno MD1LWG2-3K-SP-SN or MD1LG2 RD 03LM 30K 80CRI SP WL SN (the G2 in the part number stands for Generation 2 - This GEN2 mini downlight replaces the GEN1 part number MD1LW3K-SP-SN). These IC-Rated Miniature LED Downlights are ultra-compact and super-energy efficient. While consuming just 5 watts, these sleek compact recessed lights provide direct accent lighting with a low glare optic system that has an equivalent light output and distribution of a 20 watt halogen lamp. Operation requires only a remote,120V to 12VAC electronic or magnetic Juno driver/transformer (Sold Separately). The die cast aluminum IC-rated housings are approved for use in both insulated and non-insulated ceilings, and can be recessed into extra-small spaces. Available in either 2700K, 3000K, 3500K or 4000K, these Mini LED recessed lights can be combined in a variety of finishes and beam patterns allowing you to create the most energy efficient solution while providing the desired look in any confined area. Not only is this an energy efficient recessed can, it is also environment friendly; free of harmful UV-rays, infrared wavelengths, lead and mercury! An exceptionally long service life of 50,000 hours at 70% lumen maintenance assures many years of maintenance-free use. Click here to see the complete Juno Lighting MD1LWG2 LED Downlight Specification Sheet. This is the mini led downlight MD1LWG2-3K-SP-SN with a color temperature of 3000K and CRI of 80 (minimum) providing excellent color rendering. The optics on this recessed light creates a Spot (16 degree) beam pattern. The stylish Juno MD1LW fixture has a Nickel finish trim with matching reflector for a uniform appearance. This LED downlight requires a 120V to 12V electronic or magnetic remote transformer to complete the system (Sold Separately). The Juno TL602E electronic transformer was designed for use with these lights, and is dimmable. Click here to see the Juno TL602E Driver-Transformer Specification Sheet for a partial list of compatible dimmers. With a trim diameter measuring in at 2 1/4 and only 2 7/8 high, this Mini Led recessed fixture can fit just about anywhere and can be completely covered in insulation. The tempered spring steel torsion clips (mouse-trap springs) are fully assembled to the housing for fast, easy, secure installation or removal. A removable cover plate provides quick access to the wiring compartment, and four pole terminal blocks facilitate a simple and secure connection with a commonly available low voltage cable (Type CL2 or NEC Equivalent, 18-12 AWG) for one fixture, or for daisy chaining multiple fixtures. Click here for the complete Juno MD1L Mini LED Downlight Installation Instructions.The Juno MD1LWG2-3K-SP-SN is UL listed for wet locations and daisy chaining , UL and cUL listed RoHS compliant. Acuity - Juno Lighting MD1LWG2-3K-SP-SN Mini LED Spot | 3000 | 80 | 300 | 60 | 50000 | 5 | 1 | 145.13 | 145.13 | 170.5334 | 2020Q2 | https://www.greenelectricalsupply.com/juno-lighting-md1lwg2-3k-sp-sn-mini-led-downlight-3000k.aspx | Green Electrical Supply | 2020 | No
LED Lighting | Downlight | Manufacturer: Acuity - Juno Lighting | True |  |  |  |  | Mini Recessed Home > Light Emitting Diodes (LEDs) > 12V LED Bulbs > MD1LWG2-3K-SP-WH Mini LED Spot Product Specifications - Quick Reference Lamp Wattage: Working Voltage: 5 Watts 12V AC Dimensions: Rated Life: 2 1/4" W x 2 7/8" H 50,000 Hours Fixture Finish: Classic White Dimmable: YES Light Color: Beam Pattern: 3000K Spot 16 Degree Certifications: Warranty: UL, Wet Location 5 Year Limited This model is the Juno MD1LWG2-3K-SP-WH or MD1LG2 RD 03LM 30K 80CRI SP WL WH (the G2 in the part number stands for Generation 2 - This GEN2 mini downlight replaces the GEN1 part number MD1LW3K-SP-WH). These IC-Rated Miniature LED Downlights are ultra-compact and super-energy efficient. While consuming just 5 watts, these sleek compact recessed lights provide direct accent lighting with a low glare optic system that has an equivalent light output and distribution of a 20 watt halogen lamp. Operation requires only a remote,120V to 12VAC electronic or magnetic Juno driver/transformer (Sold Separately). The die cast aluminum IC-rated housings are approved for use in both insulated and non-insulated ceilings, and can be recessed into extra-small spaces. Available in either 2700K, 3000K, 3500K or 4000K, these Mini LED recessed lights can be combined in a variety of finishes and beam patterns allowing you to create the most energy efficient solution while providing the desired look in any confined area. Not only is this an energy efficient recessed can, it is also environment friendly; free of harmful UV-rays, infrared wavelengths, lead and mercury! An exceptionally long service life of 50,000 hours at 70% lumen maintenance assures many years of maintenance-free use. Click here to see the complete Juno Lighting MD1LWG2 LED Downlight Specification Sheet. This is the mini led downlight MD1LWG2-3K-SP-WH with a color temperature of 3000K and CRI of 80 (minimum) providing excellent color rendering. The optics on this recessed light creates a Spot (16 degree) beam pattern. The stylish Juno MD1LW fixture has a White finish trim with matching reflector for a uniform appearance. This LED downlight requires a 120V to 12V electronic or magnetic remote transformer to complete the system (Sold Separately). The Juno TL602E electronic transformer was designed for use with these lights, and is dimmable. Click here to see the Juno TL602E Driver-Transformer Specification Sheet for a partial list of compatible dimmers. With a trim diameter measuring in at 2 1/4 and only 2 7/8 high, this Mini Led recessed fixture can fit just about anywhere and can be completely covered in insulation. The tempered spring steel torsion clips (mouse-trap springs) are fully assembled to the housing for fast, easy, secure installation or removal. A removable cover plate provides quick access to the wiring compartment, and four pole terminal blocks facilitate a simple and secure connection with a commonly available low voltage cable (Type CL2 or NEC Equivalent, 18-12 AWG) for one fixture, or for daisy chaining multiple fixtures. Click here for the complete Juno MD1L Mini LED Downlight Installation Instructions.The Juno MD1LWG2-3K-SP-WH is UL listed for wet locations and daisy chaining ,UL and cUL listed RoHS compliant. Acuity - Juno Lighting MD1LWG2-3K-SP-WH Mini LED Spot | 3000 | 80 | 300 | 60 | 50000 | 5 | 1 | 119.97 | 119.97 | 140.9694 | 2020Q2 | https://www.greenelectricalsupply.com/juno-lighting-md1lwg2-3k-sp-wh-mini-led-downlight-3000k.aspx | Green Electrical Supply | 2020 | No
LED Lighting | Downlight | Manufacturer: Acuity - Juno Lighting | True |  |  |  |  | Mini Recessed Home > Light Emitting Diodes (LEDs) > 12V LED Bulbs > MD1LWG2-41K-FL-BL Mini Flood Product Specifications - Quick Reference Lamp Wattage: Working Voltage: 5 Watts 12V AC Dimensions: Rated Life: 2 1/4" W x 2 7/8" H 50,000 Hours Fixture Finish: Classic Black Dimmable: YES Light Color: Beam Pattern: 4100K Flood 35 Degree Certifications: Warranty: UL, Wet Location 5 Year Limited This model is the Juno MD1LWG2-41K-FL-BL or MD1LG2 RD 03LM 40K 80CRI FL WL BL (the G2 in the part number stands for Generation 2 - This GEN2 mini downlight replaces the GEN1 part number MD1LW41K-FL-BL). These IC-Rated Miniature LED Downlights are ultra-compact and super-energy efficient. While consuming just 5 watts, these sleek compact recessed lights provide direct accent lighting with a low glare optic system that has an equivalent light output and distribution of a 20 watt halogen lamp. Operation requires only a remote,120V to 12VAC electronic or magnetic Juno driver/transformer (Sold Separately). The die cast aluminum IC-rated housings are approved for use in both insulated and non-insulated ceilings, and can be recessed into extra-small spaces. Available in either 2700K, 3000K, 3500K or 4000K, these Mini LED recessed lights can be combined in a variety of finishes and beam patterns allowing you to create the most energy efficient solution while providing the desired look in any confined area. Not only is this an energy efficient recessed can, it is also environment friendly; free of harmful UV-rays, infrared wavelengths, lead and mercury! An exceptionally long service life of 50,000 hours at 70% lumen maintenance assures many years of maintenance-free use. Click here to see the complete Juno Lighting MD1LWG2 LED Downlight Specification Sheet. This is the mini led downlight MD1LWG2-41K-FL-BL with a color temperature of 4100K and CRI of 80 (minimum) providing excellent color rendering. The optics on this recessed light creates a Flood (35 degree) beam pattern. The stylish Juno MD1LW fixture has a Black finish trim with matching reflector for a uniform appearance. This LED downlight requires a 120V to 12V electronic or magnetic remote transformer to complete the system (Sold Separately). The Juno TL602E electronic transformer was designed for use with these lights, and is dimmable. Click here to see the Juno TL602E Driver-Transformer Specification Sheet for a partial list of compatible dimmers. With a trim diameter measuring in at 2 1/4 and only 2 7/8 high, this Mini Led recessed fixture can fit just about anywhere and can be completely covered in insulation. The tempered spring steel torsion clips (mouse-trap springs) are fully assembled to the housing for fast, easy, secure installation or removal. A removable cover plate provides quick access to the wiring compartment, and four pole terminal blocks facilitate a simple and secure connection with a commonly available low voltage cable (Type CL2 or NEC Equivalent, 18-12 AWG) for one fixture, or for daisy chaining multiple fixtures. Click here for the complete Juno MD1L Mini LED Downlight Installation Instructions.The Juno MD1LWG2-41K-FL-BL is UL listed for wet locations and daisy chaining , UL and cUL listed RoHS compliant. Acuity - Juno Lighting MD1LWG2-41K-FL-BL Mini Flood | 4100 | 80 | 300 | 60 | 50000 | 5 | 1 | 119.97 | 119.97 | 140.9694 | 2020Q2 | https://www.greenelectricalsupply.com/juno-lighting-md1lwg2-41k-fl-bl-mini-led-downlight-4100k.aspx | Green Electrical Supply | 2020 | No
LED Lighting | Downlight | Manufacturer: Acuity - Juno Lighting | True |  |  |  |  | Mini Recessed Home > Light Emitting Diodes (LEDs) > 12V LED Bulbs > MD1LWG2-41K-FL-BZ Mini Flood Product Specifications - Quick Reference Lamp Wattage: Working Voltage: 5 Watts 12V AC Dimensions: Rated Life: 2 1/4" W x 2 7/8" H 50,000 Hours Fixture Finish: Bronze Plated Dimmable: YES Light Color: Beam Pattern: 4100K Flood 35 Degree Certifications: Warranty: UL, Wet Location 5 Year Limited This model is the Juno MD1LWG2-41K-FL-BZ or MD1LG2 RD 03LM 40K 80CRI FL WL BZ (the G2 in the part number stands for Generation 2 - This GEN2 mini downlight replaces the GEN1 part number MD1LW41K-FL-BZ). These IC-Rated Miniature LED Downlights are ultra-compact and super-energy efficient. While consuming just 5 watts, these sleek compact recessed lights provide direct accent lighting with a low glare optic system that has an equivalent light output and distribution of a 20 watt halogen lamp. Operation requires only a remote,120V to 12VAC electronic or magnetic Juno driver/transformer (Sold Separately). The die cast aluminum IC-rated housings are approved for use in both insulated and non-insulated ceilings, and can be recessed into extra-small spaces. Available in either 2700K, 3000K, 3500K or 4000K, these Mini LED recessed lights can be combined in a variety of finishes and beam patterns allowing you to create the most energy efficient solution while providing the desired look in any confined area. Not only is this an energy efficient recessed can, it is also environment friendly; free of harmful UV-rays, infrared wavelengths, lead and mercury! An exceptionally long service life of 50,000 hours at 70% lumen maintenance assures many years of maintenance-free use. Click here to see the complete Juno Lighting MD1LWG2 LED Downlight Specification Sheet. This is the mini led downlight MD1LWG2-41K-FL-BZ with a color temperature of 4100K and CRI of 80 (minimum) providing excellent color rendering. The optics on this recessed light creates a Flood (35 degree) beam pattern. The stylish Juno MD1LW fixture has a Bronze finish trim with matching reflector for a uniform appearance. This LED downlight requires a 120V to 12V electronic or magnetic remote transformer to complete the system (Sold Separately). The Juno TL602E electronic transformer was designed for use with these lights, and is dimmable. Click here to see the Juno TL602E Driver-Transformer Specification Sheet for a partial list of compatible dimmers. With a trim diameter measuring in at 2 1/4 and only 2 7/8 high, this Mini Led recessed fixture can fit just about anywhere and can be completely covered in insulation. The tempered spring steel torsion clips (mouse-trap springs) are fully assembled to the housing for fast, easy, secure installation or removal. A removable cover plate provides quick access to the wiring compartment, and four pole terminal blocks facilitate a simple and secure connection with a commonly available low voltage cable (Type CL2 or NEC Equivalent, 18-12 AWG) for one fixture, or for daisy chaining multiple fixtures. Click here for the complete Juno MD1L Mini LED Downlight Installation Instructions.The Juno MD1LWG2-41K-FL-BZ is UL listed for wet locations and daisy chaining, UL and cUL listed RoHS compliant. Acuity - Juno Lighting MD1LWG2-41K-FL-BZ Mini Flood | 4100 | 80 | 300 | 60 | 50000 | 5 | 1 | 145.13 | 145.13 | 170.5334 | 2020Q2 | https://www.greenelectricalsupply.com/juno-lighting-md1lwg2-41k-fl-bz-mini-led-downlight-4100k.aspx | Green Electrical Supply | 2020 | No
LED Lighting | Downlight | Manufacturer: Acuity - Juno Lighting | True |  |  |  |  | Mini Recessed Home > Light Emitting Diodes (LEDs) > 12V LED Bulbs > MD1LWG2-41K-FL-SN Mini Flood Product Specifications - Quick Reference Lamp Wattage: Working Voltage: 5 Watts 12V AC Dimensions: Rated Life: 2 1/4" W x 2 7/8" H 50,000 Hours Fixture Finish: Satin Nickel Dimmable: YES Light Color: Beam Pattern: 4100K Flood 35 Degree Certifications: Warranty: UL, Wet Location 5 Year Limited This model is the Juno MD1LWG2-41K-FL-SN or MD1LG2 RD 03LM 40K 80CRI FL WL SN (the G2 in the part number stands for Generation 2 - This GEN2 mini downlight replaces the GEN1 part number MD1LW41K-FL-SN). These IC-Rated Miniature LED Downlights are ultra-compact and super-energy efficient. While consuming just 5 watts, these sleek compact recessed lights provide direct accent lighting with a low glare optic system that has an equivalent light output and distribution of a 20 watt halogen lamp. Operation requires only a remote,120V to 12VAC electronic or magnetic Juno driver/transformer (Sold Separately). The die cast aluminum IC-rated housings are approved for use in both insulated and non-insulated ceilings, and can be recessed into extra-small spaces. Available in either 2700K, 3000K, 3500K or 4000K, these Mini LED recessed lights can be combined in a variety of finishes and beam patterns allowing you to create the most energy efficient solution while providing the desired look in any confined area. Not only is this an energy efficient recessed can, it is also environment friendly; free of harmful UV-rays, infrared wavelengths, lead and mercury! An exceptionally long service life of 50,000 hours at 70% lumen maintenance assures many years of maintenance-free use. Click here to see the complete Juno Lighting MD1LWG2 LED Downlight Specification Sheet. This is the mini led downlight MD1LWG2-41K-FL-SN with a color temperature of 4100K and CRI of 80 (minimum) providing excellent color rendering. The optics on this recessed light creates a Flood (35 degree) beam pattern. The stylish Juno MD1LW fixture has a Nickel finish trim with matching reflector for a uniform appearance. This LED downlight requires a 120V to 12V electronic or magnetic remote transformer to complete the system (Sold Separately). The Juno TL602E electronic transformer was designed for use with these lights, and is dimmable. Click here to see the Juno TL602E Driver-Transformer Specification Sheet for a partial list of compatible dimmers. With a trim diameter measuring in at 2 1/4 and only 2 7/8 high, this Mini Led recessed fixture can fit just about anywhere and can be completely covered in insulation. The tempered spring steel torsion clips (mouse-trap springs) are fully assembled to the housing for fast, easy, secure installation or removal. A removable cover plate provides quick access to the wiring compartment, and four pole terminal blocks facilitate a simple and secure connection with a commonly available low voltage cable (Type CL2 or NEC Equivalent, 18-12 AWG) for one fixture, or for daisy chaining multiple fixtures. Click here for the complete Juno MD1L Mini LED Downlight Installation Instructions.The Juno MD1LWG2-41K-FL-SN is UL listed for wet locations and daisy chaining, UL and cUL listed RoHS compliant. Acuity - Juno Lighting MD1LWG2-41K-FL-SN Mini Flood | 4100 | 80 | 300 | 60 | 50000 | 5 | 1 | 145.13 | 145.13 | 170.5334 | 2020Q2 | https://www.greenelectricalsupply.com/juno-lighting-md1lwg2-41k-fl-sn-mini-led-downlight-4100k.aspx | Green Electrical Supply | 2020 | No
LED Lighting | Downlight | Manufacturer: Acuity - Juno Lighting | True |  |  |  |  | Mini Recessed Home > Light Emitting Diodes (LEDs) > 12V LED Bulbs > MD1LWG2-41K-FL-WH Mini Flood Product Specifications - Quick Reference Lamp Wattage: Working Voltage: 5 Watts 12V AC Dimensions: Rated Life: 2 1/4" W x 2 7/8" H 50,000 Hours Fixture Finish: Classic White Dimmable: YES Light Color: Beam Pattern: 4100K Flood 35 Degree Certifications: Warranty: UL, Wet Location 5 Year Limited This model is the Juno MD1LWG2-41K-FL-WH or MD1LG2 RD 03LM 40K 80CRI FL WL WH (the G2 in the part number stands for Generation 2 - This GEN2 mini downlight replaces the GEN1 part number MD1LW41K-FL-WH). These IC-Rated Miniature LED Downlights are ultra-compact and super-energy efficient. While consuming just 5 watts, these sleek compact recessed lights provide direct accent lighting with a low glare optic system that has an equivalent light output and distribution of a 20 watt halogen lamp. Operation requires only a remote,120V to 12VAC electronic or magnetic Juno driver/transformer (Sold Separately). The die cast aluminum IC-rated housings are approved for use in both insulated and non-insulated ceilings, and can be recessed into extra-small spaces. Available in either 2700K, 3000K, 3500K or 4000K, these Mini LED recessed lights can be combined in a variety of finishes and beam patterns allowing you to create the most energy efficient solution while providing the desired look in any confined area. Not only is this an energy efficient recessed can, it is also environment friendly; free of harmful UV-rays, infrared wavelengths, lead and mercury! An exceptionally long service life of 50,000 hours at 70% lumen maintenance assures many years of maintenance-free use. Click here to see the complete Juno Lighting MD1LWG2 LED Downlight Specification Sheet. This is the mini led downlight MD1LWG2-41K-FL-WH with a color temperature of 4100K and CRI of 80 (minimum) providing excellent color rendering. The optics on this recessed light creates a Flood (35 degree) beam pattern. The stylish Juno MD1LW fixture has a White finish trim with matching reflector for a uniform appearance. This LED downlight requires a 120V to 12V electronic or magnetic remote transformer to complete the system (Sold Separately). The Juno TL602E electronic transformer was designed for use with these lights, and is dimmable. Click here to see the Juno TL602E Driver-Transformer Specification Sheet for a partial list of compatible dimmers. With a trim diameter measuring in at 2 1/4 and only 2 7/8 high, this Mini Led recessed fixture can fit just about anywhere and can be completely covered in insulation. The tempered spring steel torsion clips (mouse-trap springs) are fully assembled to the housing for fast, easy, secure installation or removal. A removable cover plate provides quick access to the wiring compartment, and four pole terminal blocks facilitate a simple and secure connection with a commonly available low voltage cable (Type CL2 or NEC Equivalent, 18-12 AWG) for one fixture, or for daisy chaining multiple fixtures. Click here for the complete Juno MD1L Mini LED Downlight Installation Instructions.The Juno MD1LWG2-41K-FL-WH is UL listed for wet locations and daisy chaining, UL and cUL listed RoHS compliant. Acuity - Juno Lighting MD1LWG2-41K-FL-WH Mini Flood | 4100 | 80 | 300 | 60 | 50000 | 5 | 1 | 119.97 | 119.97 | 140.9694 | 2020Q2 | https://www.greenelectricalsupply.com/juno-lighting-md1lwg2-41k-fl-wh-mini-led-downlight-4100k.aspx | Green Electrical Supply | 2020 | No
LED Lighting | Downlight | Manufacturer: Acuity - Juno Lighting | True |  |  |  |  | Mini Recessed Home > Light Emitting Diodes (LEDs) > 12V LED Bulbs > MD1LWG2-41K-NFL-BL Narrow Flood Product Specifications - Quick Reference Lamp Wattage: Working Voltage: 5 Watts 12V AC Dimensions: Rated Life: 2 1/4" W x 2 7/8" H 50,000 Hours Fixture Finish: Classic Black Dimmable: YES Light Color: Beam Pattern: 4100K Flood 24 Degree Certifications: Warranty: UL, Wet Location 5 Year Limited This model is the Juno MD1LWG2-41K-NFL-BL or MD1LG2 RD 03LM 40K 80CRI NFL WL BL (the G2 in the part number stands for Generation 2 - This GEN2 mini downlight replaces the GEN1 part number MD1LW41K-NFL-BL). These IC-Rated Miniature LED Downlights are ultra-compact and super-energy efficient. While consuming just 5 watts, these sleek compact recessed lights provide direct accent lighting with a low glare optic system that has an equivalent light output and distribution of a 20 watt halogen lamp. Operation requires only a remote,120V to 12VAC electronic or magnetic Juno driver/transformer (Sold Separately). The die cast aluminum IC-rated housings are approved for use in both insulated and non-insulated ceilings, and can be recessed into extra-small spaces. Available in either 2700K, 3000K, 3500K or 4000K, these Mini LED recessed lights can be combined in a variety of finishes and beam patterns allowing you to create the most energy efficient solution while providing the desired look in any confined area. Not only is this an energy efficient recessed can, it is also environment friendly; free of harmful UV-rays, infrared wavelengths, lead and mercury! An exceptionally long service life of 50,000 hours at 70% lumen maintenance assures many years of maintenance-free use. Click here to see the complete Juno Lighting MD1LWG2 LED Downlight Specification Sheet. This is the mini led downlight MD1LWG2-41K-NFL-BL with a color temperature of 4100K and CRI of 80 (minimum) providing excellent color rendering. The optics on this recessed light creates a Narrow Flood (24 degree) beam pattern. The stylish Juno MD1LW fixture has a Black finish trim with matching reflector for a uniform appearance. This LED downlight requires a 120V to 12V electronic or magnetic remote transformer to complete the system (Sold Separately). The Juno TL602E electronic transformer was designed for use with these lights, and is dimmable. Click here to see the Juno TL602E Driver-Transformer Specification Sheet for a partial list of compatible dimmers. With a trim diameter measuring in at 2 1/4 and only 2 7/8 high, this Mini Led recessed fixture can fit just about anywhere and can be completely covered in insulation. The tempered spring steel torsion clips (mouse-trap springs) are fully assembled to the housing for fast, easy, secure installation or removal. A removable cover plate provides quick access to the wiring compartment, and four pole terminal blocks facilitate a simple and secure connection with a commonly available low voltage cable (Type CL2 or NEC Equivalent, 18-12 AWG) for one fixture, or for daisy chaining multiple fixtures. Click here for the complete Juno MD1L Mini LED Downlight Installation Instructions.The Juno MD1LWG2-41K-NFL-BL is UL listed for wet locations and daisy chaining , UL and cUL listed RoHS compliant. Acuity - Juno Lighting MD1LWG2-41K-NFL-BL Narrow Flood | 4100 | 80 | 300 | 60 | 50000 | 5 | 1 | 119.97 | 119.97 | 140.9694 | 2020Q2 | https://www.greenelectricalsupply.com/juno-lighting-md1lwg2-41k-nfl-bl-mini-led-downlight-4100k.aspx | Green Electrical Supply | 2020 | No
LED Lighting | Downlight | Manufacturer: Acuity - Juno Lighting | True |  |  |  |  | Mini Recessed Home > Light Emitting Diodes (LEDs) > 12V LED Bulbs > MD1LWG2-41K-NFL-BZ Narrow Flood Product Specifications - Quick Reference Lamp Wattage: Working Voltage: 5 Watts 12V AC Dimensions: Rated Life: 2 1/4" W x 2 7/8" H 50,000 Hours Fixture Finish: Bronze Plated Dimmable: YES Light Color: Beam Pattern: 4100K Flood 24 Degree Certifications: Warranty: UL, Wet Location 5 Year Limited This model is the Juno MD1LWG2-41K-NFL-BZ or MD1LG2 RD 03LM 40K 80CRI NFL WL BZ (the G2 in the part number stands for Generation 2 - This GEN2 mini downlight replaces the GEN1 part number MD1LW41K-NFL-BZ). These IC-Rated Miniature LED Downlights are ultra-compact and super-energy efficient. While consuming just 5 watts, these sleek compact recessed lights provide direct accent lighting with a low glare optic system that has an equivalent light output and distribution of a 20 watt halogen lamp. Operation requires only a remote,120V to 12VAC electronic or magnetic Juno driver/transformer (Sold Separately). The die cast aluminum IC-rated housings are approved for use in both insulated and non-insulated ceilings, and can be recessed into extra-small spaces. Available in either 2700K, 3000K, 3500K or 4000K, these Mini LED recessed lights can be combined in a variety of finishes and beam patterns allowing you to create the most energy efficient solution while providing the desired look in any confined area. Not only is this an energy efficient recessed can, it is also environment friendly; free of harmful UV-rays, infrared wavelengths, lead and mercury! An exceptionally long service life of 50,000 hours at 70% lumen maintenance assures many years of maintenance-free use. Click here to see the complete Juno Lighting MD1LWG2 LED Downlight Specification Sheet. This is the mini led downlight MD1LWG2-41K-NFL-BZ with a color temperature of 4100K and CRI of 80 (minimum) providing excellent color rendering. The optics on this recessed light creates a Narrow Flood (24 degree) beam pattern. The stylish Juno MD1LW fixture has a Bronze finish trim with matching reflector for a uniform appearance. This LED downlight requires a 120V to 12V electronic or magnetic remote transformer to complete the system (Sold Separately). The Juno TL602E electronic transformer was designed for use with these lights, and is dimmable. Click here to see the Juno TL602E Driver-Transformer Specification Sheet for a partial list of compatible dimmers. With a trim diameter measuring in at 2 1/4 and only 2 7/8 high, this Mini Led recessed fixture can fit just about anywhere and can be completely covered in insulation. The tempered spring steel torsion clips (mouse-trap springs) are fully assembled to the housing for fast, easy, secure installation or removal. A removable cover plate provides quick access to the wiring compartment, and four pole terminal blocks facilitate a simple and secure connection with a commonly available low voltage cable (Type CL2 or NEC Equivalent, 18-12 AWG) for one fixture, or for daisy chaining multiple fixtures. Click here for the complete Juno MD1L Mini LED Downlight Installation Instructions.The Juno MD1LWG2-41K-NFL-BZ is UL listed for wet locations and daisy chaining , UL and cUL listed RoHS compliant. Acuity - Juno Lighting MD1LWG2-41K-NFL-BZ Narrow Flood | 4100 | 80 | 300 | 60 | 50000 | 5 | 1 | 145.13 | 145.13 | 170.5334 | 2020Q2 | https://www.greenelectricalsupply.com/juno-lighting-md1lwg2-41k-nfl-bz-mini-led-downlight-4100k.aspx | Green Electrical Supply | 2020 | No
LED Lighting | Downlight | Manufacturer: Acuity - Juno Lighting | True |  |  |  |  | Mini Recessed Home > Light Emitting Diodes (LEDs) > 12V LED Bulbs > MD1LWG2-41K-NFL-SN Narrow Flood Product Specifications - Quick Reference Lamp Wattage: Working Voltage: 5 Watts 12V AC Dimensions: Rated Life: 2 1/4" W x 2 7/8" H 50,000 Hours Fixture Finish: Satin Nickel Dimmable: YES Light Color: Beam Pattern: 4100K Flood 24 Degree Certifications: Warranty: UL, Wet Location 5 Year Limited This model is the Juno MD1LWG2-41K-NFL-SN or MD1LG2 RD 03LM 40K 80CRI NFL WL SN (the G2 in the part number stands for Generation 2 - This GEN2 mini downlight replaces the GEN1 part number MD1LW41K-NFL-SN). These IC-Rated Miniature LED Downlights are ultra-compact and super-energy efficient. While consuming just 5 watts, these sleek compact recessed lights provide direct accent lighting with a low glare optic system that has an equivalent light output and distribution of a 20 watt halogen lamp. Operation requires only a remote,120V to 12VAC electronic or magnetic Juno driver/transformer (Sold Separately). The die cast aluminum IC-rated housings are approved for use in both insulated and non-insulated ceilings, and can be recessed into extra-small spaces. Available in either 2700K, 3000K, 3500K or 4000K, these Mini LED recessed lights can be combined in a variety of finishes and beam patterns allowing you to create the most energy efficient solution while providing the desired look in any confined area. Not only is this an energy efficient recessed can, it is also environment friendly; free of harmful UV-rays, infrared wavelengths, lead and mercury! An exceptionally long service life of 50,000 hours at 70% lumen maintenance assures many years of maintenance-free use. Click here to see the complete Juno Lighting MD1LWG2 LED Downlight Specification Sheet. This is the mini led downlight MD1LWG2-41K-NFL-SN with a color temperature of 4100K and CRI of 80 (minimum) providing excellent color rendering. The optics on this recessed light creates a Narrow Flood (24 degree) beam pattern. The stylish Juno MD1LW fixture has a Nickel finish trim with matching reflector for a uniform appearance. This LED downlight requires a 120V to 12V electronic or magnetic remote transformer to complete the system (Sold Separately). The Juno TL602E electronic transformer was designed for use with these lights, and is dimmable. Click here to see the Juno TL602E Driver-Transformer Specification Sheet for a partial list of compatible dimmers. With a trim diameter measuring in at 2 1/4 and only 2 7/8 high, this Mini Led recessed fixture can fit just about anywhere and can be completely covered in insulation. The tempered spring steel torsion clips (mouse-trap springs) are fully assembled to the housing for fast, easy, secure installation or removal. A removable cover plate provides quick access to the wiring compartment, and four pole terminal blocks facilitate a simple and secure connection with a commonly available low voltage cable (Type CL2 or NEC Equivalent, 18-12 AWG) for one fixture, or for daisy chaining multiple fixtures. Click here for the complete Juno MD1L Mini LED Downlight Installation Instructions.The Juno MD1LWG2-41K-NFL-SN is UL listed for wet locations and daisy chaining , UL and cUL listed RoHS compliant. Acuity - Juno Lighting MD1LWG2-41K-NFL-SN Narrow Flood | 4100 | 80 | 300 | 60 | 50000 | 5 | 1 | 145.13 | 145.13 | 170.5334 | 2020Q2 | https://www.greenelectricalsupply.com/juno-lighting-md1lwg2-41k-nfl-sn-mini-led-downlight-4100k.aspx | Green Electrical Supply | 2020 | No
LED Lighting | Downlight | Manufacturer: Acuity - Juno Lighting | True |  |  |  |  | Mini Recessed Home > Light Emitting Diodes (LEDs) > 12V LED Bulbs > MD1LWG2-41K-NFL-WH Narrow Flood Product Specifications - Quick Reference Lamp Wattage: Working Voltage: 5 Watts 12V AC Dimensions: Rated Life: 2 1/4" W x 2 7/8" H 50,000 Hours Fixture Finish: Classic White Dimmable: YES Light Color: Beam Pattern: 4100K Flood 24 Degree Certifications: Warranty: UL, Wet Location 5 Year Limited This model is the Juno MD1LWG2-41K-NFL-WH or MD1LG2 RD 03LM 40K 80CRI NFL WL WH (the G2 in the part number stands for Generation 2 - This GEN2 mini downlight replaces the GEN1 part number MD1LW41K-NFL-WH). These IC-Rated Miniature LED Downlights are ultra-compact and super-energy efficient. While consuming just 5 watts, these sleek compact recessed lights provide direct accent lighting with a low glare optic system that has an equivalent light output and distribution of a 20 watt halogen lamp. Operation requires only a remote,120V to 12VAC electronic or magnetic Juno driver/transformer (Sold Separately). The die cast aluminum IC-rated housings are approved for use in both insulated and non-insulated ceilings, and can be recessed into extra-small spaces. Available in either 2700K, 3000K, 3500K or 4000K, these Mini LED recessed lights can be combined in a variety of finishes and beam patterns allowing you to create the most energy efficient solution while providing the desired look in any confined area. Not only is this an energy efficient recessed can, it is also environment friendly; free of harmful UV-rays, infrared wavelengths, lead and mercury! An exceptionally long service life of 50,000 hours at 70% lumen maintenance assures many years of maintenance-free use. Click here to see the complete Juno Lighting MD1LWG2 LED Downlight Specification Sheet. This is the mini led downlight MD1LWG2-41K-NFL-WH with a color temperature of 4100K and CRI of 80 (minimum) providing excellent color rendering. The optics on this recessed light creates a Narrow Flood (24 degree) beam pattern. The stylish Juno MD1LW fixture has a White finish trim with matching reflector for a uniform appearance. This LED downlight requires a 120V to 12V electronic or magnetic remote transformer to complete the system (Sold Separately). The Juno TL602E electronic transformer was designed for use with these lights, and is dimmable. Click here to see the Juno TL602E Driver-Transformer Specification Sheet for a partial list of compatible dimmers. With a trim diameter measuring in at 2 1/4 and only 2 7/8 high, this Mini Led recessed fixture can fit just about anywhere and can be completely covered in insulation. The tempered spring steel torsion clips (mouse-trap springs) are fully assembled to the housing for fast, easy, secure installation or removal. A removable cover plate provides quick access to the wiring compartment, and four pole terminal blocks facilitate a simple and secure connection with a commonly available low voltage cable (Type CL2 or NEC Equivalent, 18-12 AWG) for one fixture, or for daisy chaining multiple fixtures. Click here for the complete Juno MD1L Mini LED Downlight Installation Instructions.The Juno MD1LWG2-41K-NFL-WH is UL listed for wet locations and daisy chaining , UL and cUL listed RoHS compliant. Acuity - Juno Lighting MD1LWG2-41K-NFL-WH Narrow Flood | 4100 | 80 | 300 | 60 | 50000 | 5 | 1 | 119.97 | 119.97 | 140.9694 | 2020Q2 | https://www.greenelectricalsupply.com/juno-lighting-md1lwg2-41k-nfl-wh-mini-led-downlight-4100k.aspx | Green Electrical Supply | 2020 | No
LED Lighting | Downlight | Manufacturer: Acuity - Juno Lighting | True |  |  |  |  | Mini Recessed Home > Light Emitting Diodes (LEDs) > 12V LED Bulbs > MD1LWG2-41K-SP-BL Mini LED Spot Product Specifications - Quick Reference Lamp Wattage: Working Voltage: 5 Watts 12V AC Dimensions: Rated Life: 2 1/4" W x 2 7/8" H 50,000 Hours Fixture Finish: Classic Black Dimmable: YES Light Color: Beam Pattern: 4100K Spot 16 Degree Certifications: Warranty: UL, Wet Location 5 Year Limited This model is the Juno MD1LWG2-41K-SP-BL or MD1LG2 RD 03LM 40K 80CRI SP WL BL (the G2 in the part number stands for Generation 2 - This GEN2 mini downlight replaces the GEN1 part number MD1LW41K-SP-BL). These IC-Rated Miniature LED Downlights are ultra-compact and super-energy efficient. While consuming just 5 watts, these sleek compact recessed lights provide direct accent lighting with a low glare optic system that has an equivalent light output and distribution of a 20 watt halogen lamp. Operation requires only a remote,120V to 12VAC electronic or magnetic Juno driver/transformer (Sold Separately). The die cast aluminum IC-rated housings are approved for use in both insulated and non-insulated ceilings, and can be recessed into extra-small spaces. Available in either 2700K, 3000K, 3500K or 4000K, these Mini LED recessed lights can be combined in a variety of finishes and beam patterns allowing you to create the most energy efficient solution while providing the desired look in any confined area. Not only is this an energy efficient recessed can, it is also environment friendly; free of harmful UV-rays, infrared wavelengths, lead and mercury! An exceptionally long service life of 50,000 hours at 70% lumen maintenance assures many years of maintenance-free use. Click here to see the complete Juno Lighting MD1LWG2 LED Downlight Specification Sheet. This is the mini led downlight MD1LWG2-41K-SP-BL with a color temperature of 4100K and CRI of 80 (minimum) providing excellent color rendering. The optics on this recessed light creates a Spot (16 degree) beam pattern. The stylish Juno MD1LW fixture has a Black finish trim with matching reflector for a uniform appearance. This LED downlight requires a 120V to 12V electronic or magnetic remote transformer to complete the system (Sold Separately). The Juno TL602E electronic transformer was designed for use with these lights, and is dimmable. Click here to see the Juno TL602E Driver-Transformer Specification Sheet for a partial list of compatible dimmers. With a trim diameter measuring in at 2 1/4 and only 2 7/8 high, this Mini Led recessed fixture can fit just about anywhere and can be completely covered in insulation. The tempered spring steel torsion clips (mouse-trap springs) are fully assembled to the housing for fast, easy, secure installation or removal. A removable cover plate provides quick access to the wiring compartment, and four pole terminal blocks facilitate a simple and secure connection with a commonly available low voltage cable (Type CL2 or NEC Equivalent, 18-12 AWG) for one fixture, or for daisy chaining multiple fixtures. Click here for the complete Juno MD1L Mini LED Downlight Installation Instructions.The Juno MD1LWG2-41K-SP-BL is UL listed for wet locations and daisy chaining , UL and cUL listed RoHS compliant. Acuity - Juno Lighting MD1LWG2-41K-SP-BL Mini LED Spot | 4100 | 80 | 300 | 60 | 50000 | 5 | 1 | 119.97 | 119.97 | 140.9694 | 2020Q2 | https://www.greenelectricalsupply.com/juno-lighting-md1lwg2-41k-sp-bl-mini-led-downlight-4100k.aspx | Green Electrical Supply | 2020 | No
LED Lighting | Downlight | Manufacturer: Acuity - Juno Lighting | True |  |  |  |  | Mini Recessed Home > Light Emitting Diodes (LEDs) > 12V LED Bulbs > MD1LWG2-41K-SP-BZ Mini LED Spot Product Specifications - Quick Reference Lamp Wattage: Working Voltage: 5 Watts 12V AC Dimensions: Rated Life: 2 1/4" W x 2 7/8" H 50,000 Hours Fixture Finish: Bronze Plated Dimmable: YES Light Color: Beam Pattern: 4100K Spot 16 Degree Certifications: Warranty: UL, Wet Location 5 Year Limited This model is the Juno MD1LWG2-41K-SP-BZ or MD1LG2 RD 03LM 40K 80CRI SP WL BZ (the G2 in the part number stands for Generation 2 - This GEN2 mini downlight replaces the GEN1 part number MD1LW41K-SP-BZ). These IC-Rated Miniature LED Downlights are ultra-compact and super-energy efficient. While consuming just 5 watts, these sleek compact recessed lights provide direct accent lighting with a low glare optic system that has an equivalent light output and distribution of a 20 watt halogen lamp. Operation requires only a remote,120V to 12VAC electronic or magnetic Juno driver/transformer (Sold Separately). The die cast aluminum IC-rated housings are approved for use in both insulated and non-insulated ceilings, and can be recessed into extra-small spaces. Available in either 2700K, 3000K, 3500K or 4000K, these Mini LED recessed lights can be combined in a variety of finishes and beam patterns allowing you to create the most energy efficient solution while providing the desired look in any confined area. Not only is this an energy efficient recessed can, it is also environment friendly; free of harmful UV-rays, infrared wavelengths, lead and mercury! An exceptionally long service life of 50,000 hours at 70% lumen maintenance assures many years of maintenance-free use. Click here to see the complete Juno Lighting MD1LWG2 LED Downlight Specification Sheet. This is the mini led downlight MD1LWG2-41K-SP-BZ with a color temperature of 4100K and CRI of 80 (minimum) providing excellent color rendering. The optics on this recessed light creates a Spot (16 degree) beam pattern. The stylish Juno MD1LW fixture has a Bronze finish trim with matching reflector for a uniform appearance. This LED downlight requires a 120V to 12V electronic or magnetic remote transformer to complete the system (Sold Separately). The Juno TL602E electronic transformer was designed for use with these lights, and is dimmable. Click here to see the Juno TL602E Driver-Transformer Specification Sheet for a partial list of compatible dimmers. With a trim diameter measuring in at 2 1/4 and only 2 7/8 high, this Mini Led recessed fixture can fit just about anywhere and can be completely covered in insulation. The tempered spring steel torsion clips (mouse-trap springs) are fully assembled to the housing for fast, easy, secure installation or removal. A removable cover plate provides quick access to the wiring compartment, and four pole terminal blocks facilitate a simple and secure connection with a commonly available low voltage cable (Type CL2 or NEC Equivalent, 18-12 AWG) for one fixture, or for daisy chaining multiple fixtures. Click here for the complete Juno MD1L Mini LED Downlight Installation Instructions.The Juno MD1LWG2-41K-SP-BZ is UL listed for wet locations and daisy chaining, UL and cUL listed RoHS compliant. Acuity - Juno Lighting MD1LWG2-41K-SP-BZ Mini LED Spot | 4100 | 80 | 300 | 60 | 50000 | 5 | 1 | 145.13 | 145.13 | 170.5334 | 2020Q2 | https://www.greenelectricalsupply.com/juno-lighting-md1lwg2-41k-sp-bz-mini-led-downlight-4100k.aspx | Green Electrical Supply | 2020 | No
LED Lighting | Downlight | Manufacturer: Acuity - Juno Lighting | True |  |  |  |  | Mini Recessed Home > Light Emitting Diodes (LEDs) > 12V LED Bulbs > MD1LWG2-41K-SP-SN Mini LED Spot Product Specifications - Quick Reference Lamp Wattage: Working Voltage: 5 Watts 12V AC Dimensions: Rated Life: 2 1/4" W x 2 7/8" H 50,000 Hours Fixture Finish: Satin Nickel Dimmable: YES Light Color: Beam Pattern: 4100K Spot 16 Degree Certifications: Warranty: UL, Wet Location 5 Year Limited This model is the Juno MD1LWG2-41K-SP-SN or MD1LG2 RD 03LM 40K 80CRI SP WL SN (the G2 in the part number stands for Generation 2 - This GEN2 mini downlight replaces the GEN1 part number MD1LW41K-SP-SN). These IC-Rated Miniature LED Downlights are ultra-compact and super-energy efficient. While consuming just 5 watts, these sleek compact recessed lights provide direct accent lighting with a low glare optic system that has an equivalent light output and distribution of a 20 watt halogen lamp. Operation requires only a remote,120V to 12VAC electronic or magnetic Juno driver/transformer (Sold Separately). The die cast aluminum IC-rated housings are approved for use in both insulated and non-insulated ceilings, and can be recessed into extra-small spaces. Available in either 2700K, 3000K, 3500K or 4000K, these Mini LED recessed lights can be combined in a variety of finishes and beam patterns allowing you to create the most energy efficient solution while providing the desired look in any confined area. Not only is this an energy efficient recessed can, it is also environment friendly; free of harmful UV-rays, infrared wavelengths, lead and mercury! An exceptionally long service life of 50,000 hours at 70% lumen maintenance assures many years of maintenance-free use. Click here to see the complete Juno Lighting MD1LWG2 LED Downlight Specification Sheet. This is the mini led downlight MD1LWG2-41K-SP-SN with a color temperature of 4100K and CRI of 80 (minimum) providing excellent color rendering. The optics on this recessed light creates a Spot (16 degree) beam pattern. The stylish Juno MD1LW fixture has a Nickel finish trim with matching reflector for a uniform appearance. This LED downlight requires a 120V to 12V electronic or magnetic remote transformer to complete the system (Sold Separately). The Juno TL602E electronic transformer was designed for use with these lights, and is dimmable. Click here to see the Juno TL602E Driver-Transformer Specification Sheet for a partial list of compatible dimmers. With a trim diameter measuring in at 2 1/4 and only 2 7/8 high, this Mini Led recessed fixture can fit just about anywhere and can be completely covered in insulation. The tempered spring steel torsion clips (mouse-trap springs) are fully assembled to the housing for fast, easy, secure installation or removal. A removable cover plate provides quick access to the wiring compartment, and four pole terminal blocks facilitate a simple and secure connection with a commonly available low voltage cable (Type CL2 or NEC Equivalent, 18-12 AWG) for one fixture, or for daisy chaining multiple fixtures. Click here for the complete Juno MD1L Mini LED Downlight Installation Instructions.The Juno MD1LWG2-41K-SP-SN is UL listed for wet locations and daisy chaining, UL and cUL listed RoHS compliant. Acuity - Juno Lighting MD1LWG2-41K-SP-SN Mini LED Spot | 4100 | 80 | 300 | 60 | 50000 | 5 | 1 | 145.13 | 145.13 | 170.5334 | 2020Q2 | https://www.greenelectricalsupply.com/juno-lighting-md1lwg2-41k-sp-sn-mini-led-downlight-4100k.aspx | Green Electrical Supply | 2020 | No
LED Lighting | Downlight | Manufacturer: Acuity - Juno Lighting | True |  |  |  |  | Mini Recessed Home > Light Emitting Diodes (LEDs) > 12V LED Bulbs > MD1LWG2-41K-SP-WH Mini LED Spot Product Specifications - Quick Reference Lamp Wattage: Working Voltage: 5 Watts 12V AC Dimensions: Rated Life: 2 1/4" W x 2 7/8" H 50,000 Hours Fixture Finish: Classic White Dimmable: YES Light Color: Beam Pattern: 4100K Spot 16 Degree Certifications: Warranty: UL, Wet Location 5 Year Limited This model is the Juno MD1LWG2-41K-SP-WH or MD1LG2 RD 03LM 40K 80CRI SP WL WH (the G2 in the part number stands for Generation 2 - This GEN2 mini downlight replaces the GEN1 part number MD1LW41K-SP-WH). These IC-Rated Miniature LED Downlights are ultra-compact and super-energy efficient. While consuming just 5 watts, these sleek compact recessed lights provide direct accent lighting with a low glare optic system that has an equivalent light output and distribution of a 20 watt halogen lamp. Operation requires only a remote,120V to 12VAC electronic or magnetic Juno driver/transformer (Sold Separately). The die cast aluminum IC-rated housings are approved for use in both insulated and non-insulated ceilings, and can be recessed into extra-small spaces. Available in either 2700K, 3000K, 3500K or 4000K, these Mini LED recessed lights can be combined in a variety of finishes and beam patterns allowing you to create the most energy efficient solution while providing the desired look in any confined area. Not only is this an energy efficient recessed can, it is also environment friendly; free of harmful UV-rays, infrared wavelengths, lead and mercury! An exceptionally long service life of 50,000 hours at 70% lumen maintenance assures many years of maintenance-free use. Click here to see the complete Juno Lighting MD1LWG2 LED Downlight Specification Sheet. This is the mini led downlight MD1LWG2-41K-SP-WH with a color temperature of 4100K and CRI of 80 (minimum) providing excellent color rendering. The optics on this recessed light creates a Spot (16 degree) beam pattern. The stylish Juno MD1LW fixture has a White finish trim with matching reflector for a uniform appearance. This LED downlight requires a 120V to 12V electronic or magnetic remote transformer to complete the system (Sold Separately). The Juno TL602E electronic transformer was designed for use with these lights, and is dimmable. Click here to see the Juno TL602E Driver-Transformer Specification Sheet for a partial list of compatible dimmers. With a trim diameter measuring in at 2 1/4 and only 2 7/8 high, this Mini Led recessed fixture can fit just about anywhere and can be completely covered in insulation. The tempered spring steel torsion clips (mouse-trap springs) are fully assembled to the housing for fast, easy, secure installation or removal. A removable cover plate provides quick access to the wiring compartment, and four pole terminal blocks facilitate a simple and secure connection with a commonly available low voltage cable (Type CL2 or NEC Equivalent, 18-12 AWG) for one fixture, or for daisy chaining multiple fixtures. Click here for the complete Juno MD1L Mini LED Downlight Installation Instructions.The Juno MD1LWG2-41K-SP-WH is UL listed for wet locations and daisy chaining, UL and cUL listed RoHS compliant. Acuity - Juno Lighting MD1LWG2-41K-SP-WH Mini LED Spot | 4100 | 80 | 300 | 60 | 50000 | 5 | 1 | 119.97 | 119.97 | 140.9694 | 2020Q2 | https://www.greenelectricalsupply.com/juno-lighting-md1lwg2-41k-sp-wh-mini-led-downlight-4100k.aspx | Green Electrical Supply | 2020 | No
LED Lighting | Reflector | Manufacturer: Light Efficient Design | False |  |  | PAR38 | Medium E26 | 6" Recessed, 8" Recessed, By-Pass LED Home > LED Commercial Fixtures > 277 Volt LED Lighting > 30 Watt 2537 Lumen 120 Degree Beam E26 Medium Base 120-277V LED PAR38 Retrofit Bulb 2700K Product Specifications - Quick Reference Input Voltage: Dimmable: 120 to 277 Volt NO - Not Dimmable Dimensions: Base: 4.72" Wide x 5.83" Long E26 Medium Base LED Color: 2700 Kelvin Rated Life Span: Up To 50,000 Hours Lumens: Lumens Per Watt: 2,537 Lumens 83 Lumens/Watt Beam Angle: Retrofit For: 120 Degree 100 Watt HID Light Efficient Design is dedicated to providing the type of products that you demand. Proper certifications, such as LM79, Lighting Facts, UL and ultimately Energy Star, are top priorities for Light Efficient Design. These labels instill confidence in the quality of their products. More and more of their products carry certifications, and ultimately most will be certified. Some of Light Efficient Designs products, in what we believe to be one of the broadest assortment of LED lights anywhere, might appear to be similar to many competitors products but we can assure you that the intrinsics, which you cannot see, have been designed to give you the performance and longevity that you expect from LED products, but dont always get in this vast unknown supplier industry. High performance LED ( Light Emitting Diode ) PAR38 lamps are a perfect retrofit bulb for your high use areas in both residential and commercial applications where you are currently using 100 watt metal halide PAR38 lamps. LED light bulbs produce very little heat, reach full brightness instantly and last 50,000 hours. Approved by UL for enclosed fixtures, Active cooling is provided by long life "Mag-Lev" cooling fan which keeps LED's cool even when operating within enclosed light fixtures. UL1993 certified for USA and Canada. Here is Light Efficient Design's flood light or 6"-8" recessed downlight retrofit LED bulbs. Part number LED-8055E27. It consumes just 30 watts of 120 to 277 volt energy, produces a 2700K, 82 CRI light color and is an excellent replacement for your current 100 watt High Pressure Sodium (HPS) or Metal Halide light bulb. Utilizing 24 SMD LEDs, this LED retrofit bulb will produce 2,537 lumens of light output and a rated life of up to 50,000 hours. Give them a try - You will be very pleasantly surprised. Click here to see the complete LED-8055E LED PAR38 Specification Sheet. These LED bulbs have a 120 degree beam angle and the screw-in E26 medium base mounting easily integrates energy saving LED technology into your standard light fixtures. The physical dimensions of the Light Efficient Design LED retrofit are 5.83 long by 4.72 wide. These LED retrofit bulbs carry a 5 Year Limited Warranty. Click here to see the complete Light Efficient Design Limited Warranty. The LED-8055E27 30 watt LED lamp has been designed to retrofit most existing E26 medium base flood light or 6"-8" recessed down light lighting, roadway, flood, spot or post top installations, thereby reducing maintenance and energy expenditures in commercial, retail displays, hotel, motel and resort applications and as an energy saving light source for new fixtures and installations. Light Efficient Design 30 Watt 2537 Lumen 120 Degree Beam E26 Medium Base 120-277V LED PAR38 Retrofit Bulb 2700K | 2700 | 82 | 2537 | 84.5667 | 50000 | 30 | 1 | 87.86 | 87.86 | 103.2389 | 2020Q2 | https://www.greenelectricalsupply.com/led-8055e27-light-efficient-design-30-watt-120-277v-led-par38-2700k.aspx | Green Electrical Supply | 2020 | No
LED Lighting | Reflector | Manufacturer: Light Efficient Design | False |  |  | PAR38 | Medium E26 | 6" Recessed, 8" Recessed, By-Pass LED Home > LED Commercial Fixtures > 277 Volt LED Lighting > 30 Watt 2194 Lumen 120 Degree Beam E26 Medium Base 120-277V LED PAR38 Retrofit Bulb 4200K Product Specifications - Quick Reference Input Voltage: Dimmable: 120 to 277 Volt NO - Not Dimmable Dimensions: Base: 4.72" Wide x 5.83" Long E26 Medium Base LED Color: 4200 Kelvin Rated Life Span: Up To 50,000 Hours Lumens: Lumens Per Watt: 2,194 Lumens 88 Lumens/Watt Beam Angle: Retrofit For: 120 Degree 100 Watt HID Light Efficient Design is dedicated to providing the type of products that you demand. Proper certifications, such as LM79, Lighting Facts, UL and ultimately Energy Star, are top priorities for Light Efficient Design. These labels instill confidence in the quality of their products. More and more of their products carry certifications, and ultimately most will be certified. Some of Light Efficient Designs products, in what we believe to be one of the broadest assortment of LED lights anywhere, might appear to be similar to many competitors products but we can assure you that the intrinsics, which you cannot see, have been designed to give you the performance and longevity that you expect from LED products, but dont always get in this vast unknown supplier industry. High performance LED ( Light Emitting Diode ) PAR38 lamps are a perfect retrofit bulb for your high use areas in both residential and commercial applications where you are currently using 100 watt metal halide PAR38 lamps. LED light bulbs produce very little heat, reach full brightness instantly and last 50,000 hours. Approved by UL for enclosed fixtures, Active cooling is provided by long life "Mag-Lev" cooling fan which keeps LED's cool even when operating within enclosed light fixtures. UL1993 certified for USA and Canada. Here is Light Efficient Design's flood light or 6"-8" recessed downlight retrofit LED bulbs. Part number LED-8055E42. It consumes just 30 watts of 120 to 277 volt energy, produces a 4200K, 83 CRI light color and is an excellent replacement for your current 100 watt High Pressure Sodium (HPS) or Metal Halide light bulb. Utilizing 24 SMD LEDs, this LED retrofit bulb will produce 2,194 lumens of light output and a rated life of up to 50,000 hours. Give them a try - You will be very pleasantly surprised. Click here to see the complete LED-8055E LED PAR38 Specification Sheet. These LED bulbs have a 120 degree beam angle and the screw-in E26 medium base mounting easily integrates energy saving LED technology into your standard light fixtures. The physical dimensions of the Light Efficient Design LED retrofit are 5.83 long by 4.72 wide. These LED retrofit bulbs carry a 5 Year Limited Warranty. Click here to see the complete Light Efficient Design Limited Warranty. The LED-8055E42 30 watt LED lamp has been designed to retrofit most existing E26 medium base flood light or 6"-8" recessed down light lighting, roadway, flood, spot or post top installations, thereby reducing maintenance and energy expenditures in commercial, retail displays, hotel, motel and resort applications and as an energy saving light source for new fixtures and installations. Light Efficient Design 30 Watt 2194 Lumen 120 Degree Beam E26 Medium Base 120-277V LED PAR38 Retrofit Bulb 4200K | 4200 | 88 | 2194 | 73.1333 | 50000 | 30 | 1 | 87.86 | 87.86 | 103.2389 | 2020Q2 | https://www.greenelectricalsupply.com/led-8055e42-light-efficient-design-30-watt-120-277v-led-par38-4200k.aspx | Green Electrical Supply | 2020 | No
LED Lighting | Reflector | Manufacturer: Light Efficient Design | False |  |  | PAR38 | Medium E26 | 6" Recessed, 8" Recessed, By-Pass LED Home > LED Commercial Fixtures > 277 Volt LED Lighting > 30 Watt 2885 Lumen 120 Degree Beam E26 Medium Base 120-277V LED PAR38 Retrofit Bulb 5700K Product Specifications - Quick Reference Input Voltage: Dimmable: 120 to 277 Volt NO - Not Dimmable Dimensions: Base: 4.72" Wide x 5.83" Long E26 Medium Base LED Color: 5700 Kelvin Rated Life Span: Up To 50,000 Hours Lumens: Lumens Per Watt: 2,885 Lumens 89 Lumens/Watt Beam Angle: Retrofit For: 120 Degree 100 Watt HID Light Efficient Design is dedicated to providing the type of products that you demand. Proper certifications, such as LM79, Lighting Facts, UL and ultimately Energy Star, are top priorities for Light Efficient Design. These labels instill confidence in the quality of their products. More and more of their products carry certifications, and ultimately most will be certified. Some of Light Efficient Designs products, in what we believe to be one of the broadest assortment of LED lights anywhere, might appear to be similar to many competitors products but we can assure you that the intrinsics, which you cannot see, have been designed to give you the performance and longevity that you expect from LED products, but dont always get in this vast unknown supplier industry. High performance LED ( Light Emitting Diode ) PAR38 lamps are a perfect retrofit bulb for your high use areas in both residential and commercial applications where you are currently using 100 watt metal halide PAR38 lamps. LED light bulbs produce very little heat, reach full brightness instantly and last 50,000 hours. Approved by UL for enclosed fixtures, Active cooling is provided by long life "Mag-Lev" cooling fan which keeps LED's cool even when operating within enclosed light fixtures. UL1993 certified for USA and Canada. Here is Light Efficient Design's flood light or 6"-8" recessed downlight retrofit LED bulbs. Part number LED-8055E57. It consumes just 30 watts of 120 to 277 volt energy, produces a 5700K, 83 CRI light color and is an excellent replacement for your current 100 watt High Pressure Sodium (HPS) or Metal Halide light bulb. Utilizing 24 SMD LEDs, this LED retrofit bulb will produce 2,885 lumens of light output and a rated life of up to 50,000 hours. Give them a try - You will be very pleasantly surprised. Click here to see the complete LED-8055E LED PAR38 Specification Sheet. These LED bulbs have a 120 degree beam angle and the screw-in E26 medium base mounting easily integrates energy saving LED technology into your standard light fixtures. The physical dimensions of the Light Efficient Design LED retrofit are 5.83 long by 4.72 wide. These LED retrofit bulbs carry a 5 Year Limited Warranty. Click here to see the complete Light Efficient Design Limited Warranty. The LED-8055E57 30 watt LED lamp has been designed to retrofit most existing E26 medium base flood light or 6"-8" recessed down light lighting, roadway, flood, spot or post top installations, thereby reducing maintenance and energy expenditures in commercial, retail displays, hotel, motel and resort applications and as an energy saving light source for new fixtures and installations. Light Efficient Design 30 Watt 2885 Lumen 120 Degree Beam E26 Medium Base 120-277V LED PAR38 Retrofit Bulb 5700K | 5700 | 88 | 2885 | 96.1667 | 50000 | 30 | 1 | 87.86 | 87.86 | 103.2389 | 2020Q2 | https://www.greenelectricalsupply.com/led-8055e57-light-efficient-design-30-watt-120-277v-led-par38-5700k.aspx | Green Electrical Supply | 2020 | No
LED Lighting | Decorative | Manufacturer: Sunlite | False |  |  | G25 | Medium E26 | Home > LED Light Bulbs > LED Filament Bulbs > LED Globe Filament > LED G25 Globe Filament > 1.8 Watt LED G25 Globe Star Style Filament Bulb 120 Lumens 2300K Product Specifications - Quick Reference Lamp Wattage: Working Voltage: 1.8 Watts 120 Volt Dimensions: Beam Angle: 3.10" x 4.50" (MOL) 360 Degree Lumen Output: Base Type: 120 Lumens Medium E26 Dimmable: Rated Life: No 20,000 Hours Color Temperature: 2300K Warm White Certifications : UL Listed If you are looking for the antique style, traditional incandescent G25 look and feel with all the energy efficient benefits LED technology can provide, this is the bulb for you. The Sunlite LED Filament Lamps are the perfect vintage light bulb with an historically accurate and beautifully reproduced design, perfect for restaurants or hospitality applications. The LEDs are aligned inside a clear lamp to maintain the look of clear incandescent filaments. This Sunlite 80139-SU 2300K warm white smooth LED filament light is a beautiful G25 globe shaped bulb with an antique feel. This vintage filament has a gorgeous star LED design within the bulb, giving it a unique look. The vintage filament operates on your existing 120V circuit and consumes just 1.8 watts. These clear G25 LED retrofit lights generate 120 lumens with a CRI of 80. This G25 star filament LED vintage light bulbs have a 360® beam angle. The 80139-SU is uL listed and comes with a 1 year limited warranty. Click here to see the complete Sunlite LED Filaments Star G25 Specification Sheet These antique style Sunlite G25 shape LED bulbs are rated for 20,000 hours. These beautiful star filaments are ideal for parties, events, pendant lighting and home decoration. The 80139-SU 120 volt LED light bulbs come with a E26 medium base. The bulb's dimensions are 3.10" wide by 4.50" inches MOL. These antique LED lights can fit right into your living room or into the most cutting edge, state of the art lighting design project. Sunlite 1.8 Watt LED G25 Globe Star Style Filament Bulb 120 Lumens 2300K | 2300 | 80 | 120 | 66.6667 | 20000 | 1.8 | 1 | 11.55 | 11.55 | 13.5717 | 2020Q2 | https://www.greenelectricalsupply.com/led-g25-star-filament-bulb.aspx | Green Electrical Supply | 2020 | Yes
LED Lighting | Decorative | Manufacturer: Sunlite | False |  |  | G30 | Medium E26 | Home > LED Light Bulbs > LED Filament Bulbs > LED Globe Filament > LED G30 Globe Filament > 1.8 Watt LED G30 Globe Star Style Filament Bulb 120 Lumens 2300K Product Specifications - Quick Reference Lamp Wattage: Working Voltage: 1.8 Watts 120 Volt Dimensions: Beam Angle: 3.70" x 4.93" (MOL) 360 Degree Lumen Output: Base Type: 120 Lumens Medium E26 Dimmable: Rated Life: No 20,000 Hours Color Temperature: 2300K Warm White Certifications : UL Listed If you are looking for the antique style, traditional incandescent G30 look and feel with all the energy efficient benefits LED technology can provide, this is the bulb for you. The Sunlite LED Filament Lamps are the perfect vintage light bulb with an historically accurate and beautifully reproduced design, perfect for restaurants or hospitality applications. The LEDs are aligned inside a clear lamp to maintain the look of clear incandescent filaments. This Sunlite 80153-SU 2300K warm white smooth LED filament light is a beautiful G30 globe shaped bulb with an antique feel. This vintage filament has a gorgeous star LED design within the bulb, giving it a unique look. The vintage filament operates on your existing 120V circuit and consumes just 1.8 watts. These clear G30 LED retrofit lights generate 120 lumens with a CRI of 80. This G30 star filament LED vintage light bulbs have a 360® beam angle. The 80153-SU is uL listed and comes with a 1 year limited warranty. Click here to see the complete Sunlite LED Filaments Star G30 Specification Sheet These antique style Sunlite G30 shape LED bulbs are rated for 20,000 hours. These beautiful star filaments are ideal for parties, events, pendant lighting and home decoration. The 80153-SU 120 volt LED light bulbs come with a E26 medium base. The bulb's dimensions are 3.70" wide by 4.93" inches MOL. These antique LED lights can fit right into your living room or into the most cutting edge, state of the art lighting design project. Sunlite 1.8 Watt LED G30 Globe Star Style Filament Bulb 120 Lumens 2300K | 2300 | 80 | 120 | 66.6667 | 20000 | 1.8 | 1 | 14.46 | 14.46 | 16.9911 | 2020Q2 | https://www.greenelectricalsupply.com/led-g30-star-filament-bulb.aspx | Green Electrical Supply | 2020 | Yes
LED Lighting | Decorative | Manufacturer: Sunlite | False |  |  | G40 | Medium E26 | Home > LED Light Bulbs > LED Globe Bulbs > LED G40 Globe > 1.8 Watt Clear LED G40 Globe Star Style Filament Bulb 120V 2300K Product Specifications - Quick Reference Lamp Wattage: Working Voltage: 1.8 Watts 120 Volt Dimensions: Beam Angle: 4.89" x 6.37" (MOL) 360 Degree Lumen Output: Base Type: 120 Lumens Medium E26 Dimmable: Rated Life: No 20,000 Hours Color Temperature: 2300K Warm White Certifications : UL Listed If you are looking for the antique style, traditional incandescent G40 look and feel with all the energy efficient benefits LED technology can provide, this is the bulb for you. The Sunlite LED Filament Lamps are the perfect vintage light bulb with an historically accurate and beautifully reproduced design, perfect for restaurants or hospitality applications. The LEDs are aligned inside a clear lamp to maintain the look of clear incandescent filaments. This Sunlite 80154-SU 2300K warm white smooth LED filament light is a beautiful G40 globe shaped bulb with an antique feel. This vintage filament has a gorgeous star LED design within the bulb, giving it a unique look. The vintage filament operates on your existing 120V circuit and consumes just 1.8 watts. These clear G40 LED retrofit lights generate 120 lumens with a CRI of 80. This G40 star filament LED vintage light bulbs have a 360® beam angle. The 80154-SU is uL listed and comes with a 1 year limited warranty. Click here to see the complete Sunlite LED Filaments Star G40 Specification Sheet These antique style Sunlite G40 shape LED bulbs are rated for 20,000 hours. These beautiful star filaments are ideal for parties, events, pendant lighting and home decoration. The 80154-SU 120 volt LED light bulbs come with a E26 medium base. The bulb's dimensions are 4.89" wide by 6.37" inches MOL. These antique LED lights can fit right into your living room or into the most cutting edge, state of the art lighting design project. Sunlite 1.8 Watt Clear LED G40 Globe Star Style Filament Bulb 120V 2300K | 2300 | 80 | 120 | 66.6667 | 20000 | 1.8 | 1 | 15.9 | 15.9 | 18.6831 | 2020Q2 | https://www.greenelectricalsupply.com/led-g40-star-filament-bulb.aspx | Green Electrical Supply | 2020 | Yes
LED Lighting | Decorative | Manufacturer: LiteTronics | True |  |  | Torpedo | Candelabra E12 | Home > Closeout Fixtures and Light Bulbs > 5W Cand LED Torpedo Frost 2700K Product Specifications - Quick Reference Watts: Initial Lumens: 5 Watts 325 Lumens Dimensions: Lens: 1.5" W x 4.29"H Frosted Torpedo LED Color: Dimmable: 2700 Kelvin YES Lumen Maintenance: Lumens Per Watt: 25,000 Hours 65 L/W Operating Voltage: Screw Base: 120 Volt E12 Candelabra Environment: Certifications: Indoor Use Only UL, RoHS, FCC An energy-efficient alternative to incandescent bulbs, the Litetronics line of LED Decorative light bulbs are ideal for most decorative lighting fixtures, perfect for use in restaurants or hospitality applications. The frosted decorative, antique style LED candles feature a unique omni-directional lens that replicates the look of an incandescent filament and allows light output in all directions - great for chandeliers, or fixtures where ambient light in all directions is important. The clear candles are also available and also have an ultra-wide light spread that replicates the ambient light of an incandescent bulb (click here to see other Litetronics products). All bulbs feature excellent dimming capability just like their incandescent counterparts, yet unlike incandescent bulbs, they use 85% less energy and last up to 17 times as long. This item is the vintage style Litetronics Decorative LED part number LD0527FR2D. It consumes just 5 watts of energy and generates 325 lumens (that's 65 lumens/watt). All LEDs are matched for color and CRI. This decorative LED candelabra bulb is dimmable (click here to see the Decorative LED Dimmer Compatibility Listing), creates a 2700K color temperature and has a CRI of 83. The physical dimensions are 1.5" wide by 4.29" high and the lens cover is frosted. The Litetronics LD0527FR2D is Instant Bright, UV and Mercury Free, UL Listed, FCC, RoHS Compliant and carrys a 3 year limited warranty. Typical applications include restaurants, hospitality, cinemas, bathrooms, decorative lighting, wall sconces, vanities and, of course, chandeliers. Click here to see the Litetronics Dimmable LED Candelabra Specification Sheet. LiteTronics 5W Cand LED Torpedo Frost 2700K | 2700 | 83 | 325 | 65 | 25000 | 5 | 1 | 8.98 | 8.98 | 10.5518 | 2020Q2 | https://www.greenelectricalsupply.com/litetronics-ld0527fr2d-5-watt-e12-candelabra-decorative-led-torpedo-2700k.aspx | Green Electrical Supply | 2020 | Yes
LED Lighting | Decorative | Manufacturer: LiteTronics | True |  |  | Torpedo | Candelabra E12 | Home > Closeout Fixtures and Light Bulbs > 5W Cand LED Torpedo Frost 3000K Product Specifications - Quick Reference Watts: Initial Lumens: 5 Watts 325 Lumens Dimensions: Lens: 1.5" W x 4.29"H Frosted Torpedo LED Color: Dimmable: 3000 Kelvin YES Lumen Maintenance: Lumens Per Watt: 25,000 Hours 65 L/W Operating Voltage: Screw Base: 120 Volt E12 Candelabra Environment: Certifications: Indoor Use Only UL, RoHS, FCC An energy-efficient alternative to incandescent bulbs, the Litetronics line of LED Decorative light bulbs are ideal for most decorative lighting fixtures, perfect for use in restaurants or hospitality applications. The frosted decorative LED candles feature a unique omni-directional lens that replicates the look of an incandescent filament and allows light output in all directions - great for chandeliers, or fixtures where ambient light in all directions is important. The clear candles are also available and also have an ultra-wide light spread that replicates the ambient light of an incandescent bulb (click here to see other Litetronics products). All bulbs feature excellent dimming capability just like their incandescent counterparts, yet unlike incandescent bulbs, they use 85% less energy and last up to 17 times as long. This item is the vintage style Litetronics Decorative LED part number LD0527FR4D. It consumes just 5 watts of energy and generates 325 lumens (that's 65 lumens/watt). All LEDs are matched for color and CRI. This decorative LED candelabra bulb is dimmable (click here to see the Decorative LED Dimmer Compatibility Listing), creates a 3000K color temperature and has a CRI of 83. The physical dimensions are 1.5" wide by 4.29" high and the lens cover is frosted. The Litetronics LD0527FR4D is antique style bulb, Instant Bright, UV and Mercury Free, UL Listed, FCC, RoHS Compliant and carrys a 3 year limited warranty. Typical applications include restaurants, hospitality, cinemas, bathrooms, decorative lighting, wall sconces, vanities and, of course, chandeliers. Click here to see the Litetronics Dimmable LED Candelabra Specification Sheet. LiteTronics 5W Cand LED Torpedo Frost 3000K | 3000 | 83 | 325 | 65 | 25000 | 5 | 1 | 8.98 | 8.98 | 10.5518 | 2020Q2 | https://www.greenelectricalsupply.com/litetronics-ld0527fr4d-5-watt-e12-candelabra-decorative-led-torpedo-3000k.aspx | Green Electrical Supply | 2020 | Yes
LED Lighting | Downlight | Manufacturer: Acuity - Lithonia Lighting | True |  |  |  |  | Recessed, 6" Recessed Home Lithonia Lighting offers one of the industry's broadest portfolios of lighting for any application. Now they are introducing a premier residential lighting product, the LED 6" Recessed Downlight with Integrated Wireless Bluetooth Speaker. Their easy recessed 6SL LED Wireless Speaker Downlight module provides an easy and efficient way to light up a room and enjoy music for the entire family. You can now wirelessly stream audio from your mobile device via Bluetooth. This fixtures come in three different color temperatures: 2700K, 3000K, and 4000K and fits into standard 6" apertures and recessed cans. You can easily pair wirelessly up to 8 units for a more enhanced and balanced sound experience. Create that home amphitheater you've always wanted. An internal Li-ON battery is included for up to 6-hour play time without the light being on. The battery charges when light is turned on and takes approximately 4 hours to fully charge. These fixtures are wet location rated. You can now become that international shower singing sensation you've always wanted to be, all while having exceptional lighting. These fixtures have a quick and easy install. Simply pair the first speaker light to your Bluetooth enable device. This will be your master speaker. From then, sync additional speakers (up to 7 more) to the master speaker. These are known as your satellite speakers. Next, disconnect power at the circuit breaker, then install to recessed housing. This LED downlight can be connected to the dedicated LED connector in the housing or via the E26 adapter provided. Finally, reconnect the power at the circuit breaker. Use light as usual and enjoy audio from an streaming service you like. The recommended distance from your Bluetooth device to the master speaker is up to 30 feet. Click here to see the complete Lithonia 6SL LED Downlight with Integrated Wireless Speaker Specification Sheet. This product is model number, 6SL RD 07LM 40K 90CRI MW. It is Lithonia Lighting's 6" LED Downlight with Wireless Speaker in 4000K Cool White. This is a round 6 inch recessed downlight with a matte white finish that produces 730 lumens with a high CRI of 90. This LED downlight consumes 11 watts of 120V DC at 60Hz. This downlight is also dimmable down to 10% and comes with a 3 year limited warranty on the LEDs and Driver and a 1 year limited warranty on the speaker. You can view compatible dimmers on the specification sheet listed above. While this light is wet location rated, it is also ETL certified to US safety standards. Lithonia's 6SL RD 07LM 40K 90CRI MW has been tested to fit in a minimum enclosure of 6" diameter by 6" height, with a maximum flange diameter of 7.5". Click here to see the complete Lithonia 6SL LED Downlight with Integrated Wireless Speaker Installation Instructions or here to see the Lithonia 6SL Downlight Speaker Quick Start Guide. Try these awesome LED downlights with integrated wireless speakers today. You will not be disappointed. Applications Quick & Easy Install Acuity - Lithonia Lighting 6" LED w/Wireless Speaker 4000K | 4000 | 90 | 730 | 56.1538 | 4 | 13 | 1 | 95.54 | 95.54 | 112.2632 | 2020Q2 | https://www.greenelectricalsupply.com/lithonia-6sl-6-inch-led-retrofit-wireless-bluetooth-speaker-4000K.aspx | Green Electrical Supply | 2020 | Yes
LED Lighting | Downlight | Manufacturer: Acuity - Lithonia Lighting | True |  |  |  |  | Recessed, 6" Recessed Home Lithonia Lighting offers one of the industry's broadest portfolios of lighting for any application. Now they are introducing a premier residential lighting product, the LED 6" Recessed Downlight with Integrated Wireless Bluetooth Speaker. Their easy recessed 6SL LED Wireless Speaker Downlight module provides an easy and efficient way to light up a room and enjoy music for the entire family. You can now wirelessly stream audio from your mobile device via Bluetooth. This fixtures come in three different color temperatures: 2700K, 3000K, and 4000K and fits into standard 6" apertures and recessed cans. You can easily pair wirelessly up to 8 units for a more enhanced and balanced sound experience. Create that home amphitheater you've always wanted. An internal Li-ON battery is included for up to 6-hour play time without the light being on. The battery charges when light is turned on and takes approximately 4 hours to fully charge. These fixtures are wet location rated. You can now become that international shower singing sensation you've always wanted to be, all while having exceptional lighting. These fixtures have a quick and easy install. Simply pair the first speaker light to your Bluetooth enable device. This will be your master speaker. From then, sync additional speakers (up to 7 more) to the master speaker. These are known as your satellite speakers. Next, disconnect power at the circuit breaker, then install to recessed housing. This LED downlight can be connected to the dedicated LED connector in the housing or via the E26 adapter provided. Finally, reconnect the power at the circuit breaker. Use light as usual and enjoy audio from an streaming service you like. The recommended distance from your Bluetooth device to the master speaker is up to 30 feet. Click here to see the complete Lithonia 6SL LED Downlight with Integrated Wireless Speaker Specification Sheet. This product is model number, 6SL RD 07LM 27K 90CRI MW. It is Lithonia Lighting's 6" LED Downlight with Wireless Speaker in 2700K Warm White. This is a round 6 inch recessed downlight with a matte white finish that produces 650 lumens with a high CRI of 90. This LED downlight consumes 11 watts of 120V DC at 60Hz. This downlight is also dimmable down to 10% and comes with a 3 year limited warranty on the LEDs and Driver and a 1 year limited warranty on the speaker. You can view compatible dimmers on the specification sheet listed above. While this light is wet location rated, it is also ETL certified to US safety standards. Lithonia's 6SL RD 07LM 27K 90CRI MW has been tested to fit in a minimum enclosure of 6" diameter by 6" height, with a maximum flange diameter of 7.5". Click here to see the complete Lithonia 6SL LED Downlight with Integrated Wireless Speaker Installation Instructions or here to see the Lithonia 6SL Downlight Speaker Quick Start Guide. Try these awesome LED downlights with integrated wireless speakers today. You will not be disappointed. Applications Quick & Easy Install Acuity - Lithonia Lighting 6" LED w/Wireless Speaker 2700K | 2700 | 90 | 650 | 59.0909 | 4 | 11 | 1 | 76.64 | 76.64 | 90.055 | 2020Q2 | https://www.greenelectricalsupply.com/lithonia-6sl-6-inch-led-retrofit-wireless-integrated-speaker-bluetooth.aspx | Green Electrical Supply | 2020 | Yes
LED Lighting | Downlight | Manufacturer: Acuity - Lithonia Lighting | True |  |  |  |  | 4" Recessed Home > Energy Star Qualified Products > 4" Wafer LED Round Black 3000K Product Specifications - Quick Reference Wattage: Dimensions: 9.6 Watts 6.7" Diameter by 1.1" High Warranty: Operating Life: 5 Year Limited 36,000 hours Working Voltage: Color Temp: 120 Volt 3000K Certifications: Energy Star, Wet Location, IC Rated, CSA, Air Tight Light Output: 675 Lumens Dimmable: YES - Down to 10% Introducing Lithonia Lighting's Ultra-Thin Recessed Downlighting with a Remote Driver Box for Quick, Simple, Housing-Free Installations. The Wafer LED Down light series is available in 3", 4" and 6", your choice of 2700K, 3000K or 4000K and the option of choosing either a matte white, matte black, brushed nickel or oil-rubbed bronze trim. Imagine the results in your home or business when you combine those options with high quality light output and efficiency while eliminating the need for recessed housings. The innovative, slim design allows for easy retrofit, remodel or new construction installation from below the ceiling. With its narrow design, the Wafer LED can be installed in applications with only 2" plenum clearance. Add to those accolades, each LED Wafer down light and remote driver are rated for contact with insulation (IC Rated) and wet location approved, making them ideal for a breadth of both indoor and outdoor residential, hospitality, commercial and multifamily applications. Click here to see the Lithonia Ultra Thin Wafer LED Down Light Product Brochure. This item is Acuity - Lithonia Lighting's WF4 LED 30K MB M6. The 4 inch Wafer LED is an ultra-thin recessed downlight with a narrow remote driver box for applications with shallow ceiling plenum. The Wafer LED is a comprehensive recessed downlight - the pot light housing is not necessary - making them ideal for confined, hard to reach spaces such as closets, bathrooms, hallways, stairwells and outside soffits and other areas that would be challenging with a traditional recessed downlight housing. The aluminum die cast outer frame has a durable, powder coat paint to prevent rust. Each 4" fixture incorporates integral edge-lit LED's and this down light edge-lit LED technology uses a light guided plate to distribute the light. A polycarbonate lens provides even illumination throughout the space. Click here to see the Lithonia Ultra Thin Wafer LED Down Light Installation Instructions. The WF4 LED 30K MB M6 comes loaded with third party certifications - CSA certified to US and Canadian safety standards, ENERGY STAR® certified, Wet location rated and Air Tight certified in accordance with ASTM E283-2004. The WF4 LED 30K MB M6 operates on 120V input power via the factory provided, UL recognized, high efficient driver inside the steel remote box with four 7/8" knockouts with slots for pry-out (Note: Not suitable for pulling wires). The ambient operating temperature range is -40°F (-40°C) to +104°F (+40°C). Dimming, down to 10%, is made simple through use of in-wall dimmer switches. (See page 2 of the specification sheet link below for recommended dimmers). The Lithonia WF4 LED 30K MB M6 is the ultra slim, low profile, 9.6 watt, 4.7" x 1.1" super thin, round, LED recessed down light with a black trim(a white, brushed nickel or oil-rubbed bronze trim option is also available). The WF4 LED 30K MB M6 6 inch LED retrofit generates an amazing 675 lumens (a very nice 70 lumens per watt) of 3000K light. The LED module maintains at least 70% light output for 36,000 hours. Accessories (Sold Separately) include the WF4-PAN new construction rough in plate, WFJB R4 remodel joist bar and your choice of either a 6 foot, 10 foot or 20 foot extension cable. Click here to see the Lithonia WF4 Round Wafer LED Down Light Specification Sheet. Acuity - Lithonia Lighting 4" Wafer LED Round Black 3000K | 3000 | 80 | 675 | 70.3125 | 36000 | 9.6 | 1 | 24.46 | 24.46 | 28.7414 | 2020Q2 | https://www.greenelectricalsupply.com/lithonia-wf4-wafer-led-4-inch-down-light-round-black-trim-3000k.aspx | Green Electrical Supply | 2020 | Yes
LED Lighting | Downlight | Manufacturer: Acuity - Lithonia Lighting | True |  |  |  |  | 4" Recessed Home > Energy Star Qualified Products > 4" Wafer LED Round Black 4000K Product Specifications - Quick Reference Wattage: Dimensions: 10 Watts 6.7" Diameter by 1.1" High Warranty: Operating Life: 5 Year Limited 36,000 hours Working Voltage: Color Temp: 120 Volt 4000K Certifications: Energy Star, Wet Location, IC Rated, CSA, Air Tight Light Output: 765 Lumens Dimmable: YES - Down to 10% Introducing Lithonia Lighting's Ultra-Thin Recessed Downlighting with a Remote Driver Box for Quick, Simple, Housing-Free Installations. The Wafer LED Down light series is available in 3", 4" and 6", your choice of 2700K, 3000K or 4000K and the option of choosing either a matte white, matte black, brushed nickel or oil-rubbed bronze trim. Imagine the results in your home or business when you combine those options with high quality light output and efficiency while eliminating the need for recessed housings. The innovative, slim design allows for easy retrofit, remodel or new construction installation from below the ceiling. With its narrow design, the Wafer LED can be installed in applications with only 2" plenum clearance. Add to those accolades, each LED Wafer down light and remote driver are rated for contact with insulation (IC Rated) and wet location approved, making them ideal for a breadth of both indoor and outdoor residential, hospitality, commercial and multifamily applications. Click here to see the Lithonia Ultra Thin Wafer LED Down Light Product Brochure. This item is Acuity - Lithonia Lighting's WF4 LED 40K MB M6. The 4 inch Wafer LED is an ultra-thin recessed downlight with a narrow remote driver box for applications with shallow ceiling plenum. The Wafer LED is a comprehensive recessed downlight - the pot light housing is not necessary - making them ideal for confined, hard to reach spaces such as closets, bathrooms, hallways, stairwells and outside soffits and other areas that would be challenging with a traditional recessed downlight housing. The aluminum die cast outer frame has a durable, powder coat paint to prevent rust. Each 4" fixture incorporates integral edge-lit LED's and this down light edge-lit LED technology uses a light guided plate to distribute the light. A polycarbonate lens provides even illumination throughout the space. Click here to see the Lithonia Ultra Thin Wafer LED Down Light Installation Instructions. The WF4 LED 40K MB M6 comes loaded with third party certifications - CSA certified to US and Canadian safety standards, ENERGY STAR® certified, Wet location rated and Air Tight certified in accordance with ASTM E283-2004. The WF4 LED 40K MB M6 operates on 120V input power via the factory provided, UL recognized, high efficient driver inside the steel remote box with four 7/8" knockouts with slots for pry-out (Note: Not suitable for pulling wires). The ambient operating temperature range is -40°F (-40°C) to +104°F (+40°C). Dimming, down to 10%, is made simple through use of in-wall dimmer switches. (See page 2 of the specification sheet link below for recommended dimmers). The Lithonia WF4 LED 40K MB M6 is the ultra slim, low profile, 10 watt, 4.7" x 1.1" super thin, round, LED recessed down light with a black trim (a white, brushed nickel or oil-rubbed bronze trim option is also available). The WF4 LED 40K MB M6 6 inch LED retrofit generates an amazing 765 lumens (a very nice 76 lumens per watt) of 4000K light. The LED module maintains at least 70% light output for 36,000 hours. Accessories (Sold Separately) include the WF4-PAN new construction rough in plate, WFJB R4 remodel joist bar and your choice of either a 6 foot, 10 foot or 20 foot extension cable. Click here to see the Lithonia WF4 Round Wafer LED Down Light Specification Sheet. Acuity - Lithonia Lighting 4" Wafer LED Round Black 4000K | 4000 | 80 | 765 | 76.5 | 36000 | 10 | 1 | 24.46 | 24.46 | 28.7414 | 2020Q2 | https://www.greenelectricalsupply.com/lithonia-wf4-wafer-led-4-inch-down-light-round-black-trim-4000k.aspx | Green Electrical Supply | 2020 | Yes